## Contents
Embedded Capacity Register |  | Version 3.0 (of template)
Last Updated [DD/MM/YYYY]:
05/09/2022
About
Embedded Capacity Register: means, for each DNO/IDNO Party, a register of site-specific data items for sites which are connected to the DNO/IDNO Party's Distribution System (or which are the subject of an accepted connection offer to be connected to the Distribution System), and which: (a) have an import capacity of 1 MW or more and are subject to a DSR Contract; and/or (b) have generation with a registered capacity of 1 MW or more. The required register format and data items are described in Schedule 31 (Embedded Capacity Register). This Embedded Capacity Register (ECR) includes details of connected generation (including storage) and flexible demand resources connected to [name of DNO/IDNO]'s Distribution System. Generation assets are included where the Registered Capacity is greater than or equal to 1MW. Sites providing Demand Side Response (DSR) are included where the contracted capacity is greater than or equal to 1MW. Part 1 of the ECR provides information on generation (including storage) assets. Part 2 of the ECR provides information on demand sites providing Demand Side Response (DSR) services. The sheets that make up the ECR are: Definitions Part 1 - this describes the different data fields used in Part 1 of the ECR. Register Part 1 - this comprises a list of generation (including storage) assets. Definitions Part 2 (DSR) - this describes the different data fields used in Part 2 of the ECR. Register Part 2 - this comprises a list of demand sites providing DSR services.
Contacts and other useful information
Contact details If you believe that any details pertaining to your site or a specific site are incorrect then please use the contact details provided to notify us so that the details can be corrected in the next version.
For ECR data related queries please contact:
wpddata@westernpower.co.uk
| Regional Maps To assist you in identifying the geographic regions referred to in the register, there is a map here. | Please see the 'Electricity distribution map' section on the following website:
https://www.energynetworks.org/operating-the-networks/whos-my-network-operator
Additional Information To assist you in understanding how the capacity of connected generation impacts on our network, we provide the following links to addittional information e.g. heat maps for our regions / areas

## Definitions Part 1
Part 1
Introduction
For clarity, sites associated with generation (including storage) are shown in Part 1 of the Embedded Capacity Register. Sites subject to a DSR Contract associated with consumption units are shown in Part 2 of the Embedded Capacity Register.
Register Definitions
| Heading | Explanation
General Data
| Export MPAN / MSID | The core meter point administration number, a 13-digit reference used in MPAS to identify the relevant Metering Point. For generation and storage sites, the "Export" MPAN (or MSID for CVA registered sites) should be included. For "Accepted to Connect" generation or storage entries, please indicate "data not available".
| Import MPAN / MSID | The core meter point administration number, a 13-digit reference used in MPAS to identify the relevant Metering Point. For sites subject to a DSR contract and for storage sites, the "Import" MPAN (or MSID for CVA registered sites) should be included. For generation sites, including generators taking on-site supplies, please indicate "not applicable". For "Accepted to Connect" storage sites, please indicate "data not available".
| Customer Name | Name of party that is connected or contracted to connect.
| Customer Site | Name of customer site/project name.
| Address Line 1 | Address line 1 of the Customer Site.
| Address Line 2 | Address line 2 of the Customer Site.
| Town/ City | Town / City of the Customer Site.
| County | County of the Customer Site.
| Postcode | Postcode of the Customer Site.
| Country | GB country of the Customer Site.
| Location (X-coordinate): Eastings (where data is held) | Six digit British National Grid X coordinate of the Customer Site. Generally this is the same as the Point of Connection / Metering Point. In exceptional cases where the Point of Connection or Metering Point is not located at the Customer Site, the coordinates of the Customer Site is included.
| Location (Y-coordinate): Northings (where data is held) | Six or seven digit British National Grid Y coordinate of the Customer Site. (In Northern Scotland, these will be seven digit coordinates.) Generally this is the same as the Point of Connection / Metering Point. In exceptional cases where the Point of Connection or Metering Point is not located at the Customer Site, the coordinates of the Customer Site is included.
| Grid Supply Point | The point of connection between the transmission system and the distribution system that is linked with the Customer Site.
| Bulk Supply Point | The supply point on the distribution system (representing an EHV/EHV transformation level) that is linked with the Customer Site.
| Primary | The primary substation on the distribution system that is linked with the Customer Site.
| Point of Connection (POC) Voltage (kV) | The voltage at the Point of Connection to the distribution system.
| Licence Area | Licence area Customer Site is connected within
| Energy Source 1 | Meaning any of the below energy source types used in the production of electricity:
Advanced Fuel (produced via gasification or pyrolysis of biofuel or waste)
Biofuel - Biogas from anaerobic digestion (excluding landfill & sewage)
Biofuel - Landfill gas
Biofuel - Sewage gas
Biofuel - Other
Biomass
Fossil - Brown coal/lignite
Fossil - Coal gas
Fossil - Gas
Fossil - Hard coal
Fossil - Oil
Fossil - Oil shale
Fossil - Peat
Fossil - Other
Geothermal
Hydrogen
Nuclear
Solar
Stored Energy (all stored energy irrespectve of the original energy source)
Waste
Water (flowing water or head of water)
Wind
Other
Data not available
| Energy Conversion Technology 1 | Meaning any of the below technology types that export electricity onto a distribution system:
Engine (combustion / reciprocating)
Steam turbine (thermal power plant)
Gas turbine (OCGT)
Steam-gas turbine (CCGT)
Fuel Cell
Hydro - Run of river
Hydro - Reservoir (not pumped)
Hydro - Other
Tidal lagoons
Tidal stream devices
Wave devices
Photovoltaic
Offshore wind turbines
Onshore wind turbines
Geothermal power plant
Storage - Chemical
Storage - Electrical
Storage - Mechanical - Compressed Air (Adiabatic & Diabatic)
Storage - Mechanical - Liquid Air
Storage - Mechanical - Pumped Hydro
Storage - Mechanical - Flywheel
Storage - Thermal
Storage - Electrochemical (Batteries)
Storage - Other
Interconnector
Other
Data not available
| CHP Cogeneration (Yes/No) | Indicates whether the generation in the Customer Site forms part of a CHP scheme.
| Storage Capacity 1 (MWh) | This is the energy capacity of the storage facility (MWh).
| Storage Duration 1 (Hours) | Divide the storage capacity (MWh) by the Registered Capacity (MW) and round it down to the nearest 0.5 (half-hour). If the value is less than 0.5 before rounding, it could be rounded to 0.5 hours so that it is not zero.
| Energy Source & Energy Conversion Technology 1 - Registered Capacity (MW) | This is the Registered Capacity of the "Energy Source 1" expressed in MW.
| Energy Source 2 | Where there is more than one plant type at a site, the "Energy Source 2" and "Energy Source 3" fields would be used to show the energy source types additional to the "Energy Source 1". Meaning any of the energy source types stated above for the "Energy Source 1".
| Energy Conversion Technology 2 | Defined as above for “Energy Conversion Technology 1”.
| CHP Cogeneration 2 (Yes/No) | Indicates whether the generation in the Customer Site forms part of a CHP scheme.
| Storage Capacity 2 (MWh) | This is the energy capacity of the storage facility (MWh).
| Storage Duration 2 (Hours) | Divide the storage capacity (MWh) by the Registered Capacity (MW) and round it down to the nearest 0.5 (half-hour). If the value is less than 0.5 before rounding, it could be rounded to 0.5 hours so that it is not zero.
| Energy Source & Energy Conversion Technology 2 - Registered Capacity (MW) | This is the Registered Capacity of the "Energy Source 2" expressed in MW.
| Energy Source 3 | Defined as above for “Energy Source 2”
| Energy Conversion Technology 3 | Defined as above for “Energy Conversion Technology 2”
| CHP Cogeneration 3 (Yes/No) | Indicates whether the generation in the Customer Site forms part of a CHP scheme.
| Storage Capacity 3 (MWh) | This is the energy capacity of the storage facility (MWh).
| Storage Duration 3 (Hours) | Divide the storage capacity (MWh) by the Registered Capacity (MW) and round it down to the nearest 0.5 (half-hour). If the value is less than 0.5 before rounding, it could be rounded to 0.5 hours so that it is not zero.
| Energy Source & Energy Conversion Technology 3 - Registered Capacity (MW) | This is the Registered Capacity of the "Energy Source 3" expressed in MW.
| Flexible Connection (Yes/No) | Indicates whether the connection is subject to a flexible connection arrangement e.g. Active Network Management (ANM) during system normal conditions.
| Connection Status | “Connected" or "Accepted to Connect"?
Already Connected
| Already connected Registered Capacity (MW) | This is the total Registered Capacity of generation already connected at the site expressed in MW.
| Maximum Export Capacity (MW) | This is the total MW export capacity permitted as per the connection agreement.
| Maximum Export Capacity (MVA) | This is the total MVA export capacity permitted as per the connection agreement.
| Maximum Import Capacity (MW) | This is the total MW import capacity permitted as per the connection agreement.
| Maximum Import Capacity (MVA) | This is the total MVA export capacity permitted as per the connection agreement.
| Date Connected | Date the connection was provided in the case of a new connection. In cases where there was an existing connection, this is date the new equipment was connected.
Accepted to Connect
| Accepted to Connect Registered Capacity (MW) | This is the Registered Capacity of generation that is not already connected, but has been Accepted to Connect, expressed in MW.
| Change to Maximum Export Capacity (MW) | This is the new/additional MW export capacity (i.e. not yet connected) that has been accepted to connect as per the connection agreement.
| Change to Maximum Export Capacity (MVA) | This is the new/additional MVA export capacity (i.e. not yet connected) that has been accepted to connect as per the connection agreement.
| Change to Maximum Import Capacity (MW) | This is the new/additional MW import capacity (i.e. not yet connected) that has been accepted to connect as per the connection agreement.
| Change to Maximum Import Capacity (MVA) | This is the new/additional MVA import capacity (i.e. not yet connected) that has been accepted to connect as per the connection agreement.
| Date Accepted | Date the Customer accepted the connection offer from the DNO or IDNO.
| Target Energisation Date | Estimated date of energisation. This date is likely to change to reflect the latest date notified by customers.
Services Provided
| Distribution Service Provider (Y/N) | Indicates whether a service is provided to the DNO.
| Transmission Service Provider (Y/N) | Indicates whether a service is provided to the ESO or a TO.
| Reference | Unique reference to the service(s) being provided.
Reinforcement Works
| In a Connection Queue (Y/N) | Indicates whether the connection to the Customer Site is in a connection queue.
| Distribution Reinforcement Reference | Unique reference to relevant distribution reinforcement required for connection.
| Transmission Reinforcement Reference | Unique reference to relevant transmission reinforcement required for connection.
Last Update of Data Row
| Last Updated | Date on which entry was last updated.
Note
For each site that meets the criteria to be included in its Embedded Capacity Register, each DNO/IDNO Party shall use reasonable endeavours to populate all relevant fields in the Embedded Capacity Register. Where the DNO/IDNO Party does not hold data for a specific field for a specific site, then the DNO/IDNO Party will populate the relevant field with the words ‘data not available’. If a specific field is not applicable to a specific site, then the DNO/IDNO Party will populate the relevant field with the words ‘data not applicable’.

## Register Part 1
General Data | [36 empty] | Already Connected | [5 empty] | Accepted to Connect | [6 empty] | Services Provided |  |  | Reinforcement Works |  |  | Last Update of Data Row
Export MPAN / MSID | Import MPAN / MSID | Customer Name | Customer Site | Address Line 1 | Address Line 2 | Town/ City | County | Postcode | Country | Location (X-coordinate): Eastings (where data is held) | Location (y-coordinate): Northings (where data is held) | Grid Supply Point | Bulk Supply Point | Primary | Point of Connection (POC) Voltage (kV) | Licence Area | Energy Source 1 | Energy Conversion Technology 1 | CHP Cogeneration (Yes/No) | Storage Capacity 1 (MWh) | Storage Duration 1 (Hours) | Energy Source & Energy Conversion Technology 1 - Registered Capacity (MW) | Energy Source 2 | Energy Conversion Technology 2 | CHP Cogeneration 2 (Yes/No) | Storage Capacity 2 (MWh) | Storage Duration 2 (Hours) | Energy Source & Energy Conversion Technology 2 - Registered Capacity (MW) | Energy Source 3 | Energy Conversion Technology 3 | CHP Cogeneration 3 (Yes/No) | Storage Capacity 3 (MWh) | Storage Duration 3 (Hours) | Energy Source & Energy Conversion Technology 3 - Registered Capacity (MW) | Flexible Connection (Yes/No) | Connection Status | Already connected Registered Capacity (MW) | Maximum Export Capacity (MW) | Maximum Export Capacity (MVA) | Maximum Import Capacity (MW) | Maximum Import Capacity (MVA) | Date Connected | Accepted to Connect Registered Capacity (MW) | Change to Maximum Export Capacity (MW) | Change to Maximum Export Capacity (MVA) | Change to Maximum Import Capacity (MW) | Change to Maximum Import Capacity (MVA) | Date Accepted | Target Energisation Date | Distribution Service Provider (Y/N) | Transmission Service Provider (Y/N) | Reference | In a Connection Queue (Y/N) | Distribution Reinforcement Reference | Transmission Reinforcement Reference | Last Updated
1100040456352 | 1100039602810 | Severn trent water limited | Coventry, finham sewage works stw | Finham Power Generation | St Martins Road, Stwa Site | Coventry | West Midlands | CV3 6PR | United Kingdom | 433310 | 274561 | Coventry 132Kv S Stn | Whitley 33Kv S Stn | Dillotford Ave 33 11Kv S Stn | 11 | Western Power Distribution (East Midlands) Plc | Biofuel - Landfill gas | Gas turbine (OCGT) | No |  | 0 | 1 | [13 empty] | Connected | 1 | 2 | 2.1053 | 3.61 | 3.8 | 2003-05-16 | [13 empty] | 2022-09-04 01:02
1100050207953 | 1100050234024 | Biffa plc | Ufton landfill site | Ufton Landfill Site | Southam Road, Ufton | Leamington spa | Warwickshire | CV33 9PP | United Kingdom | 439014 | 261405 | Berkswell 132Kv S Stn | Harbury 33Kv S Stn | Harbury 11Kv S Stn | 11 | Western Power Distribution (East Midlands) Plc | Biofuel - Landfill gas | Gas turbine (OCGT) | No |  | 0 | 1.065 | [13 empty] | Connected | 1.065 | 1.2 | 1.2632 | 0.275 | 0.2895 | 2017-05-01 | [13 empty] | 2022-09-04 01:02
1100050222446 | 1100039606294 | Nottingham university hospitals nhs trust | Queens medical centre, nottingham univer | Queens Medical Centre | Derby Road | Nottingham | Nottinghamshire | NG7 2UH | United Kingdom | 454800 | 338800 | Ratcliffe On Soar 132Kv S Stn | Nottingham 33Kv S Stn | Lenton 33 11Kv S Stn | 11 | Western Power Distribution (East Midlands) Plc | Fossil - Gas | Engine (combustion / reciprocating) | Yes |  | 0 | 6.125 | [13 empty] | Connected | 6.125 | 4.5 | 4.7368 | 7 | 7.3684 | 2013-09-05 | [13 empty] | 2022-09-04 01:02
1100050222473 |  | Nottingham city council | London road heat station | London Road Heat Station | 12 London Road | Nottingham | Nottinghamshire | NG2 3AB | United Kingdom | 457799 | 339472 | Stoke Bardolph 132Kv | Nottingham East 33Kv S Stn | St Anns 33 11Kv S Stn | 33 | Western Power Distribution (East Midlands) Plc | Solar | Photovoltaic | Yes |  | 0 | 11.37 | [13 empty] | Connected | 11.37 | 12 | 12.6316 |  |  | 1993-01-01 | [13 empty] | 2022-09-04 01:02
1100050222482 | 1100039605680 | Edl (uk) lfg generation limited | Wellingborough sidegate lane (edl) | Edl Uk Limited, Export Site | Sidegate Lane | Wellingborough | Northamptonshire | NN8 1RN | United Kingdom | 491785 | 269986 | Grendon 132Kv S Stn | Wellingborough 33Kv S Stn | Cannon Street 33 11Kv S Stn | 11 | Western Power Distribution (East Midlands) Plc | Biofuel - Landfill gas | Gas turbine (OCGT) | No |  | 0 | 1.048 | [13 empty] | Connected | 1.048 | 2.55 | 2.6842 | 0.04 | 0.0421 | 2011-12-01 | [13 empty] | 2022-09-04 01:02
1100050222516 | 1100039675720 | Cummins engine co ltd | Cummins engines ltd | Cummins Limited | Royal Oak Way South, Royal Oak Industrial Estate | Daventry | Northamptonshire | NN11 8NU | United Kingdom | 456246 | 262963 | Coventry 132Kv S Stn | Daventry 33Kv S Stn | Braunston Road 33 11Kv S Stn | 11 | Western Power Distribution (East Midlands) Plc | Fossil - Gas | Engine (combustion / reciprocating) | No |  | 0 | 2.607 | Solar | Photovoltaic | No |  | 0 | 2.24 |  |  | No |  | 0 | 0.1 |  | Connected | 4.947 | 5.3 | 5.5789 | 3.7 | 3.8947 | 2020-12-01 | [13 empty] | 2022-09-04 01:02
1100050223157 | 1100039661036 | Awg group limited | Milton keynes, woburn sands | Export Site, Awa, Booster Station | Woburn Sands Road, Bow Brickhill | Milton keynes | Buckinghamshire | MK17 8RR | United Kingdom | 492853 | 235946 | East Claydon 132Kv S Stn | Bletchley 33Kv S Stn | Victoria Road 33 11Kv S Stn | 11 | Western Power Distribution (East Midlands) Plc | Fossil - Oil | Engine (combustion / reciprocating) | No |  | 0 | 1 | [13 empty] | Connected | 1 | 0.5 | 0.5263 | 1 | 1.0526 | 2010-08-17 | [13 empty] | 2022-09-04 01:02
1100050223227 |  | Non fossil purchasing agency | Ebet export site 2 | Ebet Export Site 2, Arc Central | Burntstump Hill, Arnold | Nottingham | Nottinghamshire | NG5 8PR | United Kingdom | 458547 | 350098 | Chesterfield 132Kv S Stn | Annesley 33Kv S Stn | Calverton 33 11Kv S Stn | 0.4 | Western Power Distribution (East Midlands) Plc | Biofuel - Landfill gas | Engine (combustion / reciprocating) | No |  | 0 | 1 | [13 empty] | Connected | 1 |  |  |  |  | 1999-04-14 | [13 empty] | 2022-09-04 01:02
1100050313401 | 1100050313369 | Alkane energy uk limited | Acreage lane | Shirebrook Generation Site, Exp | Acreage Lane, Shirebrook | Mansfield | Nottinghamshire | NG20 8RN | United Kingdom | 452628 | 366965 | Chesterfield 132Kv S Stn | Mansfield 33Kv S Stn | Acreage Lane 33 11Kv S Stn | 11 | Western Power Distribution (East Midlands) Plc | Fossil - Gas | Engine (combustion / reciprocating) | No |  | 0 | 10 | Solar | Photovoltaic | No |  | 0 | 0.05 | [7 empty] | Connected | 10.05 | 10.05 | 10.5789 | 0.35 | 0.3684 | 2013-06-17 | [13 empty] | 2022-09-04 01:02
1100050385920 | 1100050385911 | Clp envirogas ltd | Cotesbach landfill generation | Export Steetlys Quar, Watling Street, Shawell | Lutterworth |  |  |  | United Kingdom | 453717 | 280828 | Coventry 132Kv S Stn | Rugby 132Kv S Stn | Rugby 11Kv S Stn | 11 | Western Power Distribution (East Midlands) Plc | Biofuel - Landfill gas | Gas turbine (OCGT) | No |  | 0 | 5.1 | [13 empty] | Connected | 5.1 | 5.1 | 5.3684 | 0.1 | 0.1053 | 2007-11-15 | [13 empty] | 2022-09-04 01:02
1100050449520 | 1100050449510 | Infinis (re-gen) limited | Ling hall quarry generation rmu a | Ling Hall Landfill Site, Phase One, Lawford Heath | Rugby |  |  | CV23 9HH | United Kingdom | 444890 | 272797 | Coventry 132Kv S Stn | Rugby 33Kv S Stn | Lawford 33 11Kv S Stn | 11 | Western Power Distribution (East Midlands) Plc | Biofuel - Landfill gas | Engine (combustion / reciprocating) | Yes |  | 0 | 1.006 | [13 empty] | Connected | 1.006 | 1 | 1.0526 | 0.06 | 0.0632 | 2000-03-01 | [13 empty] | 2022-09-04 01:02
1100051050600 | 1100039601091 | British sugar plc | Newark sugar factory, muskham road, | British Sugar Limited, Newark Sugar Factory | Great North Road | Newark | Nottinghamshire | NG24 1DL | United Kingdom | 479342 | 355241 | Staythorpe C 132Kv S Stn | Hawton 33Kv S Stn | Newark Junction 33 11Kv S Stn | 11 | Western Power Distribution (East Midlands) Plc | Fossil - Gas | Engine (combustion / reciprocating) | Yes |  | 0 | 10 | [13 empty] | Connected | 10 | 3.4 | 3.5789 | 3.4 | 3.5789 | 2013-08-21 | [13 empty] | 2022-09-04 01:02
1100770027124 | 1100770027170 | Infinis (re-gen) limited | Ling hall quarry generation rmu b | Ling Hall Quarry Landfill Site | Coalpit Lane | Lawford heath | Warwickshire | CV23 9HH | United Kingdom | 444995 | 273424 | Coventry 132Kv S Stn | Rugby 33Kv S Stn | Lawford 33 11Kv S Stn | 11 | Western Power Distribution (East Midlands) Plc | Biofuel - Landfill gas | Engine (combustion / reciprocating) | Yes |  | 0 | 2.07 | [13 empty] | Connected | 2.07 | 1.5 | 1.5789 | 0.06 | 0.0632 | 2000-03-01 | [13 empty] | 2022-09-04 01:02
1100770099927 | 1100770099918 | Wykes engineering co (rushden) ltd | Goosey lodge | Goosey Lodge | Wymington Lane, Wymington | Rushden | Northamptonshire | NN10 9LU | United Kingdom | 496188 | 263705 | Grendon 132Kv S Stn | Wellingborough 33Kv S Stn |  | 33 | Western Power Distribution (East Midlands) Plc | Waste | Steam-gas turbine (CCGT) | Yes |  | 0 | 20.6 | Waste | Steam turbine (thermal power plant) | Yes |  | 0 | 5 | [7 empty] | Connected | 25.6 | 25 | 26.3158 | 2 | 2.1053 | 2002-06-17 | [13 empty] | 2022-09-04 01:02
1100770280194 | 1170000385609 | Pyebridge power limited | Somercotes pye bridge generating station pye bridge industrial estate | Pye Bridge Generation Site | Pye Bridge Industrial Estate, Pye Bridge | Alfreton | Derbyshire | DE55 4NX | United Kingdom | 443649 | 352922 | Chesterfield 132Kv S Stn | Alfreton 33Kv S Stn | Somercotes 33 11Kv S Stn | 11 | Western Power Distribution (East Midlands) Plc | Biofuel - Landfill gas | Gas turbine (OCGT) | No |  | 0 | 10.158 | [13 empty] | Connected | 10.158 | 9 | 9.4737 | 0.5 | 0.5263 | 2017-01-09 | [13 empty] | 2022-09-04 01:02
1100770303406 | 1100770234189 | Nottingham trent university | Brackenhurst hall , nottingham road | The Hall, Brackenhurst Campus | Import/Export, Nottingham Road, Southwell | Nottingham | Nottinghamshire | NG25 | United Kingdom | 469562 | 352368 | Staythorpe C 132Kv S Stn | Hawton 33Kv S Stn | Southwell 33 11Kv S Stn | 11 | Western Power Distribution (East Midlands) Plc | Fossil - Gas | Engine (combustion / reciprocating) | Yes |  | 0 | 0.42 | Solar | Photovoltaic | No |  | 0 | 0.2 | [7 empty] | Connected | 0.62 | 0.1 | 0.1053 | 2 | 2.1053 | 2003-01-01 | [13 empty] | 2022-09-04 01:02
1100770514215 | 1100039601366 | Weetabix ltd | Station road | Weetabix Ltd- , Po Box 5 | Burton Latimer | Kettering | Northamptonshire | NN15 5JR | United Kingdom | 486533 | 278774 | Grendon 132Kv S Stn | Kettering 33Kv S Stn | Burton Latimer 33 11Kv S Stn | 11 | Western Power Distribution (East Midlands) Plc | Biofuel - Landfill gas | Gas turbine (OCGT) | No |  | 0 | 6 | [13 empty] | Connected | 6 | 1.5 | 1.5789 | 8.5 | 8.9474 | 2012-12-01 | [13 empty] | 2022-09-04 01:02
1100770552363 | 1100770552354 | Edl (uk) lfg generation limited | Waverley wood landfill site, weston lane, bubbenhall, coventry, cv8 | Generation Site No2, Waverley Wood Landfill Site | Weston Lane, Bubbenhall | Coventry |  | CV8 | United Kingdom | 436177 | 271452 | Coventry 132Kv S Stn | Whitley 33Kv S Stn | Ryton 33 11Kv S Stn | 11 | Western Power Distribution (East Midlands) Plc | Biofuel - Landfill gas | Gas turbine (OCGT) | No |  | 0 | 1.413 | Biofuel - Landfill gas | Gas turbine (OCGT) | No |  | 0 | 0.66 | [7 empty] | Connected | 2.073 | 1.87 | 1.9684 | 0.04 | 0.0421 | 2017-03-27 | [13 empty] | 2022-09-04 01:02
1100770561679 | 1100039604604 | United lincolnshire hospitals nhs trust | Lincoln county hospital greetwell lane | Export Site | Greetwell Road | Lincoln |  | LN2 4AX | United Kingdom | 498812 | 381816 | West Burton 132Kv S Stn | Lincoln Local 132Kv S Stn | Lincoln No 2 11Kv S Stn | 11 | Western Power Distribution (East Midlands) Plc | Fossil - Gas | Engine (combustion / reciprocating) | Yes |  | 0 | 1.497 | [13 empty] | Connected | 1.497 | 1.497 | 1.5758 | 2 | 2.1053 | 2021-01-15 | [13 empty] | 2022-09-04 01:02
1100770715898 |  | Loughborough university | Loughborough university | Loughborough University |  | Loughborough | Leicestershire | LE11 3TU | United Kingdom | 452088 | 318863 | Ratcliffe On Soar 132Kv S Stn | Loughborough 132Kv S Stn (M32) | Loughborough 11Kv S Stn | 0.4 | Western Power Distribution (East Midlands) Plc | Biofuel - Landfill gas | Engine (combustion / reciprocating) | No |  | 0 | 2.06 | Solar | Photovoltaic | No |  | 0 | 0.126 | [7 empty] | Connected | 2.186 |  |  |  |  | 2019-03-25 | [13 empty] | 2022-09-04 01:02
1100771039983 | 1100039605110 | Severn trent water limited | Stoke lane, stoke bardolph | Sewage Works | Stoke Lane, Stoke Bardolph | Nottingham |  |  | United Kingdom | 463459 | 341817 | Stoke Bardolph 132Kv | Nottingham East 33Kv S Stn | Colwick 33 11Kv S Stn | 11 | Western Power Distribution (East Midlands) Plc | Fossil - Gas | Engine (combustion / reciprocating) | Yes |  | 0 | 6.39 | [13 empty] | Connected | 6.39 | 4.1 | 4.3158 | 4.8 | 5.0526 | 2017-07-01 | [13 empty] | 2022-09-04 01:02
1100771060879 | 1100771060850 | Alkane energy uk limited | Whitwell, southfield lane | Export Site - Whitwell Landfill | Southfield Lane | Whitwell | Derbyshire | S80 3LH | United Kingdom | 453300 | 375747 | Chesterfield 132Kv S Stn | Whitwell 33Kv S Stn | Craggs Lane 33 11Kv S Stn | 11 | Western Power Distribution (East Midlands) Plc | Fossil - Gas | Engine (combustion / reciprocating) | No |  | 0 | 2.423 | [13 empty] | Connected | 2.423 | 2.35 | 2.4737 | 0.2 | 0.2105 | 2015-07-08 | [13 empty] | 2022-09-04 01:02
1130000029619 | 1100050106572 | Network rail limited | Network rail infastructure | Network Rail - Tamworth, Traction Supply | Tamworth, Staffs |  |  | B79 7JU | United Kingdom | 421338 | 304271 | Lea Marston 132Kv S Stn | Tamworth Town 132Kv S Stn | Tamworth Town 11Kv S Stn | 25 | Western Power Distribution (East Midlands) Plc | Fossil - Oil | Engine (combustion / reciprocating) | No |  | 0 | 1 | [13 empty] | Connected | 1 | 1 | 1.0526 | 11.3 | 11.8947 | 2011-07-06 | [13 empty] | 2022-09-04 01:02
1130000044013 | 1130000044004 | Lynn wind farm | Lynn wind farm | Lynn & Inner Dowsing Wind Farms, Lynn Farm | Middle Marsh Road, Ashington End | Skegness | Lincolnshire | PE24 4UD | United Kingdom | 553657 | 365530 | Bicker Fen 132Kv S Stn |  |  | 132 | Western Power Distribution (East Midlands) Plc | Wind | Offshore wind turbines | No |  | 0 | 97.2 | [13 empty] | Connected | 97.2 | 94.7 | 99.6842 | 2 | 2.1053 | 2008-01-05 | [13 empty] | 2022-09-04 01:02
1130000044031 | 1130000044022 | Inner dowsing wind farm | Inner dowsing wind farm | Lynn & Inner Dowsing Wind Farms, Inner Dowsing | Middle Marsh Road, Ashington End | Skegness | Lincolnshire | PE24 4UD | United Kingdom | 553657 | 365530 | Bicker Fen 132Kv S Stn |  |  | 132 | Western Power Distribution (East Midlands) Plc | Wind | Offshore wind turbines | No |  | 0 | 97.2 | [13 empty] | Connected | 97.2 | 94.7 | 99.6842 | 2 | 2.1053 | 2008-01-01 | [13 empty] | 2022-09-04 01:02
1130000054953 | 1100039604171 | Severn trent water limited | Wanlip (stw) | Severn Trent Water Limited, - Third Chp Unit | Fillingate, Wanlip | Leicester | Leicestershire | LE7 4PF | United Kingdom | 459630 | 311753 | Ratcliffe On Soar 132Kv S Stn | Willoughby 33Kv S Stn | Mountsorrel 33 11Kv S Stn | 11 | Western Power Distribution (East Midlands) Plc | Biofuel - Landfill gas | Gas turbine (OCGT) | No |  | 0 | 1.156 | [13 empty] | Connected | 1.156 | 0.8 | 0.8421 | 4.5 | 4.7368 | 2009-05-16 | [13 empty] | 2022-09-04 01:02
1130000083449 | 1100039627693 | Yorkshire water services limited | Old whittington station lane | Yorkshire Water Authority, Old Whittington Stf | Station Lane, Old Whittington | Chesterfield | Derbyshire | S41 9QX | United Kingdom | 438948 | 374632 | Chesterfield 132Kv S Stn | Chesterfield 33Kv S Stn | Sheepbridge 6 6Kv S Stn | 11 | Western Power Distribution (East Midlands) Plc | Wind | Onshore wind turbines | No |  | 0 | 0.5 | [13 empty] | Connected | 0.5 | 1.114 | 1.1726 | 1.1 | 1.1579 | 2016-08-01 | [13 empty] | 2022-09-04 01:02
1160000572475 |  | Melton lg energy limited |  | Colsterworth Landfill Site Export | Colsterworth Landfill Site, Colsterworth |  |  | NG33 5LW | United Kingdom | 491874 | 324436 | Bicker Fen 132Kv S Stn | Grantham 33Kv S Stn | Skillington 33 11Kv S Stn | 0.4 | Western Power Distribution (East Midlands) Plc | Fossil - Gas | Engine (combustion / reciprocating) | No |  | 0 | 1.065 | [13 empty] | Connected | 1.065 |  |  |  |  | 2007-04-01 | [13 empty] | 2022-09-04 01:02
1160001070680 | 1160001070671 | Thameswey central milton keynes ltd | Milton keynes, childs way | B4 Mains Substation | Off, Childs Way | Milton keynes |  | MK9 3DA | United Kingdom | 484829 | 237950 | East Claydon 132Kv S Stn | Bradwell Abbey 33Kv S Stn | Childs Way 33 11Kv S Stn | 11 | Western Power Distribution (East Midlands) Plc | Fossil - Gas | Engine (combustion / reciprocating) | Yes |  | 0 | 6 | [13 empty] | Connected | 6 | 6 | 6.3158 | 3.8 | 4 | 2011-11-24 | [13 empty] | 2022-09-04 01:02
1160001076673 | 1160000741043 | Sainsbury's supermarkets limited | Sainsburys regional distribution centre | Nectar Way | Pineham Park, Upton | Northampton |  | NN4 9BX | United Kingdom | 472049 | 258172 | Grendon 132Kv S Stn | Northampton 33Kv S Stn | Pineham 33 11Kv S Stn | 11 | Western Power Distribution (East Midlands) Plc | Fossil - Gas | Engine (combustion / reciprocating) | No |  | 0 | 4.8 | Fossil - Oil | Engine (combustion / reciprocating) | Yes |  | 0 | 1.287 | Solar | Photovoltaic | No |  | 0 | 1.2 |  | Connected | 7.287 | 0.005 | 0.0053 | 1.25 | 1.3158 | 2018-02-01 | [13 empty] | 2022-09-04 01:02
1160001126650 | 1160001126660 | Biogen uk ltd | Higham park |  | Higham Park, Bedford Road | Rushden | East Northamptonshire | NN10 0SL | United Kingdom | 497972 | 264483 | Grendon 132Kv S Stn | Wellingborough 33Kv S Stn | Sharnbrook 33 11Kv S Stn | 11 | Western Power Distribution (East Midlands) Plc | Biofuel - Landfill gas | Gas turbine (OCGT) | No |  | 0 | 3.034 | [13 empty] | Connected | 3.034 | 2.85 | 3 | 0.1 | 0.1053 | 2016-01-01 | [13 empty] | 2022-09-04 01:02
1160001174840 | 1160001177353 | Carsington wind energy ltd | Carsington pastures windfarm | Carsington Wind Farm | Many Stones Lane, Hopton | Brassington | Derbyshire | DE4 4DF | United Kingdom | 424992 | 354496 | Willington 132Kv S Stn | Winster 33Kv S Stn | Hopton 33 11Kv S Stn | 11 | Western Power Distribution (East Midlands) Plc | Wind | Onshore wind turbines | No |  | 0 | 8.7 | [13 empty] | Connected | 8.7 | 8.7 | 9.1579 | 0.2 | 0.2105 | 2014-02-04 | [13 empty] | 2022-09-04 01:02
1160001253321 | 1160001253330 | Npower limited | Lindhurst windfarm | Export Mapn, Lindhurst Windfarm | Blidworth | Mansfield | Nottinghamshire | NG21 0PW | United Kingdom | 457971 | 358096 | Chesterfield 132Kv S Stn | Mansfield 33Kv S Stn |  | 33 | Western Power Distribution (East Midlands) Plc | Wind | Onshore wind turbines | No |  | 0 | 9.5 | [13 empty] | Connected | 9.5 | 9.5 | 10 | 0.05 | 0.0526 | 2010-03-30 | [13 empty] | 2022-09-04 01:02
1160001263231 | 1100039673495 | Tesco stores limited | Fenny lock, bletcham way, milton keynes | Tesco N D C, Export No1 | Bletcham Way, Bletchley | Milton keynes |  | MK1 1QA | United Kingdom | 488492 | 234949 | East Claydon 132Kv S Stn | Bletchley 33Kv S Stn | Victoria Road 33 11Kv S Stn | 11 | Western Power Distribution (East Midlands) Plc | Fossil - Oil | Engine (combustion / reciprocating) | No |  | 0 | 1.6 | [13 empty] | Connected | 1.6 | 1.6 | 1.6842 | 2.2 | 2.3158 | 2010-06-29 | [13 empty] | 2022-09-04 01:02
1160001263240 | 1100039673495 | Tesco stores limited | Fenny lock, bletcham way, milton keynes | Tesco N D C, Export No2 | Bletcham Way, Bletchley | Milton keynes |  | MK1 1QA | United Kingdom | 488492 | 234949 | East Claydon 132Kv S Stn | Bletchley 33Kv S Stn | Victoria Road 33 11Kv S Stn | 11 | Western Power Distribution (East Midlands) Plc | Fossil - Oil | Engine (combustion / reciprocating) | No |  | 0 | 1.6 | [13 empty] | Connected | 1.6 | 1.6 | 1.6842 | 2.2 | 2.3158 | 2010-06-29 | [13 empty] | 2022-09-04 01:02
1160001301515 | 1160001301506 | Staples brothers ltd | Staples vegetables | Staples Vegetables, Marsh Farm | Wrangle |  |  | PE22 9HE | United Kingdom | 544701 | 350648 | Walpole 132Kv S Stn | Boston 33Kv S Stn | Wrangle 33 11Kv S Stn | 11 | Western Power Distribution (East Midlands) Plc | Biomass | Steam turbine (thermal power plant) | No |  | 0 | 2.4 | [13 empty] | Connected | 2.4 | 2.4 | 2.5263 | 1.8 | 1.8947 | 2014-03-26 | [13 empty] | 2022-09-04 01:02
1160001357119 | 1160001239540 | River island clothing company ltd | River island 1 | River Island Distribution Centre | Fen Street, Magna Park | Milton keynes |  | MK17 8EW | United Kingdom | 491548 | 238408 | East Claydon 132Kv S Stn | Bletchley 33Kv S Stn | Fen Farm 33 11Kv S Stn | 11 | Western Power Distribution (East Midlands) Plc | Biofuel - Landfill gas | Gas turbine (OCGT) | No |  | 0 | 0.8 | Solar | Photovoltaic | No |  | 0 | 0.24 | [7 empty] | Connected | 1.04 | 1.04 | 1.0947 | 0.49 | 0.5158 | 2016-03-16 | [13 empty] | 2022-09-04 01:02
1160001363380 | 1160001363390 | Broadview energy developments | Ashby magna | Low Spinney Farm | Gilmorton Lane, Ashby Magna | Lutterworth | Leicestershire | LE17 5NB | United Kingdom | 455816 | 289705 | Coventry 132Kv S Stn | Pailton 33Kv S Stn |  | 33 | Western Power Distribution (East Midlands) Plc | Wind | Onshore wind turbines | No |  | 0 | 8.2 | [13 empty] | Connected | 8.2 | 8.2 | 8.6316 | 0.25 | 0.2632 | 2011-12-16 | [13 empty] | 2022-09-04 01:02
1160001374736 | 1160001374693 | Alkane energy uk limited | Calverton energy park | Calverton Energy Park | Hollingwood Lane | Calverton |  | NG14 6NR | United Kingdom | 460443 | 349984 | Chesterfield 132Kv S Stn | Annesley 33Kv S Stn | Calverton 33 11Kv S Stn | 11 | Western Power Distribution (East Midlands) Plc | Biofuel - Landfill gas | Gas turbine (OCGT) | No |  | 0 | 3 | [13 empty] | Connected | 3 | 3.1 | 3.2632 | 0.1 | 0.1053 | 2018-09-01 | [13 empty] | 2022-09-04 01:02
1160001415356 | 1160001415347 | Eco2 lincs ltd | Sleaford renewable energy plant | Fao Matthew Igoe, General Manager, Import Mpan | Sleaford Renewable Energy Plant, Boston Road | Sleaford | Lincolnshire | NG34 7EZ | United Kingdom | 508692 | 345986 | Walpole 132Kv S Stn |  |  | 132 | Western Power Distribution (East Midlands) Plc | Biomass | Steam turbine (thermal power plant) | No |  | 0 | 45 | [13 empty] | Connected | 45 | 45 | 47.3684 | 3 | 3.1579 | 2013-05-01 | [13 empty] | 2022-09-04 01:02
1160001439301 | 1100039603559 | Toyota motor manufacturing (uk) ltd | Toyota motor manufacturing | Toyota Motor Manufacturing (Uk) Limited |  | Derby | Derbyshire | DE1 9TA | United Kingdom | 429448 | 330612 | Willington 132Kv S Stn | Burnaston 132Kv S Stn |  | 11 | Western Power Distribution (East Midlands) Plc | Solar | Photovoltaic | No |  | 0 | 4.1857 | [13 empty] | Connected | 4.1857 | 4.8 | 5.0526 | 30 | 31.5789 | 2012-12-20 | [13 empty] | 2022-09-04 01:02
1160001439589 | 1160001439570 | Lark energy limited | Tolbar road pv farm | Tolbar Road | Marston | Grantham | Lincolnshire | NG32 2HT | United Kingdom | 488919 | 343258 | Bicker Fen 132Kv S Stn | Grantham North 132Kv S Stn | Grantham North 11Kv S Stn | 11 | Western Power Distribution (East Midlands) Plc | Solar | Photovoltaic | No |  | 0 | 4.7 | [13 empty] | Connected | 4.7 | 4.7 | 4.9474 | 0.025 | 0.0263 | 2011-10-03 | [13 empty] | 2022-09-04 01:02
1160001449648 | 1160001449639 | Islip solar park ltd | Colpmans farm, islip, kettering | Colpmans Farm | Colpmans Farmhouse, Inslip | Kettering | Northamptonshire | NN14 3LT | United Kingdom | 498016 | 279592 | Grendon 132Kv S Stn | Irthlingborough 33Kv S Stn | Thrapston 33 11Kv S Stn | 11 | Western Power Distribution (East Midlands) Plc | Solar | Photovoltaic | No |  | 0 | 5 | [13 empty] | Connected | 5 | 5 | 5.2632 | 0.05 | 0.0526 | 2011-07-21 | [13 empty] | 2022-09-04 01:02
1160001457408 | 1160001457392 | Swinford windfarm | Swinford windfarm | Swinford Wind Farm | Swinford | Lutterworth | Leicestershire | LE17 6BQ | United Kingdom | 456321 | 281689 | Coventry 132Kv S Stn | Pailton 33Kv S Stn |  | 33 | Western Power Distribution (East Midlands) Plc | Wind | Onshore wind turbines | No |  | 0 | 22 | [13 empty] | Connected | 22 | 22 | 23.1579 | 0.48 | 0.5053 | 2012-08-01 | [13 empty] | 2022-09-04 01:02
1160001463874 | 1160001463865 | Beeswax dyson farming ltd | Nocton fen adj unit | Nocton Fen Farm | Nocton | Lincoln | Lincolnshire | LN4 2AY | United Kingdom | 509080 | 365683 | West Burton 132Kv S Stn | Lincoln Main No 1 33Kv S Stn | Metheringham 33 11Kv S Stn | 11 | Western Power Distribution (East Midlands) Plc | Biomass | Steam turbine (thermal power plant) | No |  | 0 | 2 | [13 empty] | Connected | 2 | 2 | 2.1053 | 0.32 | 0.3368 | 2011-12-20 | [13 empty] | 2022-09-04 01:02
1160001474342 | 1160001474333 | Clean electricity generation uk ltd | Units 1c & 1d trafalgar park, victory road, derby, de24 8dx | Clean Electricity Generation Uk Limited, Unit 1C+1D | Victory Road | Derby |  | DE24 8EJ | United Kingdom | 435432 | 332969 | Willington 132Kv S Stn | Derby South 132Kv S Stn |  | 11 | Western Power Distribution (East Midlands) Plc | Fossil - Oil | Engine (combustion / reciprocating) | No |  | 0 | 3.7 | [13 empty] | Connected | 3.7 | 3.7 | 3.8947 | 0.3 | 0.3158 | 2012-03-26 | [13 empty] | 2022-09-04 01:02
1160001478588 | 1160001478579 | Peak gen power ltd | Export, peak gen power ltd, gielgud way, coventry, cv2 2sz | Peak Gen Power Limited | Gielgud Way | Coventry |  | CV2 2SZ | United Kingdom | 439145 | 281769 | Coventry 132Kv S Stn | Coventry North 33Kv S Stn | Walsgrave 33 11Kv S Stn | 11 | Western Power Distribution (East Midlands) Plc | Fossil - Oil | Engine (combustion / reciprocating) | No |  | 0 | 6 | [13 empty] | Connected | 6 | 6 | 6.3158 | 0.12 | 0.1263 | 2012-01-11 | [13 empty] | 2022-09-04 01:02
1160001479030 | 1100050780529 | Uk power reserve (asfordby) ltd | Asfordby coliery |  | Welby Road, Asfordby Hill | Melton mowbray | Leicestershire | LE14 3RD | United Kingdom | 472308 | 319734 | Staythorpe C 132Kv S Stn | Asfordby 132Kv S Stn | Asfordby 11Kv S Stn | 132 | Western Power Distribution (East Midlands) Plc | Fossil - Oil | Engine (combustion / reciprocating) | No |  | 0 | 25 | [13 empty] | Connected | 25 | 25 | 26.3158 | 8 | 8.421 | 2000-07-27 | [13 empty] | 2022-09-04 01:02
1170000004406 | 1100039600993 | Mccain foods (gb) ltd | Easton | Mccain Foods (Gb) Limited | Easton | Grantham | Lincolnshire | NG33 5AY | United Kingdom | 493952 | 326811 | Bicker Fen 132Kv S Stn | Grantham 33Kv S Stn | Easton 33 11Kv S Stn | 11 | Western Power Distribution (East Midlands) Plc | Biofuel - Landfill gas | Gas turbine (OCGT) | No |  | 0 | 1.4 | [13 empty] | Connected | 1.4 | 1.4 | 1.4737 | 3 | 3.1579 | 2012-08-01 | [13 empty] | 2022-09-04 01:02
1170000014584 | 1170000014575 | Warwick integrated generation ltd | Kirkby in ashfield mill lane | Bentinck Generating Station (Export) | Mill Lane | Kirkby in ashfield |  | NG17 9LG | United Kingdom | 448995 | 355135 | Chesterfield 132Kv S Stn | Annesley 33Kv S Stn |  | 33 | Western Power Distribution (East Midlands) Plc | Biofuel - Landfill gas | Gas turbine (OCGT) | No |  | 0 | 12.6 | [13 empty] | Connected | 12.6 | 12 | 12.6316 | 0.5 | 0.5263 | 2013-12-01 | [13 empty] | 2022-09-04 01:02
1170000048403 | 1170000048412 | Alkane energy uk limited | Former gedling colliery | Gedling Energy Park | Old Gedling Colliery Site, Arnold | Nottingham | Nottinghamshire | NG4 4GZ | United Kingdom | 461181 | 343898 | Stoke Bardolph 132Kv | Nottingham East 33Kv S Stn | Gedling 33 11Kv S Stn | 11 | Western Power Distribution (East Midlands) Plc | Fossil - Gas | Engine (combustion / reciprocating) | No |  | 0 | 3.1 | [13 empty] | Connected | 3.1 | 3.1 | 3.2632 | 0.05 | 0.0526 | 2012-05-31 | [13 empty] | 2022-09-04 01:02
1170000059186 | 1170000059210 | Bilsthorpe wind farm ltd | Bilsthorpe wind farm | Bilsthorpe Wind Farm | Stonish Hill | Bilsthorpe | Nottinghamshire | NG22 0DG | United Kingdom | 466170 | 362060 | Chesterfield 132Kv S Stn | Clipstone 33Kv S Stn |  | 33 | Western Power Distribution (East Midlands) Plc | Wind | Onshore wind turbines | No |  | 0 | 10.25 | [13 empty] | Connected | 10.25 | 10.56 | 11.1158 | 0.5 | 0.5263 | 2012-10-01 | [13 empty] | 2022-09-04 01:02
1170000075912 | 1100039601082 | Dynex semiconductor ltd | Doddington road | Dynex Semi Conductor Limited | New Office And Design Centre, Doddington Road | Lincoln |  | LN6 3LF | United Kingdom | 492893 | 368525 | West Burton 132Kv S Stn | Lincoln Main No 1 33Kv S Stn | Doddington Park 33 11Kv S Stn | 11 | Western Power Distribution (East Midlands) Plc | Solar | Photovoltaic | No |  | 0 | 0.0461 | [13 empty] | Connected | 0.0461 | 0.046 | 0.0484 | 3.8 | 4 | 2012-06-01 | [13 empty] | 2022-09-04 01:02
1170000078221 | 1170000078268 | Severn trent wind power ltd | Wanlip wind farm | Wanlip Wind Farm | Wanlip Treatment Work | Fillingate wanlip | Leicestershire | LE7 4PF | United Kingdom | 459498 | 312095 | Ratcliffe On Soar 132Kv S Stn | Willoughby 33Kv S Stn | Mountsorrel 33 11Kv S Stn | 11 | Western Power Distribution (East Midlands) Plc | Wind | Onshore wind turbines | No |  | 0 | 2.5 | [13 empty] | Connected | 2.5 | 2.5 | 2.6316 | 0.035 | 0.0368 | 2013-07-01 | [13 empty] | 2022-09-04 01:02
1170000085140 | 1170000085130 | Leicester district energy company ltd | St marks boiler house | St Marks Boiler House | Donaldson Road | Leicester |  | LE4 6BF | United Kingdom | 459434 | 305751 | Enderby 132Kv S Stn | Leicester North 33Kv S Stn | Lero 33 6 6Kv S Stn | 66 | Western Power Distribution (East Midlands) Plc | Waste | Steam turbine (thermal power plant) | Yes |  | 0 | 1.6 | [13 empty] | Connected | 1.6 | 1.6 | 1.6842 | 0.1 | 0.1053 | 2012-12-01 | [13 empty] | 2022-09-04 01:02
1170000089108 | 1170000089135 | A c shropshire ltd | Green lodge farm | A C Shropshire Limited, Greens Lodge Farm | Greens Lodge Farm Forest Road | Huncote |  | LE9 3LE | United Kingdom | 451970 | 298460 | Coventry 132Kv S Stn | Pailton 33Kv S Stn | Sapcote 33 11Kv S Stn | 11 | Western Power Distribution (East Midlands) Plc | Biomass | Steam turbine (thermal power plant) | No |  | 0 | 1.5 | [13 empty] | Connected | 1.5 | 1.5 | 1.5789 | 0.65 | 0.6842 | 2012-12-18 | [13 empty] | 2022-09-04 01:02
1170000110610 | 1170000110600 | Grange renewable energy ltd | The grange wind farm | The Grange Farm | Tydd St Mary | Wisbech | Lincolnshire | PE13 5QZ | United Kingdom | 545994 | 319240 | Walpole 132Kv S Stn | South Holland 33Kv S Stn |  | 33 | Western Power Distribution (East Midlands) Plc | Wind | Onshore wind turbines | No |  | 0 | 14 | [13 empty] | Connected | 14 | 14 | 14.7368 | 0.1 | 0.1053 | 2013-02-01 | [13 empty] | 2022-09-04 01:02
1170000111260 | 1170000017901 | Siemens plc | Siemens, teal park, north hykeham | New Building, Teal Park | Whisby Road, North Hykeham | Lincoln |  | LN6 3QZ | United Kingdom | 492626 | 367434 | West Burton 132Kv S Stn | Lincoln Main No 1 33Kv S Stn | Doddington Park 33 11Kv S Stn | 11 | Western Power Distribution (East Midlands) Plc | Solar | Photovoltaic | No |  | 0 | 0.134 | [13 empty] | Connected | 0.134 | 0.134 | 0.141 | 1.2 | 1.2632 | 2012-09-01 | [13 empty] | 2022-09-04 01:02
1170000111890 | 1170000111881 | Spep limited | Spep limited stor site | Spep Limited Stor Site | Spalding Drove | Spalding | Lincolnshire | PE12 8BL | United Kingdom | 525418 | 321278 | Walpole 132Kv S Stn | Spalding Clay Lake 33Kv S Stn |  | 33 | Western Power Distribution (East Midlands) Plc | Fossil - Gas | Engine (combustion / reciprocating) | No |  | 0 | 15 | [13 empty] | Connected | 15 | 15 | 15.7895 | 0.2 | 0.2105 | 2013-01-01 | [13 empty] | 2022-09-04 01:02
1170000112486 | 1170000112477 | Fcc environment (lincolnshire)ltd | Lincolnshire energy from waste facility | Lincolnshire Energy From Waste Facility | Paving Way, North Hykeham | Lincoln | Lincolnshire | LN6 3QW | United Kingdom | 493048 | 367757 | West Burton 132Kv S Stn | Lincoln Main No 1 33Kv S Stn |  | 33 | Western Power Distribution (East Midlands) Plc | Waste | Steam turbine (thermal power plant) | No |  | 0 | 13.1 | [13 empty] | Connected | 13.1 | 13.1 | 13.7895 | 2.5 | 2.6316 | 2012-10-01 | [13 empty] | 2022-09-04 01:02
1170000113452 | 1170000113443 | Sovereign property partners llp | Sovereign property partners llp stor site |  | Bowbridge Lane, Balderton | Newark | Nottinghamshire | NG24 3BZ | United Kingdom | 479953 | 351078 | Staythorpe C 132Kv S Stn | Hawton 33Kv S Stn |  | 33 | Western Power Distribution (East Midlands) Plc | Fossil - Oil | Engine (combustion / reciprocating) | No |  | 0 | 20 | [13 empty] | Connected | 20 | 20 | 21.0526 | 0.2 | 0.2105 | 2013-01-01 | [13 empty] | 2022-09-04 01:02
1170000117953 | 1170000117944 | Dalby wind park ltd | Dalby wind park ltd |  | Old Dalby Lodge, Paddy Lane, Old Dalby | Melton mowbray | Leicestershire | LE14 3LY | United Kingdom | 465383 | 324098 | Ratcliffe On Soar 132Kv S Stn | Willoughby 33Kv S Stn |  | 33 | Western Power Distribution (East Midlands) Plc | Wind | Onshore wind turbines | No |  | 0 | 7.65 | [13 empty] | Connected | 7.65 | 7.65 | 8.0526 | 0.5 | 0.5263 | 2015-10-06 | [13 empty] | 2022-09-04 01:02
1170000117980 | 1170000117971 | Yelvertoft wind farm ltd | Yelvertoft wind farm | Yelvertoft Wind Farm | Hilmorton Lane, Crick | Daventry | Northamptonshire | NN6 7SN | United Kingdom | 457748 | 274727 | Coventry 132Kv S Stn | Daventry 33Kv S Stn |  | 33 | Western Power Distribution (East Midlands) Plc | Wind | Onshore wind turbines | No |  | 0 | 16.4 | [13 empty] | Connected | 16.4 | 16.4 | 17.2632 | 0.3 | 0.3158 | 2012-10-15 | [13 empty] | 2022-09-04 01:02
1170000133263 | 1170000204589 | Severn trent wind power ltd | Severn trent water treatment works wind turbine site | Spondon Water Treatment Generation, Derby Sewage Works | Megaloughton Lane, Spondon | Derby |  | DE21 7BR | United Kingdom | 439107 | 334983 | Willington 132Kv S Stn | Derby 33Kv S Stn | Chaddesden 33 11Kv S Stn | 11 | Western Power Distribution (East Midlands) Plc | Wind | Onshore wind turbines | No |  | 0 | 5 | [13 empty] | Connected | 5 | 5 | 5.2632 | 0.99 | 1.0421 | 2013-06-01 | [13 empty] | 2022-09-04 01:02
1170000137588 | 1170000137579 | Hive solar charlie ltd | Shacks barn farm | Shacks Barn Farm House | Silverstone | Towcester | Northamptonshire | NN12 8TB | United Kingdom | 468104 | 245638 | East Claydon 132Kv S Stn | Brackley 132Kv S Stn |  | 33 | Western Power Distribution (East Midlands) Plc | Solar | Photovoltaic | No |  | 0 | 5 | [13 empty] | Connected | 5 | 5 | 5.2632 | 0.1 | 0.1053 | 2013-03-28 | [13 empty] | 2022-09-04 01:02
1170000138234 | 1170000138225 | Severn trent wind power ltd | Newthorpe sewerage treatment works wind turbines | Newthorpe Sewage Treatment Works | Halls Lane | Newthorpe |  | NG16 2DE | United Kingdom | 447513 | 344952 | Willington 132Kv S Stn | Heanor 33Kv S Stn | Moorgreen 33 11Kv S Stn | 11 | Western Power Distribution (East Midlands) Plc | Wind | Onshore wind turbines | No |  | 0 | 2.6 | [13 empty] | Connected | 2.6 | 2.6 | 2.7368 | 0.06 | 0.0632 | 2013-05-01 | [13 empty] | 2022-09-04 01:02
1170000146680 | 1170000146670 | Green frog power 214 limited | Green frog power ltd willoughby 20mw stor gen |  | West Thorpe Road | Willoughby | Leicestershire | LE12 6TD | United Kingdom | 462657 | 325786 | Ratcliffe On Soar 132Kv S Stn | Willoughby 33Kv S Stn |  | 33 | Western Power Distribution (East Midlands) Plc | Fossil - Oil | Engine (combustion / reciprocating) | No |  | 0 | 20 | [13 empty] | Connected | 20 | 26.4 | 27.7895 | 0.1 | 0.1053 | 2013-01-01 | [13 empty] | 2022-09-04 01:02
1170000154547 | 1170000154538 | Chelveston renewable energy ltd | Chelveston renewable energy park |  | Chelveston Farm, Caldecott Road, Caldecott | Wellingborough | Northamptonshire | NN9 6AR | United Kingdom | 500631 | 268857 | Grendon 132Kv S Stn | Irthlingborough 33Kv S Stn |  | 33 | Western Power Distribution (East Midlands) Plc | Wind | Onshore wind turbines | No |  | 0 | 32.6 | [13 empty] | Connected | 32.6 | 32.6 | 34.3158 | 1 | 1.0526 | 2013-03-31 | [13 empty] | 2022-09-04 01:02
1170000159350 | 1170000159340 | Ael biogas | East kirkby , east kirkby airfield | Export Biogas Generation | East Kirkby | Spilsby |  | PE23 4BX | United Kingdom | 534179 | 362386 | Bicker Fen 132Kv S Stn | Skegness 33Kv S Stn | Spilsby 33 11Kv S Stn | 11 | Western Power Distribution (East Midlands) Plc | Biofuel - Biogas from anaerobic digestion (excluding landfill & sewage) | Engine (combustion / reciprocating) | Yes |  | 0 | 1.2 | [13 empty] | Connected | 1.2 | 1.2 | 1.2632 | 0.25 | 0.2632 | 2013-09-30 | [13 empty] | 2022-09-04 01:02
1170000168178 | 1170000160044 | Powertree (taylor lane) limited | Derbyshire, heanor, taylor lane, | Power Balancing Services Limited | Taylor Lane, Loscoe | Heanor | Derbyshire | DE75 7TA | United Kingdom | 442564 | 347592 | Willington 132Kv S Stn | Heanor 33Kv S Stn | Heanor 11Kv S Stn | 11 | Western Power Distribution (East Midlands) Plc | Fossil - Gas | Engine (combustion / reciprocating) | No |  | 0 | 7.2 | [13 empty] | Connected | 7.2 | 7 | 7.3684 | 0.15 | 0.1579 | 2017-06-01 | [13 empty] | 2022-09-04 01:02
1170000172963 | 1170000172954 | Wymeswold solar farm ltd | Wymeswold solar farm | Wymeswold Airfield | Prestwold, Wymeswold | Loughborough | Leicestershire | LE12 5SH | United Kingdom | 458285 | 322577 | Ratcliffe On Soar 132Kv S Stn | Loughborough 33Kv S Stn |  | 33 | Western Power Distribution (East Midlands) Plc | Solar | Photovoltaic | No |  | 0 | 30 | [13 empty] | Connected | 30 | 30 | 31.5789 | 0.06 | 0.0632 | 2013-03-20 | [13 empty] | 2022-09-04 01:02
1170000174836 | 1170000174827 | Ks spv 8 limited | Beachampton solar farm | Potash Farm | Beachampton | Milton keynes | Buckinghamshire | MK19 6EA | United Kingdom | 477964 | 236109 | East Claydon 132Kv S Stn | Stony Stratford 33Kv S Stn |  | 33 | Western Power Distribution (East Midlands) Plc | Solar | Photovoltaic | No |  | 0 | 3 | [13 empty] | Connected | 3 | 3 | 3.1579 | 0.1 | 0.1053 | 2013-03-01 | [13 empty] | 2022-09-04 01:02
1170000182970 | 1170000182961 | The hollies solar farm ltd | The hollies solar farm | Spencer Farm | The Hollies, Croft | Skegness | Lincolnshire | PE24 4SH | United Kingdom | 549727 | 363221 | Bicker Fen 132Kv S Stn | Skegness 33Kv S Stn |  | 33 | Western Power Distribution (East Midlands) Plc | Solar | Photovoltaic | No |  | 0 | 10 | [13 empty] | Connected | 10 | 10 | 10.5263 | 0.04 | 0.0421 | 2013-03-28 | [13 empty] | 2022-09-04 01:02
1170000185642 | 1100039603949 | Awg group limited | Awa cotton valley stw | Awa Sewage Treatment | Cotton Valley, Pineham | Milton keynes | Buckinghamshire | MK15 9AD | United Kingdom | 488703 | 240475 | East Claydon 132Kv S Stn | Bletchley 33Kv S Stn | Fox Milne 33 11Kv S Stn | 11 | Western Power Distribution (East Midlands) Plc | Biofuel - Landfill gas | Gas turbine (OCGT) | Yes |  | 0 | 2.75 | [13 empty] | Connected | 2.75 | 2.75 | 2.8947 | 4.35 | 4.5789 | 2013-03-04 | [13 empty] | 2022-09-04 01:02
1170000191840 | 1170000266799 | Stables solar limited | Pine close | The Stables (Rear Of) | Pine Close, Stoke Golding | Nuneaton | Warwickshire | CV13 6EB | United Kingdom | 440447 | 296877 | Coventry 132Kv S Stn | Hinckley 33Kv S Stn | Middlefield 33 11Kv S Stn | 11 | Western Power Distribution (East Midlands) Plc | Solar | Photovoltaic | No |  | 0 | 2.2 | [13 empty] | Connected | 2.2 | 2.2 | 2.3158 | 0.015 | 0.0158 | 2014-04-01 | [13 empty] | 2022-09-04 01:02
1170000192366 | 1170000402167 | Daintree wind farm limited | Crick dirft wind farm | M1 (Junction 18) | Crick | Rugby | Northamptonshire | NN6 7GW | United Kingdom | 457276 | 272649 | Coventry 132Kv S Stn | Daventry 33Kv S Stn | Crick 33 11Kv S Stn | 11 | Western Power Distribution (East Midlands) Plc | Wind | Onshore wind turbines | No |  | 0 | 5 | [13 empty] | Connected | 5 | 5 | 5.2632 | 0.025 | 0.0263 | 2014-10-01 | [13 empty] | 2022-09-04 01:02
1170000197986 | 1100039600390 | Butlins skyline ltd | Roman bank | Export Chp, Butlins Limited, Funcoast World |  | Skegness | Lincolnshire | PE25 1NJ | United Kingdom | 556829 | 367385 | Bicker Fen 132Kv S Stn | Skegness 33Kv S Stn | Ingoldmells 33 11Kv S Stn | 11 | Western Power Distribution (East Midlands) Plc | Fossil - Gas | Engine (combustion / reciprocating) | Yes |  | 0 | 0.12 | [13 empty] | Connected | 0.12 | 0.12 | 0.1263 | 8.2 | 8.6316 | 2013-03-21 | [13 empty] | 2022-09-04 01:02
1170000199798 | 1170000199789 | Bl wind limited | Burton wold wind farm extension ltd | Burton Wold Farm North | Northern Extension, Thrapston Road | Finedon | Northamptonshire | NN9 5HW | United Kingdom | 492744 | 275976 | Grendon 132Kv S Stn | Irthlingborough 33Kv S Stn |  | 33 | Western Power Distribution (East Midlands) Plc | Wind | Onshore wind turbines | No |  | 0 | 14.4 | [13 empty] | Connected | 14.4 | 14.4 | 15.1579 | 0.2 | 0.2105 | 2014-06-19 | [13 empty] | 2022-09-04 01:02
1170000233570 | 1170000233552 | Roade windfarm ltd | M1 windfarm | Ashwood Farm | Hartwell Road, Quinton | Northampton | Northamptonshire | NN7 2HD | United Kingdom | 477945 | 252266 | Grendon 132Kv S Stn | Northampton 33Kv S Stn |  | 33 | Western Power Distribution (East Midlands) Plc | Wind | Onshore wind turbines | No |  | 0 | 7.65 | [13 empty] | Connected | 7.65 | 7.65 | 8.0526 | 0.205 | 0.2158 | 2014-04-01 | [13 empty] | 2022-09-04 01:02
1170000240114 | 1100039669470 | Fold hill foods ltd | Fold hill | (Export Meter) J W Grant, Fold Hill Foods, Dovecote Farm | Old Leake, Boston |  |  | PE22 9RL | United Kingdom | 539886 | 354045 | Walpole 132Kv S Stn | Boston 33Kv S Stn | Stickney 33 11Kv S Stn | 11 | Western Power Distribution (East Midlands) Plc | Solar | Photovoltaic | No |  | 0 | 1.05 | [13 empty] | Connected | 1.05 | 1.05 | 1.1053 | 1.5 | 1.5789 | 2013-08-30 | [13 empty] | 2022-09-04 01:02
1170000248187 | 1170000239730 | Severn trent water limited | Stwa clay mills, meadow lane, stretton | Stwa Clay Mills Export No 1 | Meadow Lane, Stretton | Burton on trent |  | DE13 0DB | United Kingdom | 426270 | 325750 | Drakelow 132Kv | Burton 132Kv S Stn | Burton 11Kv | 11 | Western Power Distribution (East Midlands) Plc | Biofuel - Landfill gas | Gas turbine (OCGT) | No |  | 0 | 1.9 | [13 empty] | Connected | 1.9 | 0.499 | 0.5253 | 3 | 3.1579 | 2011-03-09 | [13 empty] | 2022-09-04 01:02
1170000248220 | 1170000239730 | Severn trent water limited | Stwa clay mills, meadow lane, stretton | Stwa Clay Mills Export No 2 | Meadow Lane, Stretton | Burton on trent |  | DE13 0DB | United Kingdom | 426270 | 325750 | Drakelow 132Kv | Burton 132Kv S Stn | Burton 11Kv | 11 | Western Power Distribution (East Midlands) Plc | Biofuel - Landfill gas | Gas turbine (OCGT) | No |  | 0 | 1.9 | [13 empty] | Connected | 1.9 | 0.499 | 0.5253 | 3 | 3.1579 | 2011-03-09 | [13 empty] | 2022-09-04 01:02
1170000271353 | 1170000271344 | Holbeach biogas limited | Manor farm | Manor Farm | Holbeach Hurn, Holbeach | Spalding | Lincolnshire | PE12 8LR | United Kingdom | 540401 | 328448 | Walpole 132Kv S Stn | Spalding Clay Lake 33Kv S Stn | Holbeach 33 11Kv S Stn | 11 | Western Power Distribution (East Midlands) Plc | Biofuel - Biogas from anaerobic digestion (excluding landfill & sewage) | Engine (combustion / reciprocating) | No |  | 0 | 0.8 | [13 empty] | Connected | 0.8 | 0.8 | 0.8421 | 1.7 | 1.7895 | 2014-04-05 | [13 empty] | 2022-09-04 01:02
1170000272055 | 1160000302137 | Wolseley uk ltd | Wolseley uk ndc, harrison way, spa park, leamington spa, cv31 3hh | Export Feeder 2, Wolseley Uk Limited, The Wolseley Center | Harrison Way | Leamington spa | Warwickshire | CV31 3HH | United Kingdom | 431774 | 264042 | Berkswell 132Kv S Stn | Warwick 33Kv S Stn | Lockheed 33 11Kv S Stn | 11 | Western Power Distribution (East Midlands) Plc | Solar | Photovoltaic | No |  | 0 | 1.8 | [13 empty] | Connected | 1.8 | 1.8 | 1.8947 | 2.286 | 2.4063 | 2013-12-27 | [13 empty] | 2022-09-04 01:02
1170000272064 | 1160000302137 | Wolseley uk ltd | Wolseley uk ndc, harrison way, spa park, leamington spa, cv31 3hh | Export Feeder 1, Wolseley Uk Limited, The Wolseley Center | Harrison Way | Leamington spa | Warwickshire | CV31 3HH | United Kingdom | 431774 | 264042 | Berkswell 132Kv S Stn | Warwick 33Kv S Stn | Lockheed 33 11Kv S Stn | 11 | Western Power Distribution (East Midlands) Plc | Solar | Photovoltaic | No |  | 0 | 1.8 | [13 empty] | Connected | 1.8 | 1.8 | 1.8947 | 2.286 | 2.4063 | 2013-12-27 | [13 empty] | 2022-09-04 01:02
1170000280117 | 1170000280108 | Sutton grange ad limited | Low farm | Low Farm | Low Road, Lound | Retford | Nottinghamshire | DN22 8SB | United Kingdom | 469812 | 385636 | Staythorpe C 132Kv S Stn | Checkerhouse 33Kv S Stn |  | 33 | Western Power Distribution (East Midlands) Plc | Biofuel - Biogas from anaerobic digestion (excluding landfill & sewage) | Engine (combustion / reciprocating) | Yes |  | 0 | 3 | [13 empty] | Connected | 3 | 3 | 3.1579 | 1 | 1.0526 | 2014-01-04 | [13 empty] | 2022-09-04 01:02
1170000280970 | 1170000280960 | Turweston solar farm limited | Turweston airfield solar farm | Floor Mounted Solar Power Plant | Turweston Airfield | Brackley | Buckinghamshire | NN13 5YD | United Kingdom | 461043 | 238744 | East Claydon 132Kv S Stn | Brackley 132Kv S Stn |  | 33 | Western Power Distribution (East Midlands) Plc | Solar | Photovoltaic | No |  | 0 | 15.5 | [13 empty] | Connected | 15.5 | 15.5 | 16.3158 | 0.06 | 0.0632 | 2014-01-01 | [13 empty] | 2022-09-04 01:02
1170000281193 | 1170000281175 | Lambridge solar ltd | Grange farm, burton pedwardine |  | Grange Farm, Asgarby Road, Burton Pedwardine | Sleaford | Lincolnshire | NG34 0BX | United Kingdom | 510792 | 343422 | Bicker Fen 132Kv S Stn | Sleaford 33Kv S Stn |  | 33 | Western Power Distribution (East Midlands) Plc | Solar | Photovoltaic | No |  | 0 | 7.5 | [13 empty] | Connected | 7.5 | 7.5 | 7.8947 | 0.1 | 0.1053 | 2014-01-17 | [13 empty] | 2022-09-04 01:02
1170000281565 | 1100039601310 | Milton keynes general nhs trust | Milton keynes hospital | Milton Keynes Hospital | Standing Way, Eaglestone | Milton keynes | Buckinghamshire | MK6 5LD | United Kingdom | 486835 | 237194 | East Claydon 132Kv S Stn | Bletchley 33Kv S Stn | Secklow Gate 33 11Kv S Stn | 11 | Western Power Distribution (East Midlands) Plc | Fossil - Oil | Engine (combustion / reciprocating) | No |  | 0 | 2 | [13 empty] | Connected | 2 | 2 | 2.1053 | 4.5 | 4.7368 | 2011-01-01 | [13 empty] | 2022-09-04 01:02
1170000281574 | 1170000272000 | Milton keynes general nhs trust | Milton keynes hospital | Generation, Phase 1, Milton Keynes General Hospital | Standing Way, Eaglestone | Milton keynes | Buckinghamshire | MK6 5LD | United Kingdom | 486835 | 237194 | East Claydon 132Kv S Stn | Bletchley 33Kv S Stn | Secklow Gate 33 11Kv S Stn | 11 | Western Power Distribution (East Midlands) Plc | Fossil - Oil | Engine (combustion / reciprocating) | No |  | 0 | 2 | [13 empty] | Connected | 2 | 2 | 2.1053 | 4.5 | 4.7368 | 2011-01-01 | [13 empty] | 2022-09-04 01:02
1170000300891 | 1170000282977 | Network rail infrastructure limited | Hunters lane rugby | Rugby Operating Centre | Hunters Lane | Rugby |  | CV21 1EA | United Kingdom | 450740 | 276130 | Coventry 132Kv S Stn | Rugby 132Kv S Stn | Rugby 11Kv S Stn | 11 | Western Power Distribution (East Midlands) Plc | Solar | Photovoltaic | No |  | 0 | 0.722 | [13 empty] | Connected | 0.722 | 0.038 | 0.04 | 2.5 | 2.6316 | 2014-04-14 | [13 empty] | 2022-09-04 01:02
1170000304423 | 1170000304432 | Bio dynamic (uk) ltd | Colwick sidings, colwick road no4, ad plant | P176 | Private Road No 4, Colwick Industrial Estate, Nottingham |  |  | NG4 2JT | United Kingdom | 463401 | 339816 | Stoke Bardolph 132Kv | Nottingham East 33Kv S Stn | Colwick 33 11Kv S Stn | 11 | Western Power Distribution (East Midlands) Plc | Biofuel - Landfill gas | Gas turbine (OCGT) | Yes |  | 0 | 4.052 | Fossil - Gas | Engine (combustion / reciprocating) | Yes |  | 0 | 0.785 | [7 empty] | Connected | 4.837 | 4 | 4.2105 | 1 | 1.0526 | 2018-08-01 | [13 empty] | 2022-09-04 01:02
1170000305107 | 1170000314209 | Sun glow power limited | Solar farm, mallory road, bishops tachbrook, warwick, cv34 6su | Brickyard Barn | Mallory Road, Bishops Tachbrook | Leamington spa | Warwickshire | CV33 9QD | United Kingdom | 430422 | 261468 | Berkswell 132Kv S Stn | Warwick 33Kv S Stn | Banbury Road 33 11Kv S Stn | 11 | Western Power Distribution (East Midlands) Plc | Solar | Photovoltaic | No |  | 0 | 3.5 | [13 empty] | Connected | 3.5 | 3.5 | 3.6842 | 0.025 | 0.0263 | 2014-12-01 | [13 empty] | 2022-09-04 01:02
1170000306893 | 1170000306884 | Lightsource spv 62 limited | Lodge farm | Lodge Farm | Spa Lane | Rushcliffe | Nottinghamshire | NG13 9PL | United Kingdom | 477992 | 341484 | Staythorpe C 132Kv S Stn | Hawton 33Kv S Stn |  | 33 | Western Power Distribution (East Midlands) Plc | Solar | Photovoltaic | No |  | 0 | 10 | [13 empty] | Connected | 10 | 10 | 10.5263 | 0.2 | 0.2105 | 2014-03-31 | [13 empty] | 2022-09-04 01:02
1170000306918 | 1170000306909 | Lightsource spv 61 limited | Little morton farm | Little Morton Farm | Little Morton, Retford | Worksop | Nottinghamshire | DN22 8BE | United Kingdom | 467652 | 378879 | Staythorpe C 132Kv S Stn | Checkerhouse 33Kv S Stn |  | 33 | Western Power Distribution (East Midlands) Plc | Solar | Photovoltaic | No |  | 0 | 12 | [13 empty] | Connected | 12 | 12 | 12.6316 | 0.1 | 0.1053 | 2014-03-31 | [13 empty] | 2022-09-04 01:02
1170000313171 | 1170000313162 | Lightsource spv 37 limited | Ermine farm | Ermine Street Farm | Ancaster Heath, Ancaster | Grantham | Lincolnshire | NG32 3RN | United Kingdom | 499315 | 347454 | Bicker Fen 132Kv S Stn | Sleaford 33Kv S Stn |  | 33 | Western Power Distribution (East Midlands) Plc | Solar | Photovoltaic | No |  | 0 | 27 | [13 empty] | Connected | 27 | 27 | 28.421 | 0.2 | 0.2105 | 2014-03-27 | [13 empty] | 2022-09-04 01:02
1170000319243 | 1170000319234 | Wellingborough solar ltds | Land off the ridge, great doddington, wellingborough, northamptonshire, nn29 7tu |  | The Ridge, Great Doddington | Wellingborough | Northamptonshire | NN29 7TU | United Kingdom | 488947 | 265663 | Grendon 132Kv S Stn | Wellingborough 33Kv S Stn |  | 33 | Western Power Distribution (East Midlands) Plc | Solar | Photovoltaic | No |  | 0 | 10 | [13 empty] | Connected | 10 | 10 | 10.5263 | 0.1 | 0.1053 | 2014-12-16 | [13 empty] | 2022-09-04 01:02
1170000323133 | 1100051050549 | Volkswagen group uk limited | Volkswagen group | T N T Logistics Centre | Birch Coppice, Dordon | Nr tamworth | Warwickshire | B78 1SZ | United Kingdom | 425411 | 299364 | Lea Marston 132Kv S Stn | Tamworth 33Kv S Stn | Birch Coppice 33 11Kv S Stn | 11 | Western Power Distribution (East Midlands) Plc | Solar | Photovoltaic | No |  | 0 | 1.5 | [13 empty] | Connected | 1.5 | 1.5 | 1.5789 | 2 | 2.1053 | 2014-05-01 | [13 empty] | 2022-09-04 01:02
1170000325292 | 1170000325283 | Winwick wind farm limited | Winwick wind farm | Winwick Wind Farm | Cold Ashby Road | Northampton | Northamptonshire | NN6 6EP | United Kingdom | 464002 | 274706 | Coventry 132Kv S Stn | Daventry 33Kv S Stn |  | 33 | Western Power Distribution (East Midlands) Plc | Wind | Onshore wind turbines | No |  | 0 | 12.3 | [13 empty] | Connected | 12.3 | 12.3 | 12.9474 | 0.275 | 0.2895 | 2016-06-09 | [13 empty] | 2022-09-04 01:02
1170000325317 | 1170000325308 | Watford lodge wind farm ltd | Watford lodge windfarm ltd | Watford Lodge Wind Farm | West Haddon Road | Watford | Northamptonshire | NN6 7UN | United Kingdom | 460841 | 270170 | Coventry 132Kv S Stn | Daventry 33Kv S Stn |  | 33 | Western Power Distribution (East Midlands) Plc | Wind | Onshore wind turbines | No |  | 0 | 10.25 | [13 empty] | Connected | 10.25 | 10.25 | 10.7895 | 0.175 | 0.1842 | 2015-08-18 | [13 empty] | 2022-09-04 01:02
1170000326463 | 1170000326454 | Hazel capital development (wrangle) limited | Land at wrangle farm | Wrangle Farm | Ings Road | Leverton | Lincolnshire | PE22 0PZ | United Kingdom | 538500 | 349350 | Walpole 132Kv S Stn | Boston 33Kv S Stn |  | 33 | Western Power Distribution (East Midlands) Plc | Solar | Photovoltaic | No |  | 0 | 9 | [13 empty] | Connected | 9 | 9 | 9.4737 | 0.06 | 0.0632 | 2014-03-26 | [13 empty] | 2022-09-04 01:02
1170000334000 | 1170000333994 | Pfb solar ltd | Fen road solar | Fen Road Solar Farm | Fen Road, Frampton Fen | Boston | Lincolnshire | PE20 1RU | United Kingdom | 529491 | 342655 | Walpole 132Kv S Stn | Boston 33Kv S Stn | Sleaford Road Boston 33 11Kv S Stn | 11 | Western Power Distribution (East Midlands) Plc | Solar | Photovoltaic | No |  | 0 | 1.2 | [13 empty] | Connected | 1.2 | 1.2 | 1.2632 | 0.1 | 0.1053 | 2014-07-22 | [13 empty] | 2022-09-04 01:02
1170000337517 | 1170000337508 | Argyll solar limited | Burton pedwardine phase 2 | Burton Pedwardine | Asgarby Road, Burton Pedwardine | Sleaford | Lincolnshire | NG34 0DB | United Kingdom | 510475 | 343461 | Bicker Fen 132Kv S Stn | Sleaford 33Kv S Stn |  | 33 | Western Power Distribution (East Midlands) Plc | Solar | Photovoltaic | No |  | 0 | 3.75 | [13 empty] | Connected | 3.75 | 3.5 | 3.6842 | 0.1 | 0.1053 | 2014-03-31 | [13 empty] | 2022-09-04 01:02
1170000346344 | 1170000346335 | Wellingborough solar ltds | Doddington ridge, doddington road, wellingborough nn29 7tt | Export | The Ridge, Great Doddington | Wellingborough | Northamptonshire | NN29 7TT | United Kingdom | 488947 | 265653 | Grendon 132Kv S Stn | Wellingborough 132Kv S Stn | Wellingborough 132/11Kv (Reserve) | 11 | Western Power Distribution (East Midlands) Plc | Solar | Photovoltaic | No |  | 0 | 2.8 | [13 empty] | Connected | 2.8 | 2.8 | 2.9474 | 0.02 | 0.021 | 2014-03-30 | [13 empty] | 2022-09-04 01:02
1170000346502 | 1170000346511 | Lowther farms | Ashby lane farm | Ashby Lane Farm | Cold Ashby Road, Guilsborough | Northampton | Northamptonshire | NN6 8QP | United Kingdom | 466863 | 274382 | Coventry 132Kv S Stn | Daventry 33Kv S Stn | West Haddon 33 11Kv S Stn | 11 | Western Power Distribution (East Midlands) Plc | Solar | Photovoltaic | No |  | 0 | 1.5 | [13 empty] | Connected | 1.5 | 1.5 | 1.5789 | 0.08 | 0.0842 | 2014-07-18 | [13 empty] | 2022-09-04 01:02
1170000366280 | 1100039634325 | Severn trent wind power ltd | Stoke lane, stoke bardolph | Stoke Bardolph (Stw) | Stoke Lane, Stoke Bardolph | Burton joyce | Nottinghamshire | NG14 5HL | United Kingdom | 463007 | 342039 | Stoke Bardolph 132Kv | Nottingham East 33Kv S Stn | Colwick 33 11Kv S Stn | 11 | Western Power Distribution (East Midlands) Plc | Wind | Onshore wind turbines | No |  | 0 | 1.5 | [13 empty] | Connected | 1.5 | 1.5 | 1.5789 | 0.65 | 0.6842 | 2015-09-01 | [13 empty] | 2022-09-04 01:02
1170000369086 | 1170000369068 | Uk solar (hartwell) llp | Hartwell solar farm, hartwell, northamptonshire, nn7 2eu | Stonepit Farm | Hanslope Road, Hartwell | Northampton | Northamptonshire | NN7 2EU | United Kingdom | 479012 | 249026 | Grendon 132Kv S Stn | Northampton 33Kv S Stn |  | 33 | Western Power Distribution (East Midlands) Plc | Solar | Photovoltaic | No |  | 0 | 15 | [13 empty] | Connected | 15 | 15 | 15.7895 | 0.1 | 0.1053 | 2014-12-01 | [13 empty] | 2022-09-04 01:02
1170000369110 | 1170000369100 | Bulls head solar limited | Eakley lanes north pv | Bulls Head North | Bulls Head Farm, Eakley Lanes, Goldington | Newport pagnell | Buckinghamshire | MK16 8LP | United Kingdom | 481456 | 251179 | Grendon 132Kv S Stn | Northampton East 33Kv S Stn |  | 33 | Western Power Distribution (East Midlands) Plc | Solar | Photovoltaic | No |  | 0 | 5 | [13 empty] | Connected | 5 | 5 | 5.2632 | 0.1 | 0.1053 | 2014-09-01 | [13 empty] | 2022-09-04 01:02
1170000369147 | 1170000369129 | Sl solar services limited | Eakley lanes south pv | (South), Bulls Head House | Eakley Lanes, Stoke Goldington | Newport pagnell | Buckinghamshire | MK16 8LP | United Kingdom | 481745 | 251139 | Grendon 132Kv S Stn | Northampton East 33Kv S Stn |  | 33 | Western Power Distribution (East Midlands) Plc | Solar | Photovoltaic | No |  | 0 | 5 | [13 empty] | Connected | 5 | 5 | 5.2632 | 0.8 | 0.8421 | 2014-09-01 | [13 empty] | 2022-09-04 01:02
1170000379571 | 1170000382885 | Gedling solar limited | Gedling solar farm |  | Spring Lane, Lambley | Nottingham | Nottinghamshire | NG4 4PE | United Kingdom | 462085 | 344627 | Stoke Bardolph 132Kv | Nottingham East 33Kv S Stn | Gedling 33 11Kv S Stn | 11 | Western Power Distribution (East Midlands) Plc | Solar | Photovoltaic | No |  | 0 | 4.8 | [13 empty] | Connected | 4.8 | 4.8 | 5.0526 | 0.039 | 0.041 | 2015-03-01 | [13 empty] | 2022-09-04 01:02
1170000388752 | 1170000388743 | Welbeck solar limited | Welbeck colliery | Welbeck Colliery | Elkesley Road, Meden Vale | Mansfield | Nottinghamshire | NG20 9PU | United Kingdom | 456998 | 369748 | Chesterfield 132Kv S Stn | Clipstone 33Kv S Stn |  | 33 | Western Power Distribution (East Midlands) Plc | Solar | Photovoltaic | No |  | 0 | 9.6 | [13 empty] | Connected | 9.6 | 9.6 | 10.1053 | 0.1 | 0.1053 | 2014-07-24 | [13 empty] | 2022-09-04 01:02
1170000391462 | 1170000400736 | Culworth grounds solar limited | Culworth solar | Culworth Solar | Banbury Lane, Thorpe Mandeville | Banbury | Oxfordshire | OX17 2HW | United Kingdom | 454305 | 245590 | East Claydon 132Kv S Stn | Brackley 132Kv S Stn | Thenford 33 11Kv S Stn | 11 | Western Power Distribution (East Midlands) Plc | Solar | Photovoltaic | No |  | 0 | 3.2 | [13 empty] | Connected | 3.2 | 3.2 | 3.3684 | 0.03 | 0.0316 | 2014-11-01 | [13 empty] | 2022-09-04 01:02
1170000394979 | 1170000394960 | Emberton solar park limited | Emberton, olney, milton keynes, mk46 5jl | Emberton Solar Park | Emberton, Olney | Milton keynes |  | MK46 5DN | United Kingdom | 489896 | 249338 | Grendon 132Kv S Stn | Northampton East 33Kv S Stn |  | 33 | Western Power Distribution (East Midlands) Plc | Solar | Photovoltaic | No |  | 0 | 7.48 | [13 empty] | Connected | 7.48 | 7.48 | 7.8737 | 0.05 | 0.0526 | 2015-03-31 | [13 empty] | 2022-09-04 01:02
1170000395963 | 1170000395954 | New albion wind limited | New albion wind farm | New Albion Farm | Rushton | Kettering | Northamptonshire | NN14 1QP | United Kingdom | 484785 | 283962 | Grendon 132Kv S Stn | Kettering 33Kv S Stn |  | 33 | Western Power Distribution (East Midlands) Plc | Wind | Onshore wind turbines | No |  | 0 | 16.1 | [13 empty] | Connected | 16.1 | 16.1 | 16.9474 | 0.18 | 0.1895 | 2015-08-10 | [13 empty] | 2022-09-04 01:02
1170000398495 | 1170000398486 | Energiepark uk li gmbh & co lilbourne kg (uk branch) | Lilbourne 12mw wind farm | Lilbourne Wind Farm | Yelvertoft Road, Lilbourne | Rugby | Warwickshire | CV23 0SZ | United Kingdom | 456642 | 277253 | Coventry 132Kv S Stn | Rugby 33Kv S Stn |  | 33 | Western Power Distribution (East Midlands) Plc | Wind | Onshore wind turbines | No |  | 0 | 12 | [13 empty] | Connected | 12 | 12 | 12.6316 | 0.15 | 0.1579 | 2014-11-01 | [13 empty] | 2022-09-04 01:02
1170000399080 | 1170000399090 | Wel solar park 13 limited | Market harborough eckland solar park desborough road | Eckland Solar Park | Eckland Lodge Business Centre, Desborough Road | Market harborough | Leicestershire | LE16 8HB | United Kingdom | 478736 | 284845 | Grendon 132Kv S Stn | Kettering 33Kv S Stn | Desborough 33 11Kv S Stn | 11 | Western Power Distribution (East Midlands) Plc | Solar | Photovoltaic | No |  | 0 | 2.4 | [13 empty] | Connected | 2.4 | 3 | 3.1579 | 0.02 | 0.021 | 2016-12-20 | [13 empty] | 2022-09-04 01:02
1170000400781 | 1170000400772 | Krannich solar farm 1 limited | Moat farm, barnby moor | Moat Farm | Great North Road, Barnby Moor | Retford | Nottinghamshire | DN22 8QS | United Kingdom | 466794 | 385068 | Staythorpe C 132Kv S Stn | Checkerhouse 33Kv S Stn |  | 33 | Western Power Distribution (East Midlands) Plc | Solar | Photovoltaic | No |  | 0 | 4 | [13 empty] | Connected | 4 | 4 | 4.2105 | 0.075 | 0.0789 | 2015-03-31 | [13 empty] | 2022-09-04 01:02
1170000402956 | 1170000422800 | Spring vale holiday park | Spring vale holiday park | Export Spring Vale Holiday Park | , Bevercotes Village |  |  | DN22 8DF | United Kingdom | 470227 | 372490 | Staythorpe C 132Kv S Stn | Checkerhouse 33Kv S Stn | Bevercotes 33 11Kv S Stn | 11 | Western Power Distribution (East Midlands) Plc | Biomass | Steam turbine (thermal power plant) | No |  | 0 | 1 | [13 empty] | Connected | 1 | 1 | 1.0526 | 0.1 | 0.1053 | 2014-11-06 | [13 empty] | 2022-09-04 01:02
1170000406880 | 1100039253759 | Infinis ltd | Bletchley landfill site | Shanks & Mcewan Nlongville;942990, Shanks & Mcewan Nlongville;942990 |  | Milton keynes | Buckinghamshire | MK3 5JU | United Kingdom | 485117 | 231992 | East Claydon 132Kv S Stn | Bletchley 33Kv S Stn | Newton Road 33 11Kv S Stn | 11 | Western Power Distribution (East Midlands) Plc | Biofuel - Landfill gas | Gas turbine (OCGT) | No |  | 0 | 2.113 | [13 empty] | Connected | 2.113 | 2.13 | 2.2421 | 0.3 | 0.3158 | 2014-11-05 | [13 empty] | 2022-09-04 01:02
1170000407884 | 1170000407875 | Bilsthorpe solar limited | Bilsthorpe colliery, eakring road, bilsthorpe, nottinghamshire ng22 8ua | Bilsthorpe Colliery | Eakring Road | Bilsthorpe | Nottinghamshire | NG22 8UA | United Kingdom | 465821 | 361160 | Chesterfield 132Kv S Stn | Annesley 33Kv S Stn |  | 33 | Western Power Distribution (East Midlands) Plc | Solar | Photovoltaic | No |  | 0 | 4.8 | [13 empty] | Connected | 4.8 | 4.8 | 5.0526 | 0.05 | 0.0526 | 2014-11-17 | [13 empty] | 2022-09-04 01:02
1170000409701 | 1170000409696 | Push energy (hall farm) limited | Hall farm solar farm | Hall Farm | Main Street, Newbold Verdon | Leicester | Leicestershire | LE9 9NL | United Kingdom | 444213 | 303816 | Enderby 132Kv S Stn | Coalville 33Kv S Stn |  | 33 | Western Power Distribution (East Midlands) Plc | Solar | Photovoltaic | No |  | 0 | 10.527 | [13 empty] | Connected | 10.527 | 5.264 | 5.541 | 6.154 | 6.4779 | 2015-12-04 | [13 empty] | 2022-09-04 01:02
1170000410274 | 1170000410256 | Ryder point wind limited | Matlock, brassington, ryder point | Bone Mill Quarry | Manystones Lane | Matlock |  | DE4 4ES | United Kingdom | 425778 | 354649 | Willington 132Kv S Stn | Winster 33Kv S Stn | Hopton 33 11Kv S Stn | 11 | Western Power Distribution (East Midlands) Plc | Wind | Onshore wind turbines | No |  | 0 | 4 | [13 empty] | Connected | 4 | 4 | 4.2105 | 0.15 | 0.1579 | 2015-08-01 | [13 empty] | 2022-09-04 01:02
1170000413708 | 1170000413692 | Uk solar (fiskerton) llp | Fiskerton solar farm, fiskerton airfield, reepham road, fiskerton, lincolnshire, | Solar Farm, Fiskerton Airfield | Reepham Road, Fiskerton | Lincoln | Lincolnshire | LN3 4HZ | United Kingdom | 505285 | 373092 | West Burton 132Kv S Stn | Lincoln Main No 1 33Kv S Stn |  | 33 | Western Power Distribution (East Midlands) Plc | Solar | Photovoltaic | No |  | 0 | 30 | [13 empty] | Connected | 30 | 30 | 31.5789 | 0.1 | 0.1053 | 2015-03-01 | [13 empty] | 2022-09-04 01:02
1170000415955 | 1170000415946 | Gaultney solar park limited | West lodge farm & rural centre |  | Back Lane, Desborough | Kettering | Northamptonshire | NN14 2SH | United Kingdom | 481093 | 284935 | Grendon 132Kv S Stn | Kettering 33Kv S Stn |  | 33 | Western Power Distribution (East Midlands) Plc | Solar | Photovoltaic | No |  | 0 | 18 | [13 empty] | Connected | 18 | 18 | 18.9474 | 0.05 | 0.0526 | 2015-03-31 | [13 empty] | 2022-09-04 01:02
1170000416346 | 1170000416355 | Biogen uk ltd | Biogen merevale | Biogen Merevale | Merevale Lane | Atherstone | Warwickshire | CV9 2LA | United Kingdom | 428134 | 297279 | Lea Marston 132Kv S Stn | Tamworth 33Kv S Stn | Wood End 33 11Kv S Stn | 11 | Western Power Distribution (East Midlands) Plc | Biofuel - Biogas from anaerobic digestion (excluding landfill & sewage) | Engine (combustion / reciprocating) | Yes |  | 0 | 2.676 | [13 empty] | Connected | 2.676 | 2.65 | 2.7895 | 0.1 | 0.1053 | 2015-03-01 | [13 empty] | 2022-09-04 01:02
1170000424462 | 1170000424480 | A c shropshire ltd | Greens lodge farm, huncote engine no 2 | Ac Shropshire Generation 2 | Greens Lodge Farm |  |  | LE9 3LE | United Kingdom | 451986 | 298442 | Enderby 132Kv S Stn | Wigston 33Kv S Stn | Alliance And Leicester 33 11Kv S Stn | 11 | Western Power Distribution (East Midlands) Plc | Biofuel - Landfill gas | Gas turbine (OCGT) | Yes |  | 0 | 2 | [13 empty] | Connected | 2 | 2 | 2.1053 | 0.05 | 0.0526 | 2014-12-22 | [13 empty] | 2022-09-04 01:02
1170000424913 | 1170000424904 | Haymaker (mount mill) limited | Mount mill solar farm stratford road wicken milton keynes mk19 6dg | Mount Mill Solar Farm | Stratford Road, Wicken | Milton keynes | Buckinghamshire | MK19 6DG | United Kingdom | 475656 | 238591 | East Claydon 132Kv S Stn | Stony Stratford 33Kv S Stn |  | 33 | Western Power Distribution (East Midlands) Plc | Solar | Photovoltaic | No |  | 0 | 10.2 | [13 empty] | Connected | 10.2 | 10.2 | 10.7368 | 0.1 | 0.1053 | 2015-03-18 | [13 empty] | 2022-09-04 01:02
1170000427180 | 1170000427170 | Airvolution energy (airfield) limited | Airfield farm | Airfield Farm | Hinwick | Wellingborough | Bedfordshire | NN29 7JQ | United Kingdom | 495098 | 260508 | Grendon 132Kv S Stn | Wellingborough 33Kv S Stn |  | 33 | Western Power Distribution (East Midlands) Plc | Wind | Onshore wind turbines | No |  | 0 | 8.55 | [13 empty] | Connected | 8.55 | 9 | 9.4737 | 0.2 | 0.2105 | 2016-11-01 | [13 empty] | 2022-09-04 01:02
1170000427747 | 1170000427756 | British solar renewables limited | Saddington sunnydale farm solar park | Solar Sunnydale | Smeeton Road, Saddington | Leicester |  | LE8 0QT | United Kingdom | 466694 | 292753 | Enderby 132Kv S Stn | Wigston 132Kv (M42) 132Kv S Stn | Wigston 11Kv S Stn | 11 | Western Power Distribution (East Midlands) Plc | Solar | Photovoltaic | No |  | 0 | 4.77 | [13 empty] | Connected | 4.77 | 4.23 | 4.4526 | 0.045 | 0.0474 | 2014-12-01 | [13 empty] | 2022-09-04 01:02
1170000428537 | 1170000428528 | Branston solar park limited | Branston solar park, mere road, branston, lincolnshire, ln4 1nj |  | Mere Road, Branston | Lincoln | Lincolnshire | LN4 1NJ | United Kingdom | 502139 | 365976 | West Burton 132Kv S Stn | Lincoln Main No 1 33Kv S Stn |  | 33 | Western Power Distribution (East Midlands) Plc | Solar | Photovoltaic | No |  | 0 | 15 | [13 empty] | Connected | 15 | 15 | 15.7895 | 0.05 | 0.0526 | 2015-03-09 | [13 empty] | 2022-09-04 01:02
1170000430191 | 1170000430182 | Lightsource spv 30 limited | Eakring solar farm, north laithes farm, wellow road, eakring, notts, ng22 0an | North Laiths Farm | Wellow Road | Eakring | Nottinghamshire | NG22 0AN | United Kingdom | 465873 | 362155 | Chesterfield 132Kv S Stn | Clipstone 33Kv S Stn |  | 33 | Western Power Distribution (East Midlands) Plc | Solar | Photovoltaic | No |  | 0 | 10 | [13 empty] | Connected | 10 | 10 | 10.5263 | 0.05 | 0.0526 | 2015-03-17 | [13 empty] | 2022-09-04 01:02
1170000431168 | 1160001424397 | Marks and spencer plc | New distribution centre | Unit 1, East Midlands Distribution Centre | Arundel Avenue, Castle Donington | Derby | Derbyshire | DE74 2HJ | United Kingdom | 443352 | 328308 | Willington 132Kv S Stn | Spondon B 33Kv S Stn | Trent Lane 33 11Kv S Stn | 11 | Western Power Distribution (East Midlands) Plc | Solar | Photovoltaic | No |  | 0 | 4.8 | Solar | Photovoltaic | No |  | 0 | 0.35 | [7 empty] | Connected | 5.15 | 5 | 5.2632 | 5 | 5.2632 | 2014-11-01 | [13 empty] | 2022-09-04 01:02
1170000437160 | 1170000437202 | Kegworth solar llp | Kegworth solar llp | Kegworth Solar Park | Whatton Road, Kegworth | Derby | Derbyshire | DE74 2HT | United Kingdom | 448133 | 325798 | Willington 132Kv S Stn | Spondon B 33Kv S Stn | Castle Donington 33 11Kv S Stn | 11 | Western Power Distribution (East Midlands) Plc | Solar | Photovoltaic | No |  | 0 | 1.3 | [13 empty] | Connected | 1.3 | 1.3 | 1.3684 | 0.04 | 0.0421 | 2015-10-23 | [13 empty] | 2022-09-04 01:02
1170000437220 | 1170000437211 | Welbeck hazel limited | Welbeck solar farm, welbeck estates, carburton, nottinghamshire, ng22 9ey | Welbeck Farm | Netherfield Lane, Carburton | Perlethorpe cum budby | Nottinghamshire | NG22 9EY | United Kingdom | 460729 | 370927 | Chesterfield 132Kv S Stn | Clipstone 33Kv S Stn |  | 33 | Western Power Distribution (East Midlands) Plc | Solar | Photovoltaic | No |  | 0 | 11.84 | [13 empty] | Connected | 11.84 | 11.84 | 12.4632 | 0.09 | 0.0947 | 2015-03-13 | [13 empty] | 2022-09-04 01:02
1170000438321 | 1170000438312 | Lightsource spv 129 ltd | Thoresby solar farm |  | Netherfield Lane, Budby | Worksop | Nottinghamshire | NG20 9PG | United Kingdom | 461016 | 370876 | Chesterfield 132Kv S Stn | Clipstone 33Kv S Stn |  | 33 | Western Power Distribution (East Midlands) Plc | Solar | Photovoltaic | No |  | 0 | 17 | [13 empty] | Connected | 17 | 17 | 17.8947 | 0.17 | 0.1789 | 2015-03-20 | [13 empty] | 2022-09-04 01:02
1170000439886 | 1170000439877 | Six hills lane (ragdale) limited | Ragdale pv solar park, six hills road, ragdale, melton mowbray, le14 3pp | Ragdale Pv Solar Park | Six Hills Road, Ragdale | Melton mowbray | Leicestershire | LE14 3PP | United Kingdom | 465735 | 320410 | Ratcliffe On Soar 132Kv S Stn | Willoughby 33Kv S Stn |  | 33 | Western Power Distribution (East Midlands) Plc | Solar | Photovoltaic | No |  | 0 | 13.33 | [13 empty] | Connected | 13.33 | 13.33 | 14.0316 | 0.82 | 0.8632 | 2015-03-23 | [13 empty] | 2022-09-04 01:02
1170000442860 | 1170000442851 | Malakbel spv 1 limited | Tuxford westwood solar farm | Westwood Farm | Ollerton Road, Tuxford | Newark | Nottinghamshire | NG22 0PF | United Kingdom | 471769 | 370086 | Staythorpe C 132Kv S Stn | Checkerhouse 33Kv S Stn | Tuxford 33 11Kv S Stn | 11 | Western Power Distribution (East Midlands) Plc | Solar | Photovoltaic | No |  | 0 | 4.29 | [13 empty] | Connected | 4.29 | 4.29 | 4.5158 | 0.15 | 0.1579 | 2014-11-01 | [13 empty] | 2022-09-04 01:02
1170000443260 | 1170000443289 | Radstone pv ltd | Hall farm | Hall Farm | Radstone | Brackley | Northamptonshire | NN13 5PY | United Kingdom | 458774 | 239678 | East Claydon 132Kv S Stn | Brackley 132Kv S Stn | Brackley 11Kv | 11 | Western Power Distribution (East Midlands) Plc | Solar | Photovoltaic | No |  | 0 | 5 | [13 empty] | Connected | 5 | 5 | 5.2632 | 0.02 | 0.021 | 2015-03-27 | [13 empty] | 2022-09-04 01:02
1170000443800 | 1170000443776 | Dove view solar farm ltd | Dove view soalr farm moisty lane marchington |  | Moisty Lane | Marchington | Staffordshire | ST14 8JY | United Kingdom | 411502 | 331333 | Willington 132Kv S Stn | Uttoxeter 33Kv S Stn | Marchington 33 11Kv S Stn | 11 | Western Power Distribution (East Midlands) Plc | Solar | Photovoltaic | No |  | 0 | 3.61 | [13 empty] | Connected | 3.61 | 3.61 | 3.8 | 0.023 | 0.0242 | 2015-12-11 | [13 empty] | 2022-09-04 01:02
1170000444102 | 1170000444088 | Skegness solar park limited | Skegness burgh road west pe24 4uf | Coronation Farm | Middlemarsh Road | Skegness | Lincolnshire | PE24 5AB | United Kingdom | 553862 | 363660 | Bicker Fen 132Kv S Stn | Skegness 33Kv S Stn | Warth Lane Skegness 33 11Kv S Stn | 11 | Western Power Distribution (East Midlands) Plc | Solar | Photovoltaic | No |  | 0 | 5 | [13 empty] | Connected | 5 | 5 | 5.2632 | 0.4 | 0.421 | 2015-03-01 | [13 empty] | 2022-09-04 01:02
1170000444681 | 1170000444690 | Atherstone solar farm | Atherstone solar farm | Grendon House Farm | Warton Lane, Grendon | Atherstone | Warwickshire | CV9 3DT | United Kingdom | 429685 | 301520 | Lea Marston 132Kv S Stn | Tamworth 33Kv S Stn |  | 33 | Western Power Distribution (East Midlands) Plc | Solar | Photovoltaic | No |  | 0 | 14 | [13 empty] | Connected | 14 | 14 | 14.7368 | 0.05 | 0.0526 | 2015-03-09 | [13 empty] | 2022-09-04 01:02
1170000445133 | 1170000445115 | Blue planet solar park ii limited | Babworth estate solar farm | Babworth Estate Solar Farm | Smeath Lane, Bassetlaw | Retford | Nottinghamshire | DN22 7PX | United Kingdom | 471510 | 383708 | Staythorpe C 132Kv S Stn | Checkerhouse 33Kv S Stn |  | 33 | Western Power Distribution (East Midlands) Plc | Solar | Photovoltaic | No |  | 0 | 8 | [13 empty] | Connected | 8 | 8 | 8.421 | 0.05 | 0.0526 | 2015-03-10 | [13 empty] | 2022-09-04 01:02
1170000446606 | 1170000446615 | Haymaker (homestead) ltd | Homestead solar farm | Homestead Farm | Watling Street, Potterspury | Towcester | Northamptonshire | NN12 6LH | United Kingdom | 474015 | 245762 | East Claydon 132Kv S Stn | Stony Stratford 33Kv S Stn |  | 33 | Western Power Distribution (East Midlands) Plc | Solar | Photovoltaic | No |  | 0 | 15 | [13 empty] | Connected | 15 | 15 | 15.7895 | 0.1 | 0.1053 | 2015-03-24 | [13 empty] | 2022-09-04 01:02
1170000447042 | 1170000447033 | Solar park developments 3 ltd | Grange farm, kirkby on bain, lincolnshire, ln10 6yy | Grange Farm | Kirkby Lane, Kirkby-On-Bain | Woodhall spa | Lincolnshire | LN10 6YY | United Kingdom | 523123 | 362227 | Bicker Fen 132Kv S Stn | Sleaford 33Kv S Stn |  | 33 | Western Power Distribution (East Midlands) Plc | Solar | Photovoltaic | No |  | 0 | 7.5 | [13 empty] | Connected | 7.5 | 7.5 | 7.8947 | 0.07 | 0.0737 | 2015-03-20 | [13 empty] | 2022-09-04 01:02
1170000447488 | 1170000447479 | Smith hall solar farm limited | Smith hall farm solar plant, smith hall lane, hulland ward, ashbourne, de63es | Smith Hall Farm | Smith Hall Lane, Hulland Ward | Ashbourne | Derbyshire | DE6 3ES | United Kingdom | 426441 | 345849 | Chesterfield 132Kv S Stn | Alfreton 33Kv S Stn |  | 33 | Western Power Distribution (East Midlands) Plc | Solar | Photovoltaic | No |  | 0 | 6 | [13 empty] | Connected | 6 | 6 | 6.3158 | 0.15 | 0.1579 | 2016-03-24 | [13 empty] | 2022-09-04 01:02
1170000447502 | 1170000447497 | Second generation park farm limited | Park farm solar pv plant | Park Farm | Babelake Street, Packington | Ashby de la zouch | Leicestershire | LE65 1TG | United Kingdom | 435587 | 312664 | Enderby 132Kv S Stn | Coalville 33Kv S Stn |  | 33 | Western Power Distribution (East Midlands) Plc | Solar | Photovoltaic | No |  | 0 | 10 | [13 empty] | Connected | 10 | 10 | 10.5263 | 0.2 | 0.2105 | 2015-02-15 | [13 empty] | 2022-09-04 01:02
1170000447725 | 1170000447716 | Sune prestop park limited | Prestop park farm | Prestop Park Farm | Burton Road | Ashby-de-la-zouch | Leicestershire | LE65 2TE | United Kingdom | 433914 | 317806 | Drakelow 132Kv | Gresley 33Kv S Stn |  | 33 | Western Power Distribution (East Midlands) Plc | Solar | Photovoltaic | No |  | 0 | 17 | [13 empty] | Connected | 17 | 17 | 17.8947 | 0.06 | 0.0632 | 2015-03-21 | [13 empty] | 2022-09-04 01:02
1170000448710 | 1170000448695 | Crow trees solar farm ltd | Sutton in ashfield crow trees solar farm pinxton lane | Crow Trees Solar Farm | Pinxton Lane, Fulwood | Sutton in ashfield | Nottinghamshire | NG17 1JF | United Kingdom | 447210 | 356960 | Chesterfield 132Kv S Stn | Pinxton 132Kv S Stn | Pinxton 11Kv S Stn | 11 | Western Power Distribution (East Midlands) Plc | Solar | Photovoltaic | No |  | 0 | 3.51 | [13 empty] | Connected | 3.51 | 3.51 | 3.6947 | 0.022 | 0.0232 | 2015-12-21 | [13 empty] | 2022-09-04 01:02
1170000451439 | 1170000451420 | Aston house solar limited | Aston house solar farm, aston house farm, derbyshire, de6 5hg | Aston House Solar Farm | Aston House Farm | Ashbourne | Derbyshire | DE6 5HG | United Kingdom | 417399 | 331401 | Drakelow 132Kv | Burton 33Kv |  | 33 | Western Power Distribution (East Midlands) Plc | Solar | Photovoltaic | No |  | 0 | 14.8 | [13 empty] | Connected | 14.8 | 14.8 | 15.5789 | 0.09 | 0.0947 | 2015-03-23 | [13 empty] | 2022-09-04 01:02
1170000454138 | 1170000454616 | Better energy creswell k/s limited | Creswell solar farm | Cresswell Solar Farm | Colliery Road, Creswell |  |  | S80 4AJ | United Kingdom | 452704 | 373274 | Chesterfield 132Kv S Stn | Whitwell 33Kv S Stn | Craggs Lane 33 11Kv S Stn | 11 | Western Power Distribution (East Midlands) Plc | Solar | Photovoltaic | No |  | 0 | 5 | [13 empty] | Connected | 5 | 5 | 5.2632 | 0.05 | 0.0526 | 2015-02-09 | [13 empty] | 2022-09-04 01:02
1170000457626 | 1170000457617 | Southam solar farm ltd | Elms farm southam solar farm | Solar Farm, The Elms | Plough Lane | Bishops itchington | Warwickshire | CV47 2QG | United Kingdom | 437787 | 257578 | Berkswell 132Kv S Stn | Harbury 33Kv S Stn |  | 33 | Western Power Distribution (East Midlands) Plc | Solar | Photovoltaic | No |  | 0 | 9 | [13 empty] | Connected | 9 | 9 | 9.4737 | 0.05 | 0.0526 | 2015-03-05 | [13 empty] | 2022-09-04 01:02
1170000458569 | 1170000458550 | Morton solar limited | Morton 2 solar farm |  | Walkers Wood, Mansfield Road | Babworth | Nottinghamshire | DN22 8HE | United Kingdom | 466873 | 379510 | Staythorpe C 132Kv S Stn | Checkerhouse 33Kv S Stn |  | 33 | Western Power Distribution (East Midlands) Plc | Solar | Photovoltaic | No |  | 0 | 20.72 | [13 empty] | Connected | 20.72 | 20.72 | 21.8105 | 0.09 | 0.0947 | 2015-03-03 | [13 empty] | 2022-09-04 01:02
1170000460930 | 1170000460949 | Ameycespa (mk) odc limited | Waste to energy | Waste To Energy Plant | Dickens Road, Old Wolverton | Milton keynes |  | MK12 5QF | United Kingdom | 481296 | 241644 | East Claydon 132Kv S Stn | Bradwell Abbey 33Kv S Stn | Wolverton 33 11Kv S Stn | 11 | Western Power Distribution (East Midlands) Plc | Biofuel - Landfill gas | Gas turbine (OCGT) | No |  | 0 | 5.8 | Biofuel - Biogas from anaerobic digestion (excluding landfill & sewage) | Engine (combustion / reciprocating) | Yes |  | 0 | 1.2 | [7 empty] | Connected | 7 | 7 | 7.3684 | 5.5 | 5.7895 | 2017-06-15 | [13 empty] | 2022-09-04 01:02
1170000460958 | 1170000460967 | Ameycespa (mk) odc limited | Waste to energy | Waste To Energy Plant | Dickens Road, Old Wolverton | Milton keynes |  | MK12 5QF | United Kingdom | 481296 | 241644 | East Claydon 132Kv S Stn | Bradwell Abbey 33Kv S Stn | Wolverton 33 11Kv S Stn | 11 | Western Power Distribution (East Midlands) Plc | Biofuel - Landfill gas | Gas turbine (OCGT) | No |  | 0 | 5.8 | Biofuel - Biogas from anaerobic digestion (excluding landfill & sewage) | Engine (combustion / reciprocating) | Yes |  | 0 | 1.2 | [7 empty] | Connected | 7 | 7 | 7.3684 | 5.5 | 5.7895 | 2017-06-15 | [13 empty] | 2022-09-04 01:02
1170000461678 | 1170000461687 | Hunciecroft solar ltd | Hunciecroft solar farm | Hunciecroft Farm | Hunciecroft, Holbeck | Worksop | Nottinghamshire | S80 3ND | United Kingdom | 454514 | 373909 | Chesterfield 132Kv S Stn | Whitwell 33Kv S Stn | Craggs Lane 33 11Kv S Stn | 11 | Western Power Distribution (East Midlands) Plc | Solar | Photovoltaic | No |  | 0 | 5.55 | [13 empty] | Connected | 5.55 | 5.55 | 5.8421 | 0.05 | 0.0526 | 2015-03-02 | [13 empty] | 2022-09-04 01:02
1170000463160 | 1170000463150 | Glebe farm spv limited | Glebe farm solar park | Glebe Farm House | Wymington Road | Podington | Northamptonshire | NN29 7HP | United Kingdom | 494663 | 262516 | Grendon 132Kv S Stn | Wellingborough 33Kv S Stn |  | 33 | Western Power Distribution (East Midlands) Plc | Solar | Photovoltaic | No |  | 0 | 26 | [13 empty] | Connected | 26 | 26 | 27.3684 | 0.4 | 0.421 | 2015-03-20 | [13 empty] | 2022-09-04 01:02
1170000467527 | 1170000467509 | Federal estates ltd | Chelveston, the airfield | Chelveston Renewable Energy Park | The Airfield, Chelveston | Wymington | Northamptonshire | NN9 6AR | United Kingdom | 500663 | 268846 | Grendon 132Kv S Stn | Irthlingborough 33Kv S Stn |  | 33 | Western Power Distribution (East Midlands) Plc | Solar | Photovoltaic | No |  | 0 | 40 | [13 empty] | Connected | 40 | 40 | 42.1053 | 0.1 | 0.1053 | 2015-03-10 | [13 empty] | 2022-09-04 01:02
1170000467581 | 1170000467572 | Nowhere solar limited | Nowhere farm fishmere end kirton | Nowhere Farm | Fishmere End | Kirton | Lincolnshire | PE20 2HX | United Kingdom | 527618 | 337951 | Walpole 132Kv S Stn | Boston 33Kv S Stn |  | 33 | Western Power Distribution (East Midlands) Plc | Solar | Photovoltaic | No |  | 0 | 6.5 | [13 empty] | Connected | 6.5 | 6.5 | 6.8421 | 0.03 | 0.0316 | 2015-03-31 | [13 empty] | 2022-09-04 01:02
1170000468024 | 1170000468015 | Push energy (rolleston) limited | Rolleston park |  | Rolleston Park | Tutbury | Staffordshire | DE13 9HQ | United Kingdom | 421337 | 327260 | Drakelow 132Kv | Burton 33Kv |  | 33 | Western Power Distribution (East Midlands) Plc | Solar | Photovoltaic | No |  | 0 | 16 | [13 empty] | Connected | 16 | 16 | 16.8421 | 0.792 | 0.8337 | 2015-03-30 | [13 empty] | 2022-09-04 01:02
1170000468441 | 1170000468414 | Sun and soil renewable 12 ltd | Wragby | Primrose Hill Solar Farm | Bardney Road, Wragby | Market rasen | Lincolnshire | LN8 5JE | United Kingdom | 513609 | 376777 | West Burton 132Kv S Stn | Lincoln Main No 1 33Kv S Stn | Wragby 33 11Kv S Stn | 11 | Western Power Distribution (East Midlands) Plc | Solar | Photovoltaic | No |  | 0 | 3.51 | [13 empty] | Connected | 3.51 | 3.51 | 3.6947 | 0.15 | 0.1579 | 2015-03-01 | [13 empty] | 2022-09-04 01:02
1170000474107 | 1170000474082 | Amp gm001 | Grange farm sutton st james | Grange Farm Photovoltaic | Fishergate, Sutton St James | Spalding | Lincolnshire | PE12 0EZ | United Kingdom | 539304 | 318746 | Walpole 132Kv S Stn | South Holland 33Kv S Stn |  | 33 | Western Power Distribution (East Midlands) Plc | Solar | Photovoltaic | No |  | 0 | 10 | [13 empty] | Connected | 10 | 10 | 10.5263 | 0.06 | 0.0632 | 2015-03-25 | [13 empty] | 2022-09-04 01:02
1170000474409 | 1170000474393 | Decoy farm power limited | Crowland spalding road | Cb04 Ad Plant, Decoy Farm | Spalding Road, Crowland | Peterborough | Lincolnshire | PE6 0LX | United Kingdom | 526276 | 312811 | Walpole 132Kv S Stn | Spalding Clay Lake 33Kv S Stn |  | 33 | Western Power Distribution (East Midlands) Plc | Biofuel - Biogas from anaerobic digestion (excluding landfill & sewage) | Engine (combustion / reciprocating) | Yes |  | 0 | 2 | Biofuel - Biogas from anaerobic digestion (excluding landfill & sewage) | Engine (combustion / reciprocating) | Yes |  | 0 | 1 | [7 empty] | Connected | 3 | 3 | 3.1579 | 0.2 | 0.2105 | 2015-10-22 | [13 empty] | 2022-09-04 01:02
1170000474445 | 1170000474436 | Push energy (decoy) ltd | Crowland spalding road | Cb03, Decoy Farm | Spalding Road, Crowland | Peterborough | Lincolnshire | PE6 0LX | United Kingdom | 526276 | 312811 | Walpole 132Kv S Stn | Spalding Clay Lake 33Kv S Stn |  | 33 | Western Power Distribution (East Midlands) Plc | Solar | Photovoltaic | No |  | 0 | 4.2 | [13 empty] | Connected | 4.2 | 4.2 | 4.4211 | 0.1 | 0.1053 | 2015-10-22 | [13 empty] | 2022-09-04 01:02
1170000475388 | 1100039601979 | Walkers snack foods limited | Bursom road | Pepsico Bursom Road Generation, Leicester Ad Plant;11 | Walkers Snack Food Limited, Bursom Road | Leicester |  | LE4 1BS | United Kingdom | 456966 | 308635 | Enderby 132Kv S Stn | Leicester North 33Kv S Stn | Beaumont Leys 33 11Kv S Stn | 11 | Western Power Distribution (East Midlands) Plc | Biomass | Steam turbine (thermal power plant) | Yes |  | 0 | 2 | [13 empty] | Connected | 2 | 2 | 2.1053 | 6.12 | 6.4421 | 2015-08-12 | [13 empty] | 2022-09-04 01:02
1170000478351 | 1170000478360 | Solein walmoor limited | Walmoor farm retford | Walmoor Solar Farm Export | Grove | Retford | Nottinghamshire | DN22 0RN | United Kingdom | 472139 | 378977 | Staythorpe C 132Kv S Stn | Checkerhouse 33Kv S Stn | Ordsall Rd 33 11Kv S Stn | 11 | Western Power Distribution (East Midlands) Plc | Solar | Photovoltaic | No |  | 0 | 3 | [13 empty] | Connected | 3 | 3 | 3.1579 | 0.1 | 0.1053 | 2015-03-27 | [13 empty] | 2022-09-04 01:02
1170000480699 | 1170000480680 | Littlewood farm solar limited | Littlewood solar farm, hanslope | Yew Tree Farm | Tathall End, Hanslope | Milton keynes | Northamptonshire | MK19 7NF | United Kingdom | 482406 | 247548 | East Claydon 132Kv S Stn | Bradwell Abbey 33Kv S Stn |  | 33 | Western Power Distribution (East Midlands) Plc | Solar | Photovoltaic | No |  | 0 | 12 | [13 empty] | Connected | 12 | 12 | 12.6316 | 0.1 | 0.1053 | 2015-03-16 | [13 empty] | 2022-09-04 01:02
1170000485508 | 1170000485517 | Cherry tree solar farm limited | Chesterfield cherry tree solar farm | Import Mpan, Cherry Tree Solar Farm | Chesterfield Road, Duckmanton | Chesterfield | Derbyshire | S44 5JG | United Kingdom | 443218 | 371454 | Chesterfield 132Kv S Stn | Chesterfield 33Kv S Stn | Bolsover 11Kv S Stn | 11 | Western Power Distribution (East Midlands) Plc | Solar | Photovoltaic | No |  | 0 | 4.68 | [13 empty] | Connected | 4.68 | 4.68 | 4.9263 | 0.15 | 0.1579 | 2015-12-15 | [13 empty] | 2022-09-04 01:02
1170000487151 | 1170000487142 | Egmanton solar park limited | Cobb farm | Cobb Farm | Weston Road | Egmanton | Nottinghamshire | NG22 0HH | United Kingdom | 474889 | 368820 | Staythorpe C 132Kv S Stn | Checkerhouse 33Kv S Stn |  | 33 | Western Power Distribution (East Midlands) Plc | Solar | Photovoltaic | No |  | 0 | 10 | [13 empty] | Connected | 10 | 10 | 10.5263 | 0.05 | 0.0526 | 2015-03-27 | [13 empty] | 2022-09-04 01:02
1170000489210 | 1170000489238 | Ssb radcliffe ltd | Blackberry solar farm north | Blackberry Farm North | Stragglethorpe Road, Stragglethorpe | Nottingham | Nottinghamshire | NG12 2JZ | United Kingdom | 463136 | 338044 | Stoke Bardolph 132Kv | Nottingham East 33Kv S Stn | Cotgrave 33 11Kv S Stn | 11 | Western Power Distribution (East Midlands) Plc | Solar | Photovoltaic | No |  | 0 | 4.92 | [13 empty] | Connected | 4.92 | 4.92 | 5.1789 | 0.08 | 0.0842 | 2015-07-29 | [13 empty] | 2022-09-04 01:02
1170000489283 | 1170000489326 | Ssb cotgrave ltd | Blackberry solar farm south | Blackberry Solar Farm South | Main Road | Cotgrave | Nottinghamshire | NG12 3HQ | United Kingdom | 463999 | 336227 | Stoke Bardolph 132Kv | Nottingham East 33Kv S Stn | Cotgrave 33 11Kv S Stn | 11 | Western Power Distribution (East Midlands) Plc | Solar | Photovoltaic | No |  | 0 | 4.92 | [13 empty] | Connected | 4.92 | 4.92 | 5.1789 | 0.08 | 0.0842 | 2015-07-29 | [13 empty] | 2022-09-04 01:02
1170000527558 | 1170000527567 | Grantham solar farm limited | Pasture farm | Pasture Farm | Gonerby Lane, Allington | Grantham | Lincolnshire | NG32 2DU | United Kingdom | 488407 | 339779 | Bicker Fen 132Kv S Stn | Grantham North 132Kv S Stn | Grantham North 11Kv S Stn | 11 | Western Power Distribution (East Midlands) Plc | Solar | Photovoltaic | No |  | 0 | 4 | [13 empty] | Connected | 4 | 4 | 4.2105 | 0.05 | 0.0526 | 2015-12-17 | [13 empty] | 2022-09-04 01:02
1170000527761 | 1170000527770 | Gpp langstone llp | Ashby-de-la-zouch, lount solar park | Lount Estate |  | Ashby da lan zouch | Leicestershire | LE65 1DS | United Kingdom | 437799 | 317761 | Drakelow 132Kv | Gresley 33Kv S Stn | Ashby 33 11Kv S Stn | 11 | Western Power Distribution (East Midlands) Plc | Solar | Photovoltaic | No |  | 0 | 2.3 | [13 empty] | Connected | 2.3 | 2.3 | 2.421 | 0.05 | 0.0526 | 2015-10-31 | [13 empty] | 2022-09-04 01:02
1170000529003 | 1170000528997 | Millclose solar limited | The walnut yard, langley priory diseworth | The Walnut Yard, Langley Priory |  | Diseworth | Derbyshire | DE74 2QQ | United Kingdom | 434598 | 275805 | Coventry 132Kv S Stn | Whitley 33Kv S Stn | Whitley 11Kv S Stn | 11 | Western Power Distribution (East Midlands) Plc | Solar | Photovoltaic | No |  | 0 | 1.5 | [13 empty] | Connected | 1.5 | 1.5 | 1.5789 | 0.1 | 0.1053 | 2015-12-01 | [13 empty] | 2022-09-04 01:02
1170000530969 | 1170000530950 | Kelmarsh wind farm limited | Kelmarsh wind farm | Kelmarsh Windfarm | Kelmarsh, Market Harborough | Northampton | Northamptonshire | NN6 9NA | United Kingdom | 471990 | 279087 | Grendon 132Kv S Stn | Kibworth 33Kv S Stn |  | 33 | Western Power Distribution (East Midlands) Plc | Wind | Onshore wind turbines | No |  | 0 | 12.3 | [13 empty] | Connected | 12.3 | 12.3 | 12.9474 | 0.25 | 0.2632 | 2016-01-25 | [13 empty] | 2022-09-04 01:02
1170000532140 | 1170000532168 | Ollerton solar limited c/o anesco | Ollerton solar farm |  | Mansfield Road, Edwinstowe | Newark | Nottinghamshire | NG22 9DX | United Kingdom | 464156 | 367155 | Chesterfield 132Kv S Stn | Clipstone 33Kv S Stn | Thoresby 33 11Kv S Stn | 11 | Western Power Distribution (East Midlands) Plc | Solar | Photovoltaic | No |  | 0 | 4 | [13 empty] | Connected | 4 | 4 | 4.2105 | 0.016 | 0.0168 | 2015-09-01 | [13 empty] | 2022-09-04 01:02
1170000535113 | 1170000535104 | Welland bio power limited | Pebble hall farm ad | Pebble Hall Farm | Theddingworth | Lutterworth | Leicestershire | LE17 2NJ | United Kingdom | 466158 | 284488 | Grendon 132Kv S Stn | Kibworth 33Kv S Stn |  | 33 | Western Power Distribution (East Midlands) Plc | Biofuel - Biogas from anaerobic digestion (excluding landfill & sewage) | Engine (combustion / reciprocating) | No |  | 0 | 16.56 | [13 empty] | Connected | 16.56 | 20 | 21.0526 | 2 | 2.1053 | 2016-12-15 | [13 empty] | 2022-09-04 01:02
1170000535540 | 1170000535530 | Sibelco uk limited | Matlock, brassington, manystones lane | Viaton Industries Limited | Manystones Lane, Brassington | Matlock | Derbyshire | DE4 4ES | United Kingdom | 424911 | 355031 | Willington 132Kv S Stn | Winster 33Kv S Stn | Longcliffe 33 11Kv S Stn | 11 | Western Power Distribution (East Midlands) Plc | Wind | Onshore wind turbines | No |  | 0 | 1.5 | [13 empty] | Connected | 1.5 | 1.5 | 1.5789 | 2.6 | 2.7368 | 2016-09-26 | [13 empty] | 2022-09-04 01:02
1170000540832 | 1170000540841 | Beeswax dyson farming ltd | A d plant beeches lane | Export Meter, Carrington Farm Biogas Plant | Carrington | Boston | Lincolnshire | PE22 7JD | United Kingdom | 530536 | 354360 | Walpole 132Kv S Stn | Boston 33Kv S Stn | Stickney 33 11Kv S Stn | 11 | Western Power Distribution (East Midlands) Plc | Biomass | Steam turbine (thermal power plant) | No |  | 0 | 3 | [13 empty] | Connected | 3 | 3 | 3.1579 | 0.35 | 0.3684 | 2015-09-10 | [13 empty] | 2022-09-04 01:02
1170000541757 | 1100039669202 | Blankney estates ltd | Navenby, the grange | The Grange (Export) | Temple Grange, Navenby | Lincoln | Lincolnshire | LN5 0AU | United Kingdom | 502884 | 357857 | West Burton 132Kv S Stn | Lincoln Main No 1 33Kv S Stn | Metheringham 33 11Kv S Stn | 11 | Western Power Distribution (East Midlands) Plc | Biofuel - Landfill gas | Gas turbine (OCGT) | No |  | 0 | 0.2 | [13 empty] | Connected | 0.2 | 0.2 | 0.2105 | 1.5 | 1.5789 | 2015-11-27 | [13 empty] | 2022-09-04 01:02
1170000544492 | 1170000544508 | Stonehaven wind turbine limited | Off bagworth rd, barlestone |  | Stonehaven Farm, Bagworth Road | Newbold verdon | Leicestershire | LE9 9NB | United Kingdom | 499540 | 273540 | Grendon 132Kv S Stn | Irthlingborough 33Kv S Stn | Raunds 11Kv | 11 | Western Power Distribution (East Midlands) Plc | Wind | Onshore wind turbines | No |  | 0 | 1.5 | [13 empty] | Connected | 1.5 | 1.5 | 1.5789 | 0.035 | 0.0368 | 2015-09-15 | [13 empty] | 2022-09-04 01:02
1170000545886 | 1170000446670 | Lmp thrapston ltd | Distribution centre, a14, islip, northamptonshire nn14 3jw | Project Thunderbird | Islip Road | Islip | Northamptonshire | NN14 3JW | United Kingdom | 497974 | 278431 | Grendon 132Kv S Stn | Irthlingborough 33Kv S Stn | Thrapston 33 11Kv S Stn | 11 | Western Power Distribution (East Midlands) Plc | Solar | Photovoltaic | No |  | 0 | 0.46 | [13 empty] | Connected | 0.46 | 0.45 | 0.4737 | 2.5 | 2.6316 | 2016-01-07 | [13 empty] | 2022-09-04 01:02
1170000549240 | 1170000549231 | Copley solar limited | Copley farm | Copley Farm | Doddington Lane, Claypole | Newark | Nottinghamshire | NG23 5AT | United Kingdom | 484929 | 347957 | Staythorpe C 132Kv S Stn | Hawton 33Kv S Stn |  | 33 | Western Power Distribution (East Midlands) Plc | Solar | Photovoltaic | No |  | 0 | 21.3 | [13 empty] | Connected | 21.3 | 21.3 | 22.421 | 0.25 | 0.2632 | 2015-12-04 | [13 empty] | 2022-09-04 01:02
1170000549278 | 1170000549269 | Fcc buckinghamshire limited | Greatmoor energy from waste |  | Greatmoor Road, Woodham | Aylesbury | Buckinghamshire | HP18 0AF | United Kingdom | 470373 | 222412 | East Claydon 132Kv S Stn | East Claydon 33Kv |  | 33 | Western Power Distribution (East Midlands) Plc | Waste | Steam turbine (thermal power plant) | No |  | 0 | 27.2 | [13 empty] | Connected | 27.2 | 27.2 | 28.6316 | 3.3 | 3.4737 | 2015-11-05 | [13 empty] | 2022-09-04 01:02
1170000550681 | 1170000551198 | Helios solar 1 limited | Coton park generation, linton | Coton Park | Coton Lane, Linton | Swadlincote | Derbyshire | DE12 6RE | United Kingdom | 427276 | 317833 | Drakelow 132Kv | Gresley 33Kv S Stn | Gresley 11Kv S Stn | 11 | Western Power Distribution (East Midlands) Plc | Solar | Photovoltaic | No |  | 0 | 3.5 | [13 empty] | Connected | 3.5 | 3.5 | 3.6842 | 0.1 | 0.1053 | 2015-08-01 | [13 empty] | 2022-09-04 01:02
1170000552730 | 1170000581402 | ☐stragglethorpe energy limited | Stragglethorpe anaerobic digestion plant | Biogas Site, Fields Farm | Nottingham Road, Cropwell Bishop | Nottingham | Nottinghamshire | NG12 2JS | United Kingdom | 467489 | 335612 | Stoke Bardolph 132Kv | Nottingham East 33Kv S Stn | Cotgrave 33 11Kv S Stn | 11 | Western Power Distribution (East Midlands) Plc | Biomass | Steam turbine (thermal power plant) | No |  | 0 | 1 | [13 empty] | Connected | 1 | 1 | 1.0526 | 0.2 | 0.2105 | 2015-12-15 | [13 empty] | 2022-09-04 01:02
1170000552883 | 1170000552874 | Mercer farming ltd | Blakenhall park solar pv, green lane | Blackenhall Farm Solar Pv | Green Lane, Barton Under Needwood | Burton on trent | Staffordshire | DE13 8AW | United Kingdom | 417837 | 317303 | Drakelow 132Kv | Burton South 33Kv S Stn | Barton Under Needwood 33 11Kv S Stn | 11 | Western Power Distribution (East Midlands) Plc | Solar | Photovoltaic | No |  | 0 | 1.5 | [13 empty] | Connected | 1.5 | 1.5 | 1.5789 | 0.45 | 0.4737 | 2015-09-09 | [13 empty] | 2022-09-04 01:02
1170000558626 | 1100039666559 | J sainsbury plc | Tamworth, distribution centre relay park | Sainsbury'S Distribution Centre | Relay Drive, Stonydelph | Tamworth | Staffordshire | B77 5PR | United Kingdom | 423896 | 301319 | Lea Marston 132Kv S Stn | Tamworth 33Kv S Stn | Tamworth Grid 11Kv S Stn | 11 | Western Power Distribution (East Midlands) Plc | Solar | Photovoltaic | No |  | 0 | 1.35 | Fossil - Oil | Engine (combustion / reciprocating) | No |  | 0 | 1 | [7 empty] | Connected | 2.35 | 2.35 | 2.4737 | 0.67 | 0.7053 | 2016-01-11 | [13 empty] | 2022-09-04 01:02
1170000559790 | 1170000559806 | Willows farm solar ltd | The willows solar farm, dove walk, uttoxeter | The Willows | Dove Walk | Uttoxeter | Staffordshire | ST14 8EJ | United Kingdom | 410260 | 333698 | Willington 132Kv S Stn | Uttoxeter 33Kv S Stn | Church St 33 11Kv S Stn | 11 | Western Power Distribution (East Midlands) Plc | Solar | Photovoltaic | No |  | 0 | 3.92 | [13 empty] | Connected | 3.92 | 3.92 | 4.1263 | 0.05 | 0.0526 | 2017-03-01 | [13 empty] | 2022-09-04 01:02
1170000559860 | 1170000559851 | Calow solar limited | Lodge farm solar farm | Lodge Farm Solar Farm | Top Road | Calow | Derbyshire | S44 5TE | United Kingdom | 441845 | 370356 | Chesterfield 132Kv S Stn | Chesterfield 33Kv S Stn |  | 33 | Western Power Distribution (East Midlands) Plc | Solar | Photovoltaic | No |  | 0 | 4.5 | [13 empty] | Connected | 4.5 | 4.5 | 4.7368 | 0.05 | 0.0526 | 2015-10-01 | [13 empty] | 2022-09-04 01:02
1170000560625 | 1100039603897 | Lafarge cement uk | Works lane | Associated Portland Cement | Works Lane, Barnstone | Nottingham | Nottinghamshire | NG13 9JT | United Kingdom | 473676 | 335186 | Ratcliffe On Soar 132Kv S Stn | Willoughby 33Kv S Stn | Bingham 33 11Kv S Stn | 11 | Western Power Distribution (East Midlands) Plc | Biofuel - Landfill gas | Gas turbine (OCGT) | No |  | 0 | 0.5 | [13 empty] | Connected | 0.5 | 0.5 | 0.5263 | 1.6 | 1.6842 | 2014-04-01 | [13 empty] | 2022-09-04 01:02
1170000561025 | 1100039634325 | Severn trent wind power ltd | Stoke lane, stoke bardolph | Export Multi-Mpan Stoke Bardolph (Stw) | Stoke Lane, Stoke Bardolph | Burton joyce | Nottinghamshire | NG14 5HL | United Kingdom | 463007 | 342039 | Stoke Bardolph 132Kv | Nottingham East 33Kv S Stn | Colwick 33 11Kv S Stn | 11 | Western Power Distribution (East Midlands) Plc | Wind | Onshore wind turbines | No |  | 0 | 1.5 | [13 empty] | Connected | 1.5 | 1.5 | 1.5789 | 0.65 | 0.6842 | 2015-09-01 | [13 empty] | 2022-09-04 01:02
1170000561460 | 1100039616051 | Shield engineering (syston) ltd | 6 wenlock way, troon ind estate | Shield Engineering Limited, 6 | Wenlock Way | Leicester | Leicestershire | LE4 9HU | United Kingdom | 462256 | 307582 | Enderby 132Kv S Stn | Leicester East 33Kv S Stn | Thurmaston 33 11Kv S Stn | 11 | Western Power Distribution (East Midlands) Plc | Solar | Photovoltaic | No |  | 0 | 4.972 | [13 empty] | Connected | 4.972 | 0.296 | 0.3116 | 0.5 | 0.5263 | 2012-10-11 | [13 empty] | 2022-09-04 01:02
1170000561647 | 1170000561656 | Ssoge kickles solar farm limited | Kickles solar farm | The Kickles | Lakes Lane | Newport pagnell | Milton Keynes | MK16 8EF | United Kingdom | 486362 | 244841 | East Claydon 132Kv S Stn | Bradwell Abbey 33Kv S Stn | Newport Pagnell 33 11Kv S Stn | 11 | Western Power Distribution (East Midlands) Plc | Solar | Photovoltaic | No |  | 0 | 4.08 | [13 empty] | Connected | 4.08 | 4.08 | 4.2947 | 0.05 | 0.0526 | 2016-03-16 | [13 empty] | 2022-09-04 01:02
1170000567550 | 1170000567560 | Sun and soil renewable 21 ltd | Yeldersley ladyhole solar farm | Ladyhole Farm | Yeldersley | Ashbourne | Derbyshire | DE6 1LR | United Kingdom | 420767 | 345632 | Willington 132Kv S Stn | Winster 33Kv S Stn | Ashbourne 33 11Kv S Stn | 11 | Western Power Distribution (East Midlands) Plc | Solar | Photovoltaic | No |  | 0 | 2.5 | [13 empty] | Connected | 2.5 | 2.5 | 2.6316 | 0.15 | 0.1579 | 2016-03-22 | [13 empty] | 2022-09-04 01:02
1170000568962 | 1170000568990 | Exeter rp limited | Ripley, asher lane, asher lane stor site | Asher Lane Stor Site | Asher Lane | Ripley | Derbyshire | DE5 3SW | United Kingdom | 439427 | 351799 | Willington 132Kv S Stn | Heanor 33Kv S Stn | Ripley 33 11Kv S Stn | 11 | Western Power Distribution (East Midlands) Plc | Fossil - Gas | Engine (combustion / reciprocating) | Yes |  | 0 | 5 | Fossil - Gas | Engine (combustion / reciprocating) | [11 empty] | Connected | 5 | 5 | 5.2632 | 0.15 | 0.1579 | 2015-12-14 | [13 empty] | 2022-09-04 01:02
1170000569850 | 1170000569840 | Arkwright solar limited | Arkwright solar farm | Arkwright Solar Farm | Tom Lane, Duckmanton | Chesterfield | Derbyshire | S44 5HF | United Kingdom | 443754 | 372294 | Chesterfield 132Kv S Stn | Chesterfield 33Kv S Stn |  | 33 | Western Power Distribution (East Midlands) Plc | Solar | Photovoltaic | No |  | 0 | 6 | [13 empty] | Connected | 6 | 6 | 6.3158 | 0.6 | 0.6316 | 2015-12-15 | [13 empty] | 2022-09-04 01:02
1170000576625 | 1170000584820 | Tollgate solar limited | Tollgate solar farm, tollgate farm, banbury road, warwickshire, cv33 9qj, | Tollgate Farm | Banbury Road, Bishops Tachbrook | Leamington spa | Warwickshire | CV33 9QJ | United Kingdom | 431099 | 259493 | Berkswell 132Kv S Stn | Warwick 33Kv S Stn | Banbury Road 33 11Kv S Stn | 11 | Western Power Distribution (East Midlands) Plc | Solar | Photovoltaic | No |  | 0 | 3 | [13 empty] | Connected | 3 | 3.5 | 3.6842 | 0.09 | 0.0947 | 2016-03-07 | [13 empty] | 2022-09-04 01:02
1170000579254 | 1170000579245 | Kappa solar limited | Langar, langar farm | Langer Farm | Cropwell Road | Langar | Nottinghamshire | NG12 3FP | United Kingdom | 470650 | 334142 | Ratcliffe On Soar 132Kv S Stn | Willoughby 33Kv S Stn |  | 33 | Western Power Distribution (East Midlands) Plc | Solar | Photovoltaic | No |  | 0 | 8 | [13 empty] | Connected | 8 | 8 | 8.421 | 0.06 | 0.0632 | 2016-05-31 | [13 empty] | 2022-09-04 01:02
1170000579272 | 1170000579263 | Spf somersall ltd | Somersall mill solar park doveridge | Somersal Mill Farm | Grove Lane, Doveridge | Ashbourne | Derbyshire | DE6 5PB | United Kingdom | 413211 | 334247 | Willington 132Kv S Stn | Uttoxeter 33Kv S Stn | Marchington 33 11Kv S Stn | 11 | Western Power Distribution (East Midlands) Plc | Solar | Photovoltaic | No |  | 0 | 2 | [13 empty] | Connected | 2 | 2 | 2.1053 | 0.1 | 0.1053 | 2015-12-16 | [13 empty] | 2022-09-04 01:02
1170000579928 | 1170000579919 | Averill farm limited | Averill farm |  | Averill Farm, Morton | Alfreton | Derbyshire | DE55 6HB | United Kingdom | 440484 | 361430 | Chesterfield 132Kv S Stn | Chesterfield 33Kv S Stn |  | 33 | Western Power Distribution (East Midlands) Plc | Solar | Photovoltaic | No |  | 0 | 3.744 | [13 empty] | Connected | 3.744 | 3.744 | 3.941 | 0.042 | 0.0442 | 2015-12-16 | [13 empty] | 2022-09-04 01:02
1170000580621 | 1170000580612 | Anesco stud farm limited | Rufford solar stud farm | Stud Farm Solar Farm | Stud Farm | Rufford | Newark | NG22 9HB | United Kingdom | 464847 | 362074 | Chesterfield 132Kv S Stn | Clipstone 33Kv S Stn | Bilsthorpe 33 11Kv S Stn | 11 | Western Power Distribution (East Midlands) Plc | Solar | Photovoltaic | No |  | 0 | 2 | [13 empty] | Connected | 2 | 2 | 2.1053 | 0.05 | 0.0526 | 2015-12-01 | [13 empty] | 2022-09-04 01:02
1170000582708 | 1170000582692 | Marchington solar limited | Marchington solar farm | Marchington Farm | Moreton Lane | Draycott in the clay | Staffordshire | DE6 5GX | United Kingdom | 415672 | 330743 | Willington 132Kv S Stn | Uttoxeter 33Kv S Stn |  | 33 | Western Power Distribution (East Midlands) Plc | Solar | Photovoltaic | No |  | 0 | 4.44 | [13 empty] | Connected | 4.44 | 4.44 | 4.6737 | 0.026 | 0.0274 | 2016-03-01 | [13 empty] | 2022-09-04 01:02
1170000586508 | 1170000586492 | West end farm pv limited | West end farm | West End Farm | Town Street, Treswell | Retford | Nottinghamshire | DN22 0EG | United Kingdom | 477050 | 378772 | Staythorpe C 132Kv S Stn | Checkerhouse 33Kv S Stn |  | 33 | Western Power Distribution (East Midlands) Plc | Solar | Photovoltaic | No |  | 0 | 7.4 | [13 empty] | Connected | 7.4 | 7.4 | 7.7895 | 0.06 | 0.0632 | 2015-12-18 | [13 empty] | 2022-09-04 01:02
1170000586614 | 1170000586605 | Fields farm solar limited | Field farm solar farm | Fields Farm Solar Farm | Off Kineton Lane | Southam | Warwickshire | CV47 2DG | United Kingdom | 440402 | 260979 | Berkswell 132Kv S Stn | Harbury 33Kv S Stn |  | 33 | Western Power Distribution (East Midlands) Plc | Solar | Photovoltaic | No |  | 0 | 4.4 | [13 empty] | Connected | 4.4 | 4.4 | 4.6316 | 0.05 | 0.0526 | 2016-02-01 | [13 empty] | 2022-09-04 01:02
1170000586907 | 1100039665271 | Severn trent water limited | Nuneaton hartshill stw woodford lane | Nuneaton-Hartshill (Stw) | Woodford Lane | Nuneaton | Warwickshire | CV10 0SA | United Kingdom | 433256 | 295424 | Coventry 132Kv S Stn | Nuneaton 33Kv S Stn | Whittleford 33 11Kv S Stn | 11 | Western Power Distribution (East Midlands) Plc | Solar | Photovoltaic | No |  | 0 | 0.6 | [13 empty] | Connected | 0.6 | 0.6 | 0.6316 | 1.6 | 1.6842 | 2015-11-16 | [13 empty] | 2022-09-04 01:02
1170000587282 | 1170000587273 | Canopus farm solar limited | Canopus farm | Canopus Farm | Frith Bank | Boston | Lincolnshire | PE22 7BD | United Kingdom | 530528 | 347322 | Walpole 132Kv S Stn | Boston 33Kv S Stn |  | 33 | Western Power Distribution (East Midlands) Plc | Solar | Photovoltaic | No |  | 0 | 4.62 | [13 empty] | Connected | 4.62 | 4.62 | 4.8632 | 0.05 | 0.0526 | 2015-12-10 | [13 empty] | 2022-09-04 01:02
1170000592237 | 1170000592228 | Fim solar distribution llp | Wymeswold narrow lane pv | Wymeswold Solar Farm | Narrow Lane | Wymeswold | Leicestershire | LE12 6SE | United Kingdom | 462660 | 323160 | Ratcliffe On Soar 132Kv S Stn | Willoughby 33Kv S Stn |  | 33 | Western Power Distribution (East Midlands) Plc | Solar | Photovoltaic | No |  | 0 | 4.12 | [13 empty] | Connected | 4.12 | 4.12 | 4.3368 | 0.1 | 0.1053 | 2015-12-21 | [13 empty] | 2022-09-04 01:02
1170000594173 | 1170000594164 | Thornborough solar limited | Thornborough grounds solar park | Grange Farm | Thronborough Grounds, Padley | Bourton | Buckinghamshire | MK18 2AB | United Kingdom | 475804 | 240476 | East Claydon 132Kv S Stn | Stony Stratford 33Kv S Stn |  | 33 | Western Power Distribution (East Midlands) Plc | Solar | Photovoltaic | No |  | 0 | 3.75 | [13 empty] | Connected | 3.75 | 3.75 | 3.9474 | 0.1 | 0.1053 | 2016-03-30 | [13 empty] | 2022-09-04 01:02
1170000594270 | 1170000594261 | St solar invest leicestershire 2 limited | Lindridge farm solar park | Lindridge Farm | Lindridge Lane, Desford | Leicester | Leicestershire | LE9 9FD | United Kingdom | 446680 | 305219 | Enderby 132Kv S Stn | Coalville 33Kv S Stn |  | 33 | Western Power Distribution (East Midlands) Plc | Solar | Photovoltaic | No |  | 0 | 3.96 | [13 empty] | Connected | 3.96 | 3.96 | 4.1684 | 0.05 | 0.0526 | 2015-12-29 | [13 empty] | 2022-09-04 01:02
1170000596551 | 1170000596542 | Solardev 2 ltd | Kirton end | Export Mapn | Washdyle Lane, Kirton | Boston | Lincolnshire | PE20 1PR | United Kingdom | 528464 | 338869 | Walpole 132Kv S Stn | Boston 33Kv S Stn | Kirton 33 11Kv S Stn | 11 | Western Power Distribution (East Midlands) Plc | Solar | Photovoltaic | No |  | 0 | 2.7 | [13 empty] | Connected | 2.7 | 2.7 | 2.8421 | 0.1 | 0.1053 | 2015-11-20 | [13 empty] | 2022-09-04 01:02
1170000597661 | 1170000597680 | Folly lane solar limited | Folly lane, stickney |  | Folly Lane, Stickney | Boston | Lincolnshire | PE22 8BL | United Kingdom | 532726 | 357890 | Walpole 132Kv S Stn | Boston 33Kv S Stn | Stickney 33 11Kv S Stn | 11 | Western Power Distribution (East Midlands) Plc | Solar | Photovoltaic | No |  | 0 | 3.7 | [13 empty] | Connected | 3.7 | 3.7 | 3.8947 | 0.09 | 0.0947 | 2016-02-09 | [13 empty] | 2022-09-04 01:02
1170000598043 | 1170000598034 | F&s manor farm limited | Manor farm solar farm | Manor Farm Pv | Ravestone Lane | Horton | Northamptonshire | NN7 2BH | United Kingdom | 483574 | 253443 | Grendon 132Kv S Stn | Northampton East 33Kv S Stn |  | 33 | Western Power Distribution (East Midlands) Plc | Solar | Photovoltaic | No |  | 0 | 4 | [13 empty] | Connected | 4 | 4 | 4.2105 | 0.02 | 0.021 | 2015-12-23 | [13 empty] | 2022-09-04 01:02
1170000598061 | 1170000598025 | Temple normanton solar limited | Temple normanton solar farm |  | Hassocky Lane, Temple Normanton | Chesterfield | Derbyshire | S42 5DG | United Kingdom | 441773 | 368198 | Chesterfield 132Kv S Stn | Chesterfield 33Kv S Stn | Grassmoor 33 11Kv S Stn | 11 | Western Power Distribution (East Midlands) Plc | Solar | Photovoltaic | No |  | 0 | 5 | [13 empty] | Connected | 5 | 5 | 5.2632 | 0.15 | 0.1579 | 2015-12-18 | [13 empty] | 2022-09-04 01:02
1170000598201 | 1170000598196 | Haymaker (handley park solar) limited | Handley park solar farm |  | Handley Park | Towcester | Northamptonshire | NN12 8PA | United Kingdom | 467331 | 246021 | East Claydon 132Kv S Stn | Brackley 132Kv S Stn |  | 33 | Western Power Distribution (East Midlands) Plc | Solar | Photovoltaic | No |  | 0 | 5 | [13 empty] | Connected | 5 | 5 | 5.2632 | 0.1 | 0.1053 | 2016-03-24 | [13 empty] | 2022-09-04 01:02
1170000598708 | 1100039650805 | Snowdome group limited | Tamworth snowdome river drive | The Tamworth Snow Dome | River Drive | Tamworth | Staffordshire | B79 7ND | United Kingdom | 420970 | 303556 | Lea Marston 132Kv S Stn | Tamworth Town 132Kv S Stn | Tamworth Town 11Kv S Stn | 11 | Western Power Distribution (East Midlands) Plc | Solar | Photovoltaic | No |  | 0 | 0.24 | [13 empty] | Connected | 0.24 | 0.24 | 0.2526 | 1.3 | 1.3684 | 2015-11-30 | [13 empty] | 2022-09-04 01:02
1170000601991 | 1170000601982 | Sune elton farm solar limited | Shelton lodge | Shelton Lodge | Elton | Nottingham | Nottinghamshire | NG13 9LG | United Kingdom | 476850 | 339540 | Staythorpe C 132Kv S Stn | Hawton 33Kv S Stn |  | 33 | Western Power Distribution (East Midlands) Plc | Solar | Photovoltaic | No |  | 0 | 3.5 | [13 empty] | Connected | 3.5 | 3.5 | 3.6842 | 0.041 | 0.0432 | 2015-12-22 | [13 empty] | 2022-09-04 01:02
1170000602071 | 1170000602080 | Lightsource spv 193 ltd | Ratcliffe culey ratcliffe house farm | Export Mapn, Ratcliffe House Farm | Ratcliffe Culey | Atherstone | Leicestershire | CV9 3LZ | United Kingdom | 433507 | 298881 | Lea Marston 132Kv S Stn | Tamworth 33Kv S Stn | Atherstone 33 11Kv S Stn | 11 | Western Power Distribution (East Midlands) Plc | Solar | Photovoltaic | No |  | 0 | 2 | [13 empty] | Connected | 2 | 2 | 2.1053 | 0.05 | 0.0526 | 2015-12-18 | [13 empty] | 2022-09-04 01:02
1170000604050 | 1170000604023 | Brafield solar limited | Brafield on the green solar park |  | Horton Road, Brafield On The Green, Horton | Northampton | Northamptonshire | NN7 2BA | United Kingdom | 482409 | 257099 | Grendon 132Kv S Stn | Northampton East 33Kv S Stn |  | 33 | Western Power Distribution (East Midlands) Plc | Solar | Photovoltaic | No |  | 0 | 3.75 | [13 empty] | Connected | 3.75 | 3.75 | 3.9474 | 0.1 | 0.1053 | 2016-03-31 | [13 empty] | 2022-09-04 01:02
1170000604910 | 1170000604886 | Blaby solar farm limited | Blaby blaby solar farm leicester road | Blaby Solar Farm | Leicester Road | Blaby | Leicestershire | LE8 5QW | United Kingdom | 458905 | 296610 | Enderby 132Kv S Stn | Wigston 132Kv (M42) 132Kv S Stn | Wigston 11Kv S Stn | 11 | Western Power Distribution (East Midlands) Plc | Solar | Photovoltaic | No |  | 0 | 3 | [13 empty] | Connected | 3 | 3 | 3.1579 | 0.045 | 0.0474 | 2016-03-01 | [13 empty] | 2022-09-04 01:02
1170000605240 | 1170000605221 | Sywell solar limited | Sywell pv | Sywell Farm | Sywell Road, Mears Ashby | Northampton | Northamptonshire | NN6 0DL | United Kingdom | 483881 | 268459 | Grendon 132Kv S Stn | Wellingborough 33Kv S Stn |  | 33 | Western Power Distribution (East Midlands) Plc | Solar | Photovoltaic | No |  | 0 | 10 | [13 empty] | Connected | 10 | 10 | 10.5263 | 0.1 | 0.1053 | 2015-12-03 | [13 empty] | 2022-09-04 01:02
1170000606448 | 1170000606457 | Brian henton | Houghton on the hill ingarsby pv redvers farm | Export Ingarsby Pv, Redvers Farm | Uppingham Road | Houghton on the hill | Leicestershire | LE7 9HG | United Kingdom | 467764 | 304445 | Enderby 132Kv S Stn | Leicester East 33Kv S Stn | Thurnby 33 11Kv S Stn | 11 | Western Power Distribution (East Midlands) Plc | Solar | Photovoltaic | No |  | 0 | 2.1 | [13 empty] | Connected | 2.1 | 2.1 | 2.2105 | 0.05 | 0.0526 | 2016-03-31 | [13 empty] | 2022-09-04 01:02
1170000606581 | 1170000606615 | Wel solar park 20 limited | Woodhouse fields solar farm rocester | Woodhouse Fields Farm | Hollington Road | Rocester | Uttoxeter | ST14 5JA | United Kingdom | 408741 | 339127 | Willington 132Kv S Stn | Uttoxeter 33Kv S Stn | Rocester 33 11Kv S Stn | 11 | Western Power Distribution (East Midlands) Plc | Solar | Photovoltaic | No |  | 0 | 4.15 | [13 empty] | Connected | 4.15 | 4.15 | 4.3684 | 0.15 | 0.1579 | 2016-02-01 | [13 empty] | 2022-09-04 01:02
1170000606670 | 1170000606660 | Debdale solar ltd | Debdale solar pv |  | Debdale Lane | Mansfield | Nottinghamshire | NG19 7EZ | United Kingdom | 453032 | 362823 | Chesterfield 132Kv S Stn | Mansfield 33Kv S Stn | Mansfield 11Kv S Stn | 11 | Western Power Distribution (East Midlands) Plc | Solar | Photovoltaic | No |  | 0 | 3.8 | [13 empty] | Connected | 3.8 | 3.8 | 4 | 0.07 | 0.0737 | 2016-03-21 | [13 empty] | 2022-09-04 01:02
1170000609494 | 1170000609485 | Pearmat solar 2 ltd | Short hazel solar farm, manchester lane, hartshorne | Short Hazel Farm | Manchester Lane, Hartshorne | Swadlincote | Derbyshire | DE11 7BD | United Kingdom | 432947 | 320005 | Drakelow 132Kv | Burton 33Kv | Woodville 33/11Kv | 11 | Western Power Distribution (East Midlands) Plc | Solar | Photovoltaic | No |  | 0 | 5 | [13 empty] | Connected | 5 | 5 | 5.2632 | 0.125 | 0.1316 | 2016-02-01 | [13 empty] | 2022-09-04 01:02
1170000610807 | 1170000610791 | Ashby solar farm limited | Ashby farm solar measham road ashby de la zouch le65 2un | Ashby Farm | Measham Road, Willesley Woodsite | Ashby de la zouch | Leicestershire | LE65 2UN | United Kingdom | 434668 | 313828 | Drakelow 132Kv | Gresley 33Kv S Stn | Willesley 33 11Kv S Stn | 11 | Western Power Distribution (East Midlands) Plc | Solar | Photovoltaic | No |  | 0 | 5 | [13 empty] | Connected | 5 | 5 | 5.2632 | 0.1 | 0.1053 | 2016-03-05 | [13 empty] | 2022-09-04 01:02
1170000610825 | 1170000607033 | Desford lane solar farm limited | Desford lane solar, desford lane, desford le9 2bf |  | Desford Lane | Desford | Leicestershire | LE9 2BF | United Kingdom | 449940 | 304829 | Enderby 132Kv S Stn | Coalville 33Kv S Stn | Desford 33 11Kv S Stn | 11 | Western Power Distribution (East Midlands) Plc | Solar | Photovoltaic | No |  | 0 | 5 | [13 empty] | Connected | 5 | 5 | 5.2632 | 0.15 | 0.1579 | 2016-03-21 | [13 empty] | 2022-09-04 01:02
1170000612051 | 1170000612042 | Shortheath solar park ltd | Shortheath solar farm, overseal | Export Mapn, Shortheath Solar Farm | Moira Lane, Overseal | Swadlincote | Derbyshire | DE12 6JB | United Kingdom | 430115 | 314601 | Drakelow 132Kv | Gresley 33Kv S Stn | Moira 33 11Kv S Stn | 11 | Western Power Distribution (East Midlands) Plc | Solar | Photovoltaic | No |  | 0 | 4.14 | [13 empty] | Connected | 4.14 | 5 | 5.2632 | 0.05 | 0.0526 | 2016-07-01 | [13 empty] | 2022-09-04 01:02
1170000614402 | 1170000614411 | Stretton solar limited | Morton, evershill lane, land north of averill farm | Averill Farm | Evershill Lane, Morton | Alfreton | Derbyshire | DE55 6HA | United Kingdom | 440524 | 361669 | Chesterfield 132Kv S Stn | Chesterfield 33Kv S Stn | Danesmoor 33 11Kv S Stn | 11 | Western Power Distribution (East Midlands) Plc | Solar | Photovoltaic | No |  | 0 | 3.8 | [13 empty] | Connected | 3.8 | 3.8 | 4 | 0.07 | 0.0737 | 2016-03-23 | [13 empty] | 2022-09-04 01:02
1170000614420 | 1170000614430 | Little irchester solar limited | Little irchester higham road |  | Higham Road, Little Irchester | Wellingborough | Northamptonshire | NN8 2DU | United Kingdom | 490916 | 266290 | Grendon 132Kv S Stn | Wellingborough 132Kv S Stn | Wellingborough 132/11Kv (Reserve) | 11 | Western Power Distribution (East Midlands) Plc | Solar | Photovoltaic | No |  | 0 | 5 | [13 empty] | Connected | 5 | 5 | 5.2632 | 0.1 | 0.1053 | 2016-03-30 | [13 empty] | 2022-09-04 01:02
1170000614857 | 1170000614848 | Alkane energy cm limited | Ex-summit colliery site kirkby in ashfield | Export | Kirkby Ex-Summit Colliery | Kirkby in ashfield |  | NG17 8EP | United Kingdom | 450375 | 357016 | Chesterfield 132Kv S Stn | Annesley 33Kv S Stn | Annesley (Kirkby) 11Kv S Stn | 11 | Western Power Distribution (East Midlands) Plc | Biofuel - Landfill gas | Gas turbine (OCGT) | No |  | 0 | 6 | [13 empty] | Connected | 6 | 6 | 6.3158 | 0.05 | 0.0526 | 2016-03-31 | [13 empty] | 2022-09-04 01:02
1170000614981 | 1170000614972 | Ks spv 49 ltd | Drakelow solar farm | Drakelow Solar Farm | Drakelow | Burton on trent | Derbyshire | DE14 3DP | United Kingdom | 422578 | 320065 | Drakelow 132Kv | Burton South 33Kv S Stn |  | 33 | Western Power Distribution (East Midlands) Plc | Solar | Photovoltaic | No |  | 0 | 5 | [13 empty] | Connected | 5 | 5 | 5.2632 | 0.05 | 0.0526 | 2016-03-31 | [13 empty] | 2022-09-04 01:02
1170000615007 | 1170000614990 | Holtwood solar limited | Holtwood farm solar park | Holtwood Farm | Doveridge | Holtwood | Derbyshire | DE6 5JW | United Kingdom | 413217 | 332746 | Willington 132Kv S Stn | Uttoxeter 33Kv S Stn |  | 33 | Western Power Distribution (East Midlands) Plc | Solar | Photovoltaic | No |  | 0 | 4.55 | [13 empty] | Connected | 4.55 | 4.55 | 4.7895 | 0.084 | 0.0884 | 2016-03-01 | [13 empty] | 2022-09-04 01:02
1170000615888 | 1170000615897 | Sun and soil renewable 18 ltd | Morton, padleywood solar farm |  | Padleywood Farm, Padleywood Lane, Morton | Alfreton | Derbyshire | DE55 6HB | United Kingdom | 440861 | 362139 | Chesterfield 132Kv S Stn | Chesterfield 33Kv S Stn | Danesmoor 33 11Kv S Stn | 11 | Western Power Distribution (East Midlands) Plc | Solar | Photovoltaic | No |  | 0 | 3.8 | [13 empty] | Connected | 3.8 | 3.8 | 4 | 0.15 | 0.1579 | 2016-03-31 | [13 empty] | 2022-09-04 01:02
1170000616640 | 1170000616455 | Thornton lane solar farm limited | Thornton lane solar farm | Trornton Lane | Stanton Under Bardon | Markfield | Leicestershire | LE67 9TU | United Kingdom | 446765 | 309661 | Enderby 132Kv S Stn | Coalville 33Kv S Stn | Coalville 11Kv S Stn | 11 | Western Power Distribution (East Midlands) Plc | Solar | Photovoltaic | No |  | 0 | 2.75 | [13 empty] | Connected | 2.75 | 2.75 | 2.8947 | 0.1 | 0.1053 | 2016-03-22 | [13 empty] | 2022-09-04 01:02
1170000617236 | 1170000617227 | Severn trent water limited | Loughborough sewage works, | Loughborough Stw Loughborough (Stw) | Festival Drive - Swingbridge Road | Loughborough | Leicestershire | LE11 5TP | United Kingdom | 453090 | 321038 | Ratcliffe On Soar 132Kv S Stn | Loughborough 132Kv S Stn (M32) | Loughborough 11Kv S Stn | 11 | Western Power Distribution (East Midlands) Plc | Solar | Photovoltaic | No |  | 0 | 1.25 | Fossil - Oil | Engine (combustion / reciprocating) | Yes |  | 0 | 0.33 | [7 empty] | Connected | 1.58 | 1.58 | 1.6632 | 0.88 | 0.9263 | 2016-03-23 | [13 empty] | 2022-09-04 01:02
1170000619785 | 1170000619767 | Ebs wymeswold limited | Wymeswold solar farm |  | Burton Lane | Wymeswold | Leicestershire | LE12 6UA | United Kingdom | 460173 | 322432 | Ratcliffe On Soar 132Kv S Stn | Willoughby 33Kv S Stn | Willoughby 11Kv S Stn | 11 | Western Power Distribution (East Midlands) Plc | Solar | Photovoltaic | No |  | 0 | 1.705 | [13 empty] | Connected | 1.705 | 1.705 | 1.7947 | 0.04 | 0.0421 | 2016-03-07 | [13 empty] | 2022-09-04 01:02
1170000619925 | 1170000619916 | Lightsource spv 139 limited | Stragglethorpe road pv solar park | Stragglethorpe Road Pv Solar Park | Main Road | Radcliffe on trent | Nottinghamshire | NG12 2JZ | United Kingdom | 463790 | 337278 | Stoke Bardolph 132Kv | Nottingham East 33Kv S Stn |  | 33 | Western Power Distribution (East Midlands) Plc | Solar | Photovoltaic | No |  | 0 | 4.2 | [13 empty] | Connected | 4.2 | 4.2 | 4.4211 | 0.042 | 0.0442 | 2016-03-29 | [13 empty] | 2022-09-04 01:02
1170000622982 | 1170000622547 | Peak pipes | Peak pipes systems, fusion group ltd | Peak Pipes, Fusion Group Limited | Smeckley Wood Close | Chesterfield | Derbyshire | S41 9PZ | United Kingdom | 445403 | 357078 | Chesterfield 132Kv S Stn | Alfreton 33Kv S Stn | Blackwell 33 11Kv S Stn | 11 | Western Power Distribution (East Midlands) Plc | Solar | Photovoltaic | No |  | 0 | 0.05 | [13 empty] | Connected | 0.05 | 0.05 | 0.0526 | 1.5 | 1.5789 | 2012-02-03 | [13 empty] | 2022-09-04 01:02
1170000625361 | 1170000625352 | Misson solar limited | Austerfield, bawtry road, norwith farm, misson solar farm | Norwith Farm | Bawtry Road | Austerfield | South Yorkshire | DN10 6BU | United Kingdom | 467430 | 394326 | Staythorpe C 132Kv S Stn | Checkerhouse 33Kv S Stn | Misson 33 11Kv S Stn | 11 | Western Power Distribution (East Midlands) Plc | Solar | Photovoltaic | No |  | 0 | 5 | [13 empty] | Connected | 5 | 5 | 5.2632 | 0.031 | 0.0326 | 2016-03-31 | [13 empty] | 2022-09-04 01:02
1170000625690 | 1170000625681 | Littlewood solar limited | Littlewood farm pv |  | Littlewood Farm, Pleasley | Mansfield | Nottinghamshire | NG19 8RR | United Kingdom | 453332 | 365140 | Chesterfield 132Kv S Stn | Mansfield 33Kv S Stn |  | 33 | Western Power Distribution (East Midlands) Plc | Solar | Photovoltaic | No |  | 0 | 3.96 | [13 empty] | Connected | 3.96 | 3.8 | 4 | 0.03 | 0.0316 | 2017-03-27 | [13 empty] | 2022-09-04 01:02
1170000626825 | 1170000626816 | Renewi uk services limited | Derby and derbyshire new waste (nwft) | Derby Recylcling Centre, Sinfin Lane | Sinfin | Derby |  | DE24 9GF | United Kingdom | 435114 | 332970 | Willington 132Kv S Stn | Derby South 33Kv S Stn |  | 33 | Western Power Distribution (East Midlands) Plc | Waste | Steam turbine (thermal power plant) | No |  | 0 | 19.5 | [13 empty] | Connected | 19.5 | 15.791 | 16.6221 | 8 | 8.421 | 2017-06-01 | [13 empty] | 2022-09-04 01:02
1170000627457 | 1170000627448 | Oxcroft solar ltd | Oxcroft solar farm | Oxcroft Farm | Stanfree | Chesterfield | Derbyshire | S44 6AG | United Kingdom | 446879 | 374090 | Chesterfield 132Kv S Stn | Whitwell 33Kv S Stn |  | 33 | Western Power Distribution (East Midlands) Plc | Solar | Photovoltaic | No |  | 0 | 3.5 | Stored Energy (all stored energy irrespective of the original energy source) | Storage - Electrochemical (Batteries) | No |  | 0 | 1 | [7 empty] | Connected | 4.5 | 4.5 | 4.7368 | 0.85 | 0.8947 | 2016-06-01 | [13 empty] | 2022-09-04 01:02
1170000627518 | 1170000627484 | Spf thirty acres ltd | Thirty acres farm | Import Mpan Farm, Thirty Acres | Carter Lane, Warsop Vale | Mansfield | Nottinghamshire | NG20 8XT | United Kingdom | 453432 | 367916 | Chesterfield 132Kv S Stn | Mansfield 33Kv S Stn | Acreage Lane 33 11Kv S Stn | 11 | Western Power Distribution (East Midlands) Plc | Solar | Photovoltaic | No |  | 0 | 3 | [13 empty] | Connected | 3 | 3 | 3.1579 | 0.03 | 0.0316 | 2016-03-31 | [13 empty] | 2022-09-04 01:02
1170000628168 | 1170000628130 | Amp gm024 limited | Asfordby north solar site, welby lane | Rmu1, Asfordby Solar Farm | Welby Lane, Asfordby | Melton mowbray | Leicestershire | LE14 3JL | United Kingdom | 472190 | 320930 | Grendon 132Kv S Stn | Melton Mowbray 33Kv S Stn | Holwell 33 11Kv S Stn | 11 | Western Power Distribution (East Midlands) Plc | Solar | Photovoltaic | No |  | 0 | 5 | [13 empty] | Connected | 5 | 5 | 5.2632 | 0.2 | 0.2105 | 2016-03-30 | [13 empty] | 2022-09-04 01:02
1170000628186 | 1170000628177 | First renewable psi limited | Asfordby south solar site, welby lane | Rmu2 | Welby Lane | Melton mowbray | Leicestershire | LE14 3JL | United Kingdom | 472190 | 320930 | Grendon 132Kv S Stn | Melton Mowbray 33Kv S Stn | Holwell 33 11Kv S Stn | 11 | Western Power Distribution (East Midlands) Plc | Solar | Photovoltaic | No |  | 0 | 5 | [13 empty] | Connected | 5 | 5 | 5.2632 | 0.2 | 0.2105 | 2016-03-30 | [13 empty] | 2022-09-04 01:02
1170000628326 | 1170000628317 | Sunventures 4 ltd | Nailstone solar park, crown farm, nailstone, nuneaton, leicestershire, cv13 0ql | Photovoltaic Installation, Crown Farm | Bagworth Road | Nailstone | Leicestershire | CV13 0QL | United Kingdom | 443152 | 307998 | Enderby 132Kv S Stn | Coalville 33Kv S Stn | Nailstone 33 11Kv S Stn | 11 | Western Power Distribution (East Midlands) Plc | Solar | Photovoltaic | No |  | 0 | 3.808 | [13 empty] | Connected | 3.808 | 4.4 | 4.6316 | 0.05 | 0.0526 | 2016-01-29 | [13 empty] | 2022-09-04 01:02
1170000628335 | 1170000628308 | Sunventures 2 ltd | Ingles hill (ashby) solar farm, burton road, le65 2te | Ingles Hill Farm | Burton Road | Ashby de la zouch | Leicestershire | LE65 2TE | United Kingdom | 434477 | 317640 | Drakelow 132Kv | Gresley 33Kv S Stn | Ashby 33 11Kv S Stn | 11 | Western Power Distribution (East Midlands) Plc | Solar | Photovoltaic | No |  | 0 | 2.5 | [13 empty] | Connected | 2.5 | 2.5 | 2.6316 | 0.035 | 0.0368 | 2016-01-29 | [13 empty] | 2022-09-04 01:02
1170000629659 | 1170000629640 | Tower hayes solar limited | Tower hayes solar park | Little Battleflat Farm | West Land | Ellistown | Leicestershire | LE67 1FA | United Kingdom | 444447 | 310439 | Enderby 132Kv S Stn | Coalville 33Kv S Stn |  | 33 | Western Power Distribution (East Midlands) Plc | Solar | Photovoltaic | No |  | 0 | 4.4 | [13 empty] | Connected | 4.4 | 4.4 | 4.6316 | 0.05 | 0.0526 | 2016-04-13 | [13 empty] | 2022-09-04 01:02
1170000630422 | 1170000630413 | Obton solenergi nagel gmbh & co kg | Twin yards farm | Twin Yards Farm | Beristow Lane, Hilcote | Alfreton | Derbyshire | DE55 2FW | United Kingdom | 445732 | 357862 | Chesterfield 132Kv S Stn | Annesley 33Kv S Stn |  | 33 | Western Power Distribution (East Midlands) Plc | Solar | Photovoltaic | No |  | 0 | 4.08 | [13 empty] | Connected | 4.08 | 4.968 | 5.2295 | 0.05 | 0.0526 | 2017-03-24 | [13 empty] | 2022-09-04 01:02
1170000631435 | 1170000631426 | Le solar 51 limited | Barnby moor solar farm | Barnby Moor Solar Farm | Retford Road, Barnby Moor | Retford | Nottinghamshire | DN22 8QF | United Kingdom | 464290 | 385881 | Staythorpe C 132Kv S Stn | Checkerhouse 33Kv S Stn |  | 33 | Western Power Distribution (East Midlands) Plc | Solar | Photovoltaic | No |  | 0 | 3.9 | [13 empty] | Connected | 3.9 | 3.99 | 4.2 | 0.1 | 0.1053 | 2017-03-10 | [13 empty] | 2022-09-04 01:02
1170000632615 | 1170000632606 | Lightsource spv 95 limited | The breck solar park | The Breck Solar Park | Barrow Hill | Chesterfield | Derbyshire | S43 2NP | United Kingdom | 442490 | 376192 | Chesterfield 132Kv S Stn | Staveley 33Kv S Stn |  | 33 | Western Power Distribution (East Midlands) Plc | Solar | Photovoltaic | No |  | 0 | 4.2 | [13 empty] | Connected | 4.2 | 4.2 | 4.4211 | 0.072 | 0.0758 | 2016-03-17 | [13 empty] | 2022-09-04 01:02
1170000636512 | 1170000636503 | Lincoln skegness solar farm limited | Lincoln farm solar | Lincoln Farm | Wainfleet Road, Irby-In-The-Marsh | Skegness | Lincolnshire | PE24 5AT | United Kingdom | 547402 | 362880 | Bicker Fen 132Kv S Stn | Skegness 33Kv S Stn |  | 33 | Western Power Distribution (East Midlands) Plc | Solar | Photovoltaic | No |  | 0 | 8.8 | [13 empty] | Connected | 8.8 | 8.8 | 9.2632 | 0.08 | 0.0842 | 2016-03-17 | [13 empty] | 2022-09-04 01:02
1170000638760 | 1100039676291 | Severn trent water limited | Little eaton wtw | - | Little Eaton Solar Park | Little eaton | Derbyshire | DE21 5DB | United Kingdom | 436403 | 340719 | Willington 132Kv S Stn | Derby 33Kv S Stn | Darley Abbey 33 11Kv S Stn | 11 | Western Power Distribution (East Midlands) Plc | Solar | Photovoltaic | No |  | 0 | 0.66 | [13 empty] | Connected | 0.66 | 0.6 | 0.6316 | 2.75 | 2.8947 | 2016-03-21 | [13 empty] | 2022-09-04 01:02
1170000641293 | 1170000641284 | Basin bridge solar limited | Stoke golding, basin bridge lane, basin bridge solar farm | Basin Bridge Solar Farm | Basin Bridge Lane | Hinckley | Leicestershire | CV13 6JJ | United Kingdom | 439603 | 296099 | Coventry 132Kv S Stn | Hinckley 33Kv S Stn | Middlefield 33 11Kv S Stn | 11 | Western Power Distribution (East Midlands) Plc | Solar | Photovoltaic | No |  | 0 | 4 | [13 empty] | Connected | 4 | 4 | 4.2105 | 0.017 | 0.0179 | 2016-07-31 | [13 empty] | 2022-09-04 01:02
1170000641489 | 1170000641470 | Wel solar park 10 ltd | Mill farm solar | Hell Lane | High Dyke, Great Ponton | Grantham | Lincolnshire | NG33 5DP | United Kingdom | 494806 | 331012 | Bicker Fen 132Kv S Stn | Grantham 33Kv S Stn |  | 33 | Western Power Distribution (East Midlands) Plc | Solar | Photovoltaic | No |  | 0 | 4.5 | [13 empty] | Connected | 4.5 | 4.5 | 4.7368 | 0.05 | 0.0526 | 2016-03-31 | [13 empty] | 2022-09-04 01:02
1170000642320 | 1160001493433 | National football centre limited | National football centre | National Football Centre Export | St George'S Park, Newborough Road, Needwood | Burton upon trent |  | DE13 9PD | United Kingdom | 416461 | 323658 | Drakelow 132Kv | Burton South 33Kv S Stn | Barton Under Needwood 33 11Kv S Stn | 11 | Western Power Distribution (East Midlands) Plc | Solar | Photovoltaic | No |  | 0 | 0.2 | [13 empty] | Connected | 0.2 | 0.24 | 0.2526 | 1.7 | 1.7895 | 2016-03-21 | [13 empty] | 2022-09-04 01:02
1170000651983 | 1100039618485 | Severn trent water limited | Leicester water centre, anstey lane | Severn Trent, Leicester Water Centre | Gorse Hill, Anstey | Leicester | Leicestershire | LE7 7GU | United Kingdom | 456077 | 307134 | Enderby 132Kv S Stn | Leicester North 33Kv S Stn | Groby Road 33 11Kv S Stn | 11 | Western Power Distribution (East Midlands) Plc | Solar | Photovoltaic | No |  | 0 | 1.62 | [13 empty] | Connected | 1.62 | 0.18 | 0.1895 | 0.585 | 0.6158 | 2016-03-28 | [13 empty] | 2022-09-04 01:02
1170000652018 | 1170000652009 | Future earth energy (drakelow) limited | Drakelow rec | Drakelow Renewable Energy Centre | Walton Road | Burton on trent |  | DE15 | United Kingdom | 423286 | 319782 | Drakelow 132Kv | Burton South 33Kv S Stn |  | 33 | Western Power Distribution (East Midlands) Plc | Biofuel - Landfill gas | Gas turbine (OCGT) | Yes |  | 0 | 23.75 | [13 empty] | Connected | 23.75 | 18.95 | 19.9474 | 4.5 | 4.7368 | 2021-01-25 | [13 empty] | 2022-09-04 01:02
1170000660905 | 1170000660890 | Equitix esi chp (sheffield ) limited | Holbrook community renewable energy centre | Holbrook Community Renewable Energy Cent | Rother Valley Way | Holbrook | Sheffield | S20 3GH | United Kingdom | 444565 | 381676 | Chesterfield 132Kv S Stn | Whitwell 33Kv S Stn | Halfway 33 11Kv S Stn | 11 | Western Power Distribution (East Midlands) Plc | Biomass | Steam turbine (thermal power plant) | Yes |  | 0 | 5.85 | [13 empty] | Connected | 5.85 | 5.85 | 6.1579 | 1.5 | 1.5789 | 2016-07-01 | [13 empty] | 2022-09-04 01:02
1170000662140 | 1170000662150 | William corbett farms ltd | Atherstone, austrey house farm ad plant | Ad Plant, Austrey House Farm | Orton Lane, Austrey | Atherstone | Warwickshire | CV9 3EA | United Kingdom | 430201 | 305333 | Lea Marston 132Kv S Stn | Tamworth 33Kv S Stn | Polesworth 33 11Kv S Stn | 11 | Western Power Distribution (East Midlands) Plc | Biofuel - Biogas from anaerobic digestion (excluding landfill & sewage) | Engine (combustion / reciprocating) | Yes |  | 0 | 1 | [13 empty] | Connected | 1 | 1 | 1.0526 | 0.2 | 0.2105 | 2016-06-01 | [13 empty] | 2022-09-04 01:02
1170000671109 | 1170000671093 | Deepdale farm solar ltd | Deepdale solar farm | Deepdale Farm | Moor Lane, Leasingham | Sleaford | Lincolnshire | NG34 8SH | United Kingdom | 507416 | 349027 | Bicker Fen 132Kv S Stn | Sleaford 33Kv S Stn |  | 33 | Western Power Distribution (East Midlands) Plc | Solar | Photovoltaic | No |  | 0 | 3.9 | [13 empty] | Connected | 3.9 | 3.9 | 4.1053 | 0.05 | 0.0526 | 2016-06-29 | [13 empty] | 2022-09-04 01:02
1170000671127 | 1170000671118 | Burton wold wind farm south ltd | Burton wold south wind farm | Burton Wold South Wind Farm | Burton Latimer | Kettering | Northamptonshire | NN15 5PH | United Kingdom | 491505 | 273678 | Grendon 132Kv S Stn | Irthlingborough 33Kv S Stn |  | 33 | Western Power Distribution (East Midlands) Plc | Wind | Onshore wind turbines | No |  | 0 | 8.34 | [13 empty] | Connected | 8.34 | 8.779 | 9.241 | 0.05 | 0.0526 | 2017-03-03 | [13 empty] | 2022-09-04 01:02
1170000675089 | 1100039636030 | Noble foods limited | Long belt farm | Ad Plant | Stud Farm, Rufford | Newark | Nottinghamshire | NG22 9HB | United Kingdom | 465430 | 363070 | Chesterfield 132Kv S Stn | Clipstone 33Kv S Stn | Bilsthorpe 33 11Kv S Stn | 11 | Western Power Distribution (East Midlands) Plc | Biomass | Steam turbine (thermal power plant) | No |  | 0 | 0.5 | [13 empty] | Connected | 0.5 | 0.5 | 0.5263 | 1.06 | 1.1158 | 2016-08-01 | [13 empty] | 2022-09-04 01:02
1170000696362 | 1100039600432 | Harworth estates mines property ltd | Edwinstowe, thoresby colliery | Uk Coal Mining Ltd;Thoresby Colliery | , Edwinstowe | Mansfield | Nottinghamshire | NG21 9PS | United Kingdom |  |  | Chesterfield 132Kv S Stn | Clipstone 33Kv S Stn | Rufford 33 11Kv S Stn | 11 | Western Power Distribution (East Midlands) Plc | Biofuel - Landfill gas | Gas turbine (OCGT) | No |  | 0 | 1 | [13 empty] | Connected | 1 | 1 | 1.0526 | 3 | 3.1579 | 2016-08-01 | [13 empty] | 2022-09-04 01:02
1170000696646 | 1100039600511 | Center parcs ltd | Sherwood holiday village | Rmu 1, Center Parcs Ltd: Sherwood Holiday Villa | , Rufford | Newark | Nottinghamshire | NG22 9DN | United Kingdom | 463650 | 364266 | Chesterfield 132Kv S Stn | Clipstone 33Kv S Stn | Ollerton 33 11Kv S Stn | 11 | Western Power Distribution (East Midlands) Plc | Biofuel - Biogas from anaerobic digestion (excluding landfill & sewage) | Engine (combustion / reciprocating) | Yes |  | 0 | 1 | [13 empty] | Connected | 1 | 1 | 1.0526 | 4.6 | 4.8421 | 2016-07-01 | [13 empty] | 2022-09-04 01:02
1170000696655 | 1100039600511 | Center parcs ltd | Sherwood holiday village | Export (2), Rmu 1, Center Parcs Ltd: Sherwood Holiday Villa | , Rufford | Newark | Nottinghamshire | NG22 9DN | United Kingdom | 463650 | 364266 | Chesterfield 132Kv S Stn | Clipstone 33Kv S Stn | Ollerton 33 11Kv S Stn | 11 | Western Power Distribution (East Midlands) Plc | Biofuel - Biogas from anaerobic digestion (excluding landfill & sewage) | Engine (combustion / reciprocating) | Yes |  | 0 | 1 | [13 empty] | Connected | 1 | 1 | 1.0526 | 4.6 | 4.8421 | 2016-07-01 | [13 empty] | 2022-09-04 01:02
1170000713479 | 1170000713488 | Blisworth solar limited | Blisworth hill pv farm |  | Blisworth Road, Blisworth | Northampton | Northamptonshire | NN7 2LN | United Kingdom | 473778 | 252324 | Grendon 132Kv S Stn | Northampton 33Kv S Stn | Roade 33 11Kv S Stn | 11 | Western Power Distribution (East Midlands) Plc | Solar | Photovoltaic | No |  | 0 | 3 | [13 empty] | Connected | 3 | 3 | 3.1579 | 0.05 | 0.0526 | 2016-10-11 | [13 empty] | 2022-09-04 01:02
1170000718779 | 1170000718788 | Exeter rp limited | Exeter rp ltd, stor site 1 |  | Manners Avenue Stor Site (Export), Manners Avenue | Ilkeston |  | DE7 8EF | United Kingdom | 445544 | 342300 | Willington 132Kv S Stn | Stanton 33Kv S Stn | Ilkeston 33 11Kv S Stn | 11 | Western Power Distribution (East Midlands) Plc | Fossil - Gas | Engine (combustion / reciprocating) | No |  | 0 | 7 | [13 empty] | Connected | 7 | 7 | 7.3684 | 0.15 | 0.1579 | 2016-12-22 | [13 empty] | 2022-09-04 01:02
1170000722701 | 1170000722696 | French farm ltd | Crowland, french farm wind farm |  | French Farm Windfarm | Crowland | Cambridgeshire | PE6 0PH | United Kingdom | 528580 | 309147 | Walpole 132Kv S Stn | Spalding Clay Lake 33Kv S Stn |  | 33 | Western Power Distribution (East Midlands) Plc | Wind | Onshore wind turbines | No |  | 0 | 4.2 | [13 empty] | Connected | 4.2 | 4.2 | 4.4211 | 0.075 | 0.0789 | 2016-09-23 | [13 empty] | 2022-09-04 01:02
1170000722757 | 1170000722748 | Equitix esi chp (nottingham) ltd | John brookes sawmill | John Brooke Sawmills Limited , Broughton Grange | Fosse Way, Widmerpool | Nottingham | Nottinghamshire | NG12 5PS | United Kingdom | 465239 | 327796 | Ratcliffe On Soar 132Kv S Stn | Willoughby 33Kv S Stn |  | 33 | Western Power Distribution (East Midlands) Plc | Waste | Steam turbine (thermal power plant) | No |  | 0 | 7.8 | [13 empty] | Connected | 7.8 | 7 | 7.3684 | 1.1 | 1.1579 | 2017-03-01 | [13 empty] | 2022-09-04 01:02
1170000727230 | 1170000727221 | Reserve power trading ltd | Garnham close | Reserve Power Trading Limited | Garnham Close, Somercotes | Alfreton | Derbyshire | DE55 4QH | United Kingdom | 442561 | 355009 | Chesterfield 132Kv S Stn | Alfreton 33Kv S Stn |  | 33 | Western Power Distribution (East Midlands) Plc | Fossil - Gas | Engine (combustion / reciprocating) | No |  | 0 | 1.7367 | [13 empty] | Connected | 1.7367 | 15 | 15.7895 | 0.25 | 0.2632 | 2017-03-24 | [13 empty] | 2022-09-04 01:02
1170000736769 | 1170000736750 | Ne energy one limited | Newstead & annesley wind turbine | Newstead & Annesley Wind Turbine | Newstead & Annesley Country Park, Tilford Road, Newstead Village | Nottingham | Nottinghamshire | NG15 0BT | United Kingdom | 452552 | 353446 | Chesterfield 132Kv S Stn | Annesley 33Kv S Stn | Annesley (Kirkby) 11Kv S Stn | 11 | Western Power Distribution (East Midlands) Plc | Wind | Onshore wind turbines | No |  | 0 | 1.6 | [13 empty] | Connected | 1.6 | 1.6 | 1.6842 | 0.07 | 0.0737 | 2016-12-12 | [13 empty] | 2022-09-04 01:02
1170000740844 | 1100050353005 | George eliot hospital nhs trust | George eliot hospital | George Eliot Hospital | College Street | Nuneaton | Warwickshire | CV10 7BG | United Kingdom | 435710 | 290695 | Coventry 132Kv S Stn | Nuneaton 33Kv S Stn | Nuneaton 11Kv S Stn | 11 | Western Power Distribution (East Midlands) Plc | Waste | Steam-gas turbine (CCGT) | Yes |  | 0 | 2.6 | Fossil - Oil | Engine (combustion / reciprocating) | Yes |  | 0 | 1.332 | [7 empty] | Connected | 3.932 | 1.2 | 1.2632 | 1.4 | 1.4737 | 2017-04-12 | [13 empty] | 2022-09-04 01:02
1170000744209 | 1170000744218 | Kislingbury m1 solar limited | Kislingbury m1 solar | Off Banbury Lane (From South) | Off Rothersthorpe Road (North), Rothersthorpe | Northampton | Northamptonshire | NN7 3JA | United Kingdom | 470221 | 257006 | Grendon 132Kv S Stn | Northampton West 33Kv S Stn | Banbury Lane 33 11Kv S Stn | 11 | Western Power Distribution (East Midlands) Plc | Solar | Photovoltaic | No |  | 0 | 3.92 | [13 empty] | Connected | 3.92 | 3.92 | 4.1263 | 0.05 | 0.0526 | 2017-03-22 | [13 empty] | 2022-09-04 01:02
1170000751474 | 1170000751465 | Uk capacity reserve limited | Hermitage lane | Abbey Industrial Estate | Hermitage Lane | Mansfield | Nottinghamshire | NG18 5DN | United Kingdom | 452451 | 359801 | Chesterfield 132Kv S Stn | Mansfield 33Kv S Stn |  | 33 | Western Power Distribution (East Midlands) Plc | Fossil - Gas | Engine (combustion / reciprocating) | No |  | 0 | 20.12 | [13 empty] | Connected | 20.12 | 20 | 21.0526 | 0.25 | 0.2632 | 2017-04-14 | [13 empty] | 2022-09-04 01:02
1170000759394 | 1170000759836 | Ssr seaton limited | Seaton road solar farm |  | Seaton Road | Uppingham | Rutland | LE15 9BG | United Kingdom | 487547 | 299425 | Grendon 132Kv S Stn | Oakham 33Kv S Stn | Uppingham 33 11Kv S Stn | 11 | Western Power Distribution (East Midlands) Plc | Solar | Photovoltaic | No |  | 0 | 3.25 | [13 empty] | Connected | 3.25 | 3.25 | 3.421 | 0.08 | 0.0842 | 2017-03-23 | [13 empty] | 2022-09-04 01:02
1170000759687 | 1170000759678 | Luminous energy (ca) ltd | Fosse way radford semele solar farm | Fosse Way | Radford Semile | Leamington spa | Warwickshire | CV3 1JX | United Kingdom | 435380 | 262028 | Berkswell 132Kv S Stn | Harbury 33Kv S Stn |  | 33 | Western Power Distribution (East Midlands) Plc | Solar | Photovoltaic | No |  | 0 | 5 | [13 empty] | Connected | 5 | 5 | 5.2632 | 0.03 | 0.0316 | 2017-02-01 | [13 empty] | 2022-09-04 01:02
1170000761659 | 1170000761640 | Lightsource spv 177 limited | Meadow farm | Meadow Farm | Thorpe Langton | Market harborough | Leicestershire | LE16 7TS | United Kingdom | 474047 | 290219 | Grendon 132Kv S Stn | Kibworth 33Kv S Stn |  | 33 | Western Power Distribution (East Midlands) Plc | Solar | Photovoltaic | No |  | 0 | 3.9 | [13 empty] | Connected | 3.9 | 3.9 | 4.1053 | 0.05 | 0.0526 | 2017-03-10 | [13 empty] | 2022-09-04 01:02
1170000768566 | 1170000768557 | Hyde farm solar limited | Hyde solar farm | Hyde Farm | Warrington Road | Olney | Buckinghamshire | MK46 4DU | United Kingdom | 488765 | 253909 | Grendon 132Kv S Stn | Northampton East 33Kv S Stn |  | 33 | Western Power Distribution (East Midlands) Plc | Solar | Photovoltaic | No |  | 0 | 4.16 | [13 empty] | Connected | 4.16 | 4.5 | 4.7368 | 0.1 | 0.1053 | 2017-03-13 | [13 empty] | 2022-09-04 01:02
1170000772465 | 1170000772456 | Dayfields solar limited | Dayfields farm | Dayfields Farm | Atlow | Ashbourne | Derbyshire | DE6 1NU | United Kingdom | 423399 | 347814 | Willington 132Kv S Stn | Winster 33Kv S Stn |  | 33 | Western Power Distribution (East Midlands) Plc | Solar | Photovoltaic | No |  | 0 | 4.38 | [13 empty] | Connected | 4.38 | 4.59 | 4.8316 | 0.025 | 0.0263 | 2017-03-14 | [13 empty] | 2022-09-04 01:02
1170000775350 | 1170000775340 | Lark energy bilsthorpe ltd | Bilsthorpe pv | Featherstone House Farm | Mickledale Lane, Bilsthorpe | Newark | Nottinghamshire | NG22 8RD | United Kingdom | 464098 | 360832 | Chesterfield 132Kv S Stn | Clipstone 33Kv S Stn |  | 33 | Western Power Distribution (East Midlands) Plc | Solar | Photovoltaic | No |  | 0 | 3.9 | [13 empty] | Connected | 3.9 | 5 | 5.2632 | 0.1 | 0.1053 | 2017-03-24 | [13 empty] | 2022-09-04 01:02
1170000775721 | 1170000775712 | Lightsource spv 65 limited | Bolsover moor solar farm |  | Rotherham Road, Bolsover | Chesterfield | Derbyshire | S80 4GZ | United Kingdom | 449767 | 371849 | Chesterfield 132Kv S Stn | Whitwell 33Kv S Stn |  | 33 | Western Power Distribution (East Midlands) Plc | Solar | Photovoltaic | No |  | 0 | 4 | [13 empty] | Connected | 4 | 4.25 | 4.4737 | 0.043 | 0.0453 | 2017-02-28 | [13 empty] | 2022-09-04 01:02
1170000783314 | 1170000783305 | Parabel gypsum limited | Sutton bonnington solar farm | Sutton Bonnington Farm | Barrow Road, Sileby | Loughborough | Leicester | LE12 7LR | United Kingdom | 459761 | 316156 | Ratcliffe On Soar 132Kv S Stn | Willoughby 33Kv S Stn |  | 33 | Western Power Distribution (East Midlands) Plc | Solar | Photovoltaic | No |  | 0 | 3.948 | [13 empty] | Connected | 3.948 | 4.5 | 4.7368 | 0.05 | 0.0526 | 2017-03-30 | [13 empty] | 2022-09-04 01:02
1170000786227 | 1170000786218 | Powertree (foxwood road) ltd | Powertree(foxwood road) limited | Foxwood Road Stor Site | Foxwood Road, Sheepbridge Industrial Estate | Chesterfield | North East Derbyshire | S41 9RX | United Kingdom | 437304 | 374746 | Chesterfield 132Kv S Stn | Chesterfield 33Kv S Stn | Sheepbridge 6 6Kv S Stn | 11 | Western Power Distribution (East Midlands) Plc | Fossil - Gas | Engine (combustion / reciprocating) | Yes |  | 0 | 6.446 | [13 empty] | Connected | 6.446 | 5 | 5.2632 | 0.15 | 0.1579 | 2017-06-01 | [13 empty] | 2022-09-04 01:02
1170000790250 | 1170000790241 | Green lane solar limited | Marchington, green lane |  | Green Lane, Marchington | Uttoxeter | Staffordshire | ST14 8LQ | United Kingdom | 414624 | 330978 | Willington 132Kv S Stn | Uttoxeter 33Kv S Stn |  | 33 | Western Power Distribution (East Midlands) Plc | Solar | Photovoltaic | No |  | 0 | 3.32 | [13 empty] | Connected | 3.32 | 3.32 | 3.4947 | 0.05 | 0.0526 | 2017-03-30 | [13 empty] | 2022-09-04 01:02
1170000797761 | 1170000797752 | Bentley renewables | Baddesley 33kv energy park | Baddesley Energy Park | Coleshill Road | Baddersley ensor | Warwickshire | CV9 2LE | United Kingdom | 428246 | 297329 | Lea Marston 132Kv S Stn | Tamworth 33Kv S Stn |  | 33 | Western Power Distribution (East Midlands) Plc | Solar | Photovoltaic | No |  | 0 | 2.744 | [13 empty] | Connected | 2.744 | 13.8 | 14.5263 | 1 | 1.0526 | 2017-03-17 | [13 empty] | 2022-09-04 01:02
1170000803705 | 1170000713326 | University of warwick | National automotive innovation centre, university of warwick, gibbet hill road | Feeder 1, University Of Warwick | Gibbet Hill Road | Coventry | West Midlands | CV4 7AL | United Kingdom | 429933 | 276383 | Coventry 132Kv S Stn | Whitley 132Kv S Stn | Coventry South 11Kv S Stn | 11 | Western Power Distribution (East Midlands) Plc | Solar | Photovoltaic | No |  | 0 | 0.2536 | [13 empty] | Connected | 0.2536 | 0.254 | 0.2674 | 14 | 14.7368 | 2017-08-16 | [13 empty] | 2022-09-04 01:02
1170000803714 | 1170000713326 | University of warwick | National automotive innovation centre, university of warwick, gibbet hill road | For Feeder 2, University Of Warwick - Niac | Gibbet Hill Road | Coventry | West Midlands | CV4 7AL | United Kingdom | 429933 | 276383 | Coventry 132Kv S Stn | Whitley 132Kv S Stn | Coventry South 11Kv S Stn | 11 | Western Power Distribution (East Midlands) Plc | Solar | Photovoltaic | No |  | 0 | 0.2536 | [13 empty] | Connected | 0.2536 | 0.254 | 0.2674 | 14 | 14.7368 | 2017-08-16 | [13 empty] | 2022-09-04 01:02
1170000816936 | 1170000816972 | Powertree (sidings road) limited | Kirkby in ashfield gas generator sidings road |  | Sidings Road | Kirkby in ashfield | Nottinghamshire | NG17 7JZ | United Kingdom | 451036 | 357034 | Chesterfield 132Kv S Stn | Annesley 33Kv S Stn | Sutton Junction 33 11Kv S Stn | 11 | Western Power Distribution (East Midlands) Plc | Fossil - Gas | Engine (combustion / reciprocating) | No |  | 0 | 3.2 | [13 empty] | Connected | 3.2 | 2.85 | 3 | 0.1 | 0.1053 | 2017-10-01 | [13 empty] | 2022-09-04 01:02
1170000817034 | 1170000817007 | University of warwick | University of warwick | 2, University Of Warwick | Agent Court Estates Office, Sir William Lyons Road | Coventry |  | CV4 7EZ | United Kingdom | 429729 | 276289 | Berkswell 132Kv S Stn | Coventry South 33Kv S Stn | University Of Warwick 33 11Kv S Stn | 11 | Western Power Distribution (East Midlands) Plc | Fossil - Gas | Engine (combustion / reciprocating) | Yes |  | 0 | 8.2 | Fossil - Oil | Engine (combustion / reciprocating) | Yes |  | 0 | 0.4 | Solar | Photovoltaic | No |  | 0 | 0.3892 |  | Connected | 9.122 | 9.312 | 9.8021 | 19.2 | 20.2105 | 2022-03-29 | [13 empty] | 2022-09-04 01:02
1170000817043 | 1170000817007 | University of warwick | University of warwick | 1, University Of Warwick | Agent Court Estates Office, Sir William Lyons Road | Coventry |  | CV4 7EZ | United Kingdom | 429729 | 276289 | Berkswell 132Kv S Stn | Coventry South 33Kv S Stn | University Of Warwick 33 11Kv S Stn | 11 | Western Power Distribution (East Midlands) Plc | Fossil - Gas | Engine (combustion / reciprocating) | Yes |  | 0 | 8.2 | Fossil - Oil | Engine (combustion / reciprocating) | Yes |  | 0 | 0.4 | Solar | Photovoltaic | No |  | 0 | 0.3892 |  | Connected | 9.0692 | 9.312 | 9.8021 | 19.2 | 20.2105 | 2022-03-29 | [13 empty] | 2022-09-04 01:02
1170000818367 | 1170000818358 | Kiln power limited | Lime kilns generation connection point b | Export 2, Board B, Hinckley Power A Unit 8 | Lime Kilns Business Park | Hinckley | Leicestershire | LE10 3EQ | United Kingdom | 441338 | 292542 | Coventry 132Kv S Stn | Hinckley 132Kv S Stn | Hinckley 11Kv S Stn | 11 | Western Power Distribution (East Midlands) Plc | Fossil - Gas | Engine (combustion / reciprocating) | No |  | 0 | 11.36 | [13 empty] | Connected | 11.36 | 8.421 | 8.8642 | 0.05 | 0.0526 | 2018-03-12 | [13 empty] | 2022-09-04 01:02
1170000818376 | 1170000818349 | Kiln power limited | Lime kilns generation connection point a | 1, Board A, Hinckley Power A Unit 8 | Lime Kilns Business Park | Hinckley | Leicestershire | LE10 3EQ | United Kingdom | 441338 | 292542 | Coventry 132Kv S Stn | Hinckley 132Kv S Stn | Hinckley 11Kv S Stn | 11 | Western Power Distribution (East Midlands) Plc | Fossil - Gas | Engine (combustion / reciprocating) | No |  | 0 | 11.36 | [13 empty] | Connected | 11.36 | 8.421 | 8.8642 | 0.35 | 0.3684 | 2018-03-12 | [13 empty] | 2022-09-04 01:02
1170000847492 | 1170000847483 | Mercia power response (hallam way) limited | Mansfield hallam way stor | Hallam Way | Old Mill Lane Industrial Estate | Mansfield | Nottinghamshire | NG19 9BG | United Kingdom | 454363 | 362222 | Chesterfield 132Kv S Stn | Mansfield 33Kv S Stn | Mansfield 11Kv S Stn | 11 | Western Power Distribution (East Midlands) Plc | Fossil - Gas | Engine (combustion / reciprocating) | No |  | 0 | 3 | [13 empty] | Connected | 3 | 3 | 3.1579 | 0.15 | 0.1579 | 2021-03-09 | [13 empty] | 2022-09-04 01:02
1170000848194 | 1170000848176 | Hc ess2 limited | Rufford battery storage | Rufford Storage Export | Rufford Colliery Lane, Rainsworth | Mansfield | Nottinghamshire | NG21 0HR | United Kingdom | 459729 | 360426 | Chesterfield 132Kv S Stn | Clipstone 33Kv S Stn | Rufford 33 11Kv S Stn | 11 | Western Power Distribution (East Midlands) Plc | Stored Energy (all stored energy irrespective of the original energy source) | Storage - Electrochemical (Batteries) | No |  | 0 | 7.37 | [13 empty] | Connected | 7.37 | 7.37 | 7.7579 | 7.37 | 7.7579 | 2017-07-01 | [13 empty] | 2022-09-04 01:02
1170000858095 | 1170000859178 | Great bear distribution ltd | Great bear distribution ltd | Project Oyster | Markham Vale North, Seymour Link Road | Chesterfield |  | S43 3DF | United Kingdom | 444921 | 374069 | Chesterfield 132Kv S Stn | Staveley 33Kv S Stn | Erin Road | 11 | Western Power Distribution (East Midlands) Plc | Solar | Photovoltaic | No |  | 0 | 0.0456 | [13 empty] | Connected | 0.0456 | 0.046 | 0.0484 | 1.5 | 1.5789 | 2017-07-17 | [13 empty] | 2022-09-04 01:02
1170000859007 | 1170000858990 | Powertree (taylor lane) limited | Taylor lane stor | Taylor Lane Stor Site | Taylor Lane | Loscoe | Derbyshire | DE75 7TA | United Kingdom | 442647 | 347510 | Willington 132Kv S Stn | Heanor 33Kv S Stn |  | 33 | Western Power Distribution (East Midlands) Plc | Biofuel - Landfill gas | Gas turbine (OCGT) | No |  | 0 | 8 | [13 empty] | Connected | 8 | 8.08 | 8.5053 | 0.16 | 0.1684 | 2018-01-08 | [13 empty] | 2022-09-04 01:02
1170000859771 | 1170000859780 | University of nottingham research and innovation | Project scene energy centre | Project Scene Energy Centre | Trent Basin, Trent Lane, Sneinton | Nottingham | Nottinghamshire | NG2 4DS | United Kingdom | 459003 | 338954 | Ratcliffe On Soar 132Kv S Stn | Nottingham 33Kv S Stn | Sneinton 33 11Kv S Stn | 11 | Western Power Distribution (East Midlands) Plc | Stored Energy (all stored energy irrespective of the original energy source) | Storage - Electrochemical (Batteries) | No |  | 0 | 2.1 | Solar | Photovoltaic | No |  | 0 | 0.44 | [7 empty] | Connected | 2.54 | 0.94 | 0.9895 | 0.517 | 0.5442 | 2017-10-25 | [13 empty] | 2022-09-04 01:02
1170000871087 | 1170000871510 | Mercia power response (nottingham road) limited | Toton stor site nottingham rd attenborough | Toton Stor Site | Nottingham Road, Attenborough | Nottingham | Nottinghamshire | NG9 6DH | United Kingdom | 451196 | 334410 | Ratcliffe On Soar 132Kv S Stn | Toton 3 33Kv S Stn | Chilwell 33 11Kv S Stn | 11 | Western Power Distribution (East Midlands) Plc | Fossil - Gas | Engine (combustion / reciprocating) | Yes |  | 0 | 7 | [13 empty] | Connected | 7 | 7 | 7.3684 | 0.15 | 0.1579 | 2018-06-15 | [13 empty] | 2022-09-04 01:02
1170000871139 | 1170000871120 | Eelpower (opco1) limited | Leverton battery storage | Cockseys Farm | Burton-By-Lincoln | Lincoln | Lincolnshire | LN1 2RD | United Kingdom | 496554 | 375326 | West Burton 132Kv S Stn | Lincoln Main 132Kv S Stn |  | 33 | Western Power Distribution (East Midlands) Plc | Stored Energy (all stored energy irrespective of the original energy source) | Storage - Electrochemical (Batteries) | No |  | 0 | 10 | [13 empty] | Connected | 10 | 10 | 10.5263 | 10 | 10.5263 | 2017-10-12 | [13 empty] | 2022-09-04 01:02
1170000871324 | 1170000871315 | Bess hill farm limited | Hill farm battery storage | Hill Farm | Spring Lane | Packington | Leicestershire | LE65 1WU | United Kingdom | 437408 | 314255 | Enderby 132Kv S Stn | Coalville 33Kv S Stn |  | 33 | Western Power Distribution (East Midlands) Plc | Stored Energy (all stored energy irrespective of the original energy source) | Storage - Electrochemical (Batteries) | No |  | 0 | 10.4 | [13 empty] | Connected | 10.4 | 10 | 10.5263 | 8 | 8.421 | 2019-04-22 | [13 empty] | 2022-09-04 01:02
1170000883301 | 1100039605166 | Marks and spencer plc | Marks & spencer plc | Marks & Spencer | 2, Sunset Walk | Milton keynes |  | MK9 3PD | United Kingdom | 485155 | 238902 | East Claydon 132Kv S Stn | Bletchley 33Kv S Stn | Secklow Gate 33 11Kv S Stn | 11 | Western Power Distribution (East Midlands) Plc | Fossil - Oil | Engine (combustion / reciprocating) | No |  | 0 | 0.425 | [13 empty] | Connected | 0.425 | 0.425 | 0.4474 | 2.2 | 2.3158 | 2017-09-06 | [13 empty] | 2022-09-04 01:02
1170000884095 | 1170000884086 | Uk capacity reserve limited | Nottingham road stor | Nottingham Road | Long Eaton | Nottingham | Nottinghamshire | NG10 2AA | United Kingdom | 449332 | 333965 | Ratcliffe On Soar 132Kv S Stn | Toton 3 33Kv S Stn |  | 33 | Western Power Distribution (East Midlands) Plc | Fossil - Gas | Engine (combustion / reciprocating) | No |  | 0 | 20 | [13 empty] | Connected | 20 | 20 | 21.0526 | 0.25 | 0.2632 | 2018-01-21 | [13 empty] | 2022-09-04 01:02
1170000885309 | 1170000885318 | Hall farm energy limited | Hall farm | Solar Farm, Hall Farm | Brackley Road | Radstone | Northamptonshire | NN13 5PY | United Kingdom | 458114 | 239726 | East Claydon 132Kv S Stn | Brackley 132Kv S Stn | Brackley 11Kv | 11 | Western Power Distribution (East Midlands) Plc | Fossil - Oil | Engine (combustion / reciprocating) | No |  | 0 | 5.28 | [13 empty] | Connected | 5.28 | 5 | 5.2632 | 0.05 | 0.0526 | 2017-12-01 | [13 empty] | 2022-09-04 01:02
1170000894943 | 1170000894980 | Power up generation limited | Bond estates limited | Bond Estates Limited | Bond Avenue | Bletchley | Milton Keynes | MK1 1JJ | United Kingdom | 488173 | 235393 | East Claydon 132Kv S Stn | Bletchley 33Kv S Stn | Bletchley 11Kv S Stn | 11 | Western Power Distribution (East Midlands) Plc | Fossil - Gas | Engine (combustion / reciprocating) | No |  | 0 | 6 | [13 empty] | Connected | 6 | 6.325 | 6.6579 | 0.25 | 0.2632 | 2017-10-31 | [13 empty] | 2022-09-04 01:02
1170000895733 | 1170000895724 | Breach farm energy storage limited | Swadlincote breach farm | Breach Farm | Cadley Lane | Swadlincote | Derbyshire | DE12 6RJ | United Kingdom | 426407 | 319021 | Drakelow 132Kv | Burton South 33Kv S Stn |  | 33 | Western Power Distribution (East Midlands) Plc | Stored Energy (all stored energy irrespective of the original energy source) | Storage - Electrochemical (Batteries) | No |  | 0 | 10 | [13 empty] | Connected | 10 | 10 | 10.5263 | 10 | 10.5263 | 2017-10-30 | [13 empty] | 2022-09-04 01:02
1170000896018 | 1170000896106 | Mercia power response (private road no 5) limited | 11kv generation | Road No5 | Colwick Industrial Estate, Colwick | Nottingham | Nottinghamshire | NG4 2BD | United Kingdom | 462652 | 340282 | Stoke Bardolph 132Kv | Nottingham East 33Kv S Stn | Colwick 33 11Kv S Stn | 11 | Western Power Distribution (East Midlands) Plc | Fossil - Gas | Engine (combustion / reciprocating) | No |  | 0 | 5.2 | [13 empty] | Connected | 5.2 | 5.2 | 5.4737 | 0.15 | 0.1579 | 2018-09-04 | [13 empty] | 2022-09-04 01:02
1170000897173 | 1100039611727 | Games workshop ltd | Willow road | Games Workshop Ltd | Willow Road | Nottingham |  | NG7 2WS | United Kingdom | 455614 | 338484 | Ratcliffe On Soar 132Kv S Stn | Nottingham 33Kv S Stn | North Wilford 33 11Kv S Stn | 11 | Western Power Distribution (East Midlands) Plc | Solar | Photovoltaic | No |  | 0 | 0.346 | [13 empty] | Connected | 0.346 | 0.346 | 0.3642 | 3.1 | 3.2632 | 2017-09-26 | [13 empty] | 2022-09-04 01:02
1170000902638 | 1170000902629 | Biomass uk no3 limited | Riverside industrial estate | Boston Biomass Uk No3 - | Riverside Industrial Estate, Marsh Lane | Boston | Lincolnshire | PE21 7TN | United Kingdom | 533408 | 342667 | Walpole 132Kv S Stn | Boston 33Kv S Stn |  | 33 | Western Power Distribution (East Midlands) Plc | Biomass | Steam turbine (thermal power plant) | No |  | 0 | 11.705 | [13 empty] | Connected | 11.705 | 12 | 12.6316 | 2 | 2.1053 | 2017-11-30 | [13 empty] | 2022-09-04 01:02
1170000907830 | 1170000907821 | Mercia power response (albion close) limited | Albion close stor worksop s80 1ra |  | Albion Close | Worksop | Nottinghamshire | S80 1RA | United Kingdom | 458926 | 379547 | West Burton 132Kv S Stn | Worksop 33Kv S Stn | Kilton Rd 33 11Kv S Stn | 11 | Western Power Distribution (East Midlands) Plc | Fossil - Gas | Engine (combustion / reciprocating) | No |  | 0 | 4 | [13 empty] | Connected | 4 | 4 | 4.2105 | 0.15 | 0.1579 | 2018-08-03 | [13 empty] | 2022-09-04 01:02
1170000928974 | 1170000928965 | Ethical power ltd | Twin oaks farm | Twin Oaks Farm | Lower Street | Doveridge | Derbyshire | DE6 5GX | United Kingdom | 412797 | 333164 | Willington 132Kv S Stn | Uttoxeter 33Kv S Stn |  | 33 | Western Power Distribution (East Midlands) Plc | Fossil - Oil | Engine (combustion / reciprocating) | No |  | 0 | 5.47 | [13 empty] | Connected | 5.47 | 4.968 | 5.2295 | 0.025 | 0.0263 | 2017-12-22 | [13 empty] | 2022-09-04 01:02
1170000939920 | 1170000939911 | Mercia power response (private road no 5) limited | Private road no 5 | Private Road No5 | Colwick Industrial Estate | Nottingham |  | NG4 2JU | United Kingdom | 462530 | 340377 | Stoke Bardolph 132Kv | Nottingham East 33Kv S Stn |  | 33 | Western Power Distribution (East Midlands) Plc | Fossil - Gas | Engine (combustion / reciprocating) | No |  | 0 | 16 | [13 empty] | Connected | 16 | 16 | 16.8421 | 0.25 | 0.2632 | 2018-09-28 | [13 empty] | 2022-09-04 01:02
1170000943192 | 1170000943208 | Bsr energy (sunnydale farm) limited | Saddington sunnydale energy battery park | Sunnydale Energy Battery Park Sunnydale Farm | Smeeton Road, Saddington | Leicester |  | LE8 0QT | United Kingdom |  |  | Enderby 132Kv S Stn | Wigston 132Kv (M42) 132Kv S Stn | Wigston 11Kv S Stn | 11 | Western Power Distribution (East Midlands) Plc | Solar | Photovoltaic | No |  | 0 | 4.25 | [13 empty] | Connected | 4.25 | 4.23 | 4.4526 | 4.23 | 4.4526 | 2018-04-01 | [13 empty] | 2022-09-04 01:02
1170000945358 | 1170000945349 | Alkane energy cm limited | Rhodia stor | Rhodia | Hall Lane | Chesterfield | Derbyshire | S43 2PB | United Kingdom | 442752 | 374914 | Chesterfield 132Kv S Stn | Staveley 33Kv S Stn | Staveley Works 33Kv S Stn | 11 | Western Power Distribution (East Midlands) Plc | Fossil - Gas | Gas turbine (OCGT) | No |  | 0 | 16 | [13 empty] | Connected | 16 | 16 | 16.8421 | 1 | 1.0526 | 2018-04-30 | [13 empty] | 2022-09-04 01:02
1170000953553 | 1170000953544 | Esb solar (northern ireland) limited | Mill farm battery storage | Mill Farm | Caythorpe Heath, Caythorpe | Grantham | Lincolnshire | NG32 3EZ | United Kingdom | 497654 | 349184 | Bicker Fen 132Kv S Stn | Grantham 33Kv S Stn |  | 33 | Western Power Distribution (East Midlands) Plc | Stored Energy (all stored energy irrespective of the original energy source) | Storage - Electrochemical (Batteries) | No |  | 0 | 7 | [13 empty] | Connected | 7 | 7 | 7.3684 | 7 | 7.3684 | 2018-03-29 | [13 empty] | 2022-09-04 01:02
1170000962975 | 1100039604083 | Ibstock building products ltd | Leicester road |  | Leicester Road | Ibstock | Leicestershire | LE67 6HS | United Kingdom | 441562 | 311209 | Enderby 132Kv S Stn | Coalville 33Kv S Stn | Coalville 11Kv S Stn | 11 | Western Power Distribution (East Midlands) Plc | Solar | Photovoltaic | No |  | 0 | 4.095 | [13 empty] | Connected | 4.095 | 4.179 | 4.399 | 2.6 | 2.7368 | 2020-01-29 | [13 empty] | 2022-09-04 01:02
1170000968736 | 1100050836492 | Mercedes amg high performance powertrains ltd | Mercedes amg high performance powertrains ltd | High Performance Powertrains Limited | Morgan Drive, Brixworth | Northamptosnhire |  | NN6 9GZ | United Kingdom | 475370 | 271391 | Grendon 132Kv S Stn | Northampton West 33Kv S Stn | Chapel Brampton 33 11Kv S Stn | 11 | Western Power Distribution (East Midlands) Plc | Solar | Photovoltaic | Yes |  | 0 | 1.5 | Solar | Photovoltaic | No |  | 0 | 0.8556 | [7 empty] | Connected | 2.3556 | 0.95 | 1 | 13.6 | 14.3158 | 2019-02-07 | [13 empty] | 2022-09-04 01:02
1170000968745 | 1100050836492 | Mercedes amg high performance powertrains ltd | Mercedes amg high performance powertrains ltd | High Performance Powertrains Limited | Morgan Drive, Brixworth | Northamptosnhire |  | NN6 9GZ | United Kingdom | 475370 | 271391 | Grendon 132Kv S Stn | Northampton West 33Kv S Stn | Chapel Brampton 33 11Kv S Stn | 11 | Western Power Distribution (East Midlands) Plc | Solar | Photovoltaic | Yes |  | 0 | 1.5 | Solar | Photovoltaic | No |  | 0 | 0.8556 | [7 empty] | Connected | 2.3556 | 0.95 | 1 | 13.6 | 14.3158 | 2019-02-07 | [13 empty] | 2022-09-04 01:02
1170000982207 | 1170000982191 | Uk utility reserve limited | Lyon road | Unit H | Lyon Road, Bletchley | Milton keynes | Buckinghamshire | MK1 1EX | United Kingdom | 48671 | 23477 | East Claydon 132Kv S Stn | Bletchley 33Kv S Stn |  | 33 | Western Power Distribution (East Midlands) Plc | Fossil - Gas | Engine (combustion / reciprocating) | No |  | 0 | 20 | [13 empty] | Connected | 20 | 20 | 21.0526 | 0.75 | 0.7895 | 2018-10-31 | [13 empty] | 2022-09-04 01:02
1170000992464 | 1100039657225 | N m b minebea uk ltd | Lincoln sadler road | N M B Minebea, 2 | Sadler Road | Lincoln |  | LN6 3RA | United Kingdom | [5 empty] | 11 | Western Power Distribution (East Midlands) Plc | Stored Energy (all stored energy irrespective of the original energy source) | Storage - Electrochemical (Batteries) | No |  | 0 | 0.5 | [13 empty] | Connected | 0.5 | 1 | 1.0526 | 2 | 2.1053 | 2018-06-07 | [13 empty] | 2022-09-04 01:02
1170000992580 | 1100770893270 | C a strawson farming ltd | Mickledale laner | Featherstone Generation | Mickledale Lane, Bilsthorpe | Newark | Nottinghamshire | NG22 8RD | United Kingdom | 464139 | 360890 | Chesterfield 132Kv S Stn | Clipstone 33Kv S Stn | Bilsthorpe 33 11Kv S Stn | 11 | Western Power Distribution (East Midlands) Plc | Solar | Photovoltaic | No |  | 0 | 2.425 | Wind | Onshore wind turbines | No |  | 0 | 0.81 | [7 empty] | Connected | 3.235 | 3.25 | 3.421 | 2 | 2.1053 | 2018-06-01 | [13 empty] | 2022-09-04 01:02
1170001003928 | 1170001003919 | Mercia power response (asher lane 2) limited | Asher lane 2 generation facility |  | Asher Lane | Ripley | Derbyshire | DE5 3SW | United Kingdom | 439372 | 351797 | Chesterfield 132Kv S Stn | Alfreton 33Kv S Stn |  | 33 | Western Power Distribution (East Midlands) Plc | Fossil - Gas | Engine (combustion / reciprocating) | No |  | 0 | 14 | [13 empty] | Connected | 14 | 14 | 14.7368 | 0.264 | 0.2779 | 2018-12-04 | [13 empty] | 2022-09-04 01:02
1170001017122 | 1170000893328 | Sainsbury's supermarkets limited | Sainsburys dc6 | Sainsbury'S Northampton Dc | Style Way, Pineham Industrial Estate | Northampton | Northamptonshire | NN4 9EX | United Kingdom | 470482 | 258551 | Grendon 132Kv S Stn | Northampton 33Kv S Stn | Pineham 33 11Kv S Stn | 11 | Western Power Distribution (East Midlands) Plc | Fossil - Gas | Engine (combustion / reciprocating) | No |  | 0 | 2 | Fossil - Oil | Engine (combustion / reciprocating) | Yes |  | 0 | 1.6 | [7 empty] | Connected | 3.6 | 0.95 | 1 | 2.95 | 3.1053 | 2018-11-07 | [13 empty] | 2022-09-04 01:02
1170001035646 | 1170001035637 | Mercia power response (sandy lane) limited | Sandy lane generation worksop nottinghamshire s80 3et | Power Balancing Services Limited | Sandy Lane | Worksop | Nottinghamshire | S80 3ET | United Kingdom | 457511 | 380111 | West Burton 132Kv S Stn | Worksop 33Kv S Stn | Worksop West 33 11Kv S Stn | 11 | Western Power Distribution (East Midlands) Plc | Fossil - Gas | Engine (combustion / reciprocating) | No |  | 0 | 7.2 | [13 empty] | Connected | 7.2 | 7 | 7.3684 | 0.1 | 0.1053 | 2018-12-13 | [13 empty] | 2022-09-04 01:02
1170001052181 | 1170001052172 | Uk utility reserve limited | Spondon peaking | Derwent Power Plant | Holme Lane, Spondon | Derby | Derbyshire | DE21 7ZS | United Kingdom | 440548 | 334485 | Willington 132Kv S Stn | Spondon B 33Kv S Stn |  | 33 | Western Power Distribution (East Midlands) Plc | Fossil - Gas | Engine (combustion / reciprocating) | No |  | 0 | 40 | [13 empty] | Connected | 40 | 42.105 | 44.321 | 1.5 | 1.5789 | 2019-03-16 | [13 empty] | 2022-09-04 01:02
1170001061655 | 1170001061646 | Leicester district energy company ltd | University of leicester intake substation | University Of Leicester Export | University Road | Leicester |  | LE1 7RH | United Kingdom | 459425 | 303266 | Enderby 132Kv S Stn | Leicester East 33Kv S Stn | Highfields 33 11Kv S Stn | 11 | Western Power Distribution (East Midlands) Plc | Fossil - Gas | Engine (combustion / reciprocating) | Yes |  | 0 | 3.2 | [13 empty] | Connected | 3.2 | 4 | 4.2105 | 4.5 | 4.7368 | 2012-12-01 | [13 empty] | 2022-09-04 01:02
1170001069609 | 1170001069618 | Huthwaite solar farm ltd | Tibshelf huthwaite solar farm twinyards farm back lane |  | Twinyards Farm, Back Lane, Tibshelf | Bolsolver | Derbyshire | DE55 5AX | United Kingdom | 445559 | 358645 | Chesterfield 132Kv S Stn | Annesley 33Kv S Stn | Huthwaite 33 11Kv S Stn | 11 | Western Power Distribution (East Midlands) Plc | Fossil - Gas | Engine (combustion / reciprocating) | No |  | 0 | 5 | [13 empty] | Connected | 5 | 5.263 | 5.54 | 0.28 | 0.2947 | 2018-11-30 | [13 empty] | 2022-09-04 01:02
1170001102841 | 1170001102832 | Durham rp limited | Mansfield, kestral road generation | Kestral Road Stor Site | Kestral Road | Mansfield | Nottinghamshire | NG18 6BX | United Kingdom | 452585 | 359584 | Chesterfield 132Kv S Stn | Mansfield 33Kv S Stn | Skegby Lane 33 11Kv S Stn | 11 | Western Power Distribution (East Midlands) Plc | Fossil - Gas | Engine (combustion / reciprocating) | No |  | 0 | 4 | [13 empty] | Connected | 4 | 4 | 4.2105 | 0.15 | 0.1579 | 2019-09-17 | [13 empty] | 2022-09-04 01:02
1170001123708 | 1170001152434 | Lhoist uk ltd | Beswicks no 1 (lime stone quarries) | Limestone Quarries | Hindlow | Buxton | Derbyshire | SK17 0EL | United Kingdom | 408647 | 369005 |  | Buxton 132Kv S Stn | Hindlow 33 11Kv S Stn | 11 | Western Power Distribution (East Midlands) Plc | Fossil - Gas | Engine (combustion / reciprocating) | Yes |  | 0 | 1 | [13 empty] | Connected | 1 | 1 | 1.0526 | 3.2 | 3.3684 | 2019-05-01 | [13 empty] | 2022-09-04 01:02
1170001154343 | 1170001154334 | School farm solar park limited | School farm | School Farm Solar Park | School Farm, Churchover | Rugby |  | CV23 0EG | United Kingdom | 452460 | 281297 | Coventry 132Kv S Stn | Rugby 33Kv S Stn |  | 33 | Western Power Distribution (East Midlands) Plc | Solar | Photovoltaic | No |  | 0 | 12.025 | [13 empty] | Connected | 12.025 | 12.23 | 12.8737 | 0.1 | 0.1053 | 2021-02-05 | [13 empty] | 2022-09-04 01:02
1170001169001 | 1170001168995 | Nottingham city council | Ncc eastcroft depot hv supply | Export Nottingham City Contract Works, Block 4;Eastcroft Depot | London Road, Meadows | Nottingham | Nottinghamshire | NG2 3AH | United Kingdom | 458036 | 339077 | Ratcliffe On Soar 132Kv S Stn | Nottingham 33Kv S Stn | North Wilford 33 11Kv S Stn | 11 | Western Power Distribution (East Midlands) Plc | Solar | Photovoltaic | No |  | 0 | 0.1388 | [13 empty] | Connected | 0.1388 | 0.499 | 0.5253 | 1.915 | 2.0158 | 2018-10-16 | [13 empty] | 2022-09-04 01:02
1170001173179 | 1170001173132 | Mercia power response (manners avenue 2) limited | Stor generation site no 2 | Manner Stor Site No2, Land At Manners Industrial Estate | Manners Avenue | Ilkeston | Derbyshire | DE7 8EF | United Kingdom | 445481 | 342236 | Willington 132Kv S Stn | Stanton 33Kv S Stn | Ilkeston 33 11Kv S Stn | 11 | Western Power Distribution (East Midlands) Plc | Fossil - Gas | Engine (combustion / reciprocating) | No |  | 0 | 7.2 | [13 empty] | Connected | 7.2 | 7 | 7.3684 | 0.15 | 0.1579 | 2019-10-01 | [13 empty] | 2022-09-04 01:02
1170001181560 | 1170000552119 | Amazon uk services ltd | Amazon | Amazon, Unit 1 | Royal Oak Way North | Daventry | Northamptonshire | NN11 8PQ | United Kingdom | 455620 | 263434 | Coventry 132Kv S Stn | Daventry 33Kv S Stn | Braunston Road 33 11Kv S Stn | 11 | Western Power Distribution (East Midlands) Plc | Solar | Photovoltaic | No |  | 0 | 0.48 | Fossil - Oil | Engine (combustion / reciprocating) | No |  | 0 | 0.375 | [7 empty] | Connected | 0.855 | 0.45 | 0.4737 | 1.5 | 1.5789 | 2019-09-24 | [13 empty] | 2022-09-04 01:02
1170001183317 | 1170001183159 | Mercia power response (whittington road) limited | Whittington road generation site | Whittington Road Stor Site | Land At Whittington Road | Chesterfield | Derbyshire | S43 2PR | United Kingdom | 441269 | 375366 | Chesterfield 132Kv S Stn | Staveley 33Kv S Stn | Staveley 11Kv S Stn | 11 | Western Power Distribution (East Midlands) Plc | Biofuel - Landfill gas | Gas turbine (OCGT) | No |  | 0 | 8.924 | [13 empty] | Connected | 8.924 | 7 | 7.3684 | 0.15 | 0.1579 | 2019-12-01 | [13 empty] | 2022-09-04 01:02
1170001200060 | 1170001199691 | Meggitt aerospace ltd | Meggitt aerospace ltd, pilot way, ansty business park, coventry | Unit 1 | Pilot Way, Ansty Park | Coventry |  | CV7 9JR | United Kingdom | 440863 | 281492 | Coventry 132Kv S Stn | Coventry North 33Kv S Stn | Ansty 33 11Kv S Stn | 11 | Western Power Distribution (East Midlands) Plc | Solar | Photovoltaic | No |  | 0 | 2.28 | [13 empty] | Connected | 2.28 | 2.27 | 2.3895 | 14 | 14.7368 | 2020-10-01 | [13 empty] | 2022-09-04 01:02
1170001200283 | 1170001199691 | Meggitt aerospace ltd | Meggitt aerospace ltd, pilot way, ansty business park, coventry | Second Supply, Unit 1 | Pilot Way, Ansty Park | Coventry |  | CV7 9JR | United Kingdom | 440863 | 281492 | Coventry 132Kv S Stn | Coventry North 33Kv S Stn | Ansty 33 11Kv S Stn | 11 | Western Power Distribution (East Midlands) Plc | Solar | Photovoltaic | No |  | 0 | 2.28 | [13 empty] | Connected | 2.28 | 2.27 | 2.3895 | 14 | 14.7368 | 2020-10-01 | [13 empty] | 2022-09-04 01:02
1170001216585 | 1170000710609 | Britvic soft drinks ltd uk | Britvic soft drinks | Feeder 1, Export Britvic | Aventine Way, Glebe Farm Industrial Estate | Rugby |  | CV21 1HA | United Kingdom | 449920 | 277396 | Coventry 132Kv S Stn | Rugby 132Kv S Stn | Rugby 11Kv S Stn | 11 | Western Power Distribution (East Midlands) Plc | Waste | Steam turbine (thermal power plant) | Yes |  | 0 | 9 | [13 empty] | Connected | 9 | 1 | 1.0526 | 9 | 9.4737 | 2019-08-03 | [13 empty] | 2022-09-04 01:02
1170001217997 | 1170001209480 | Bowmer and kirkland limited | Unity square inland revenue | Unity Square Generation, Unity Square | Sheriffs Way | Nottingham |  | NG2 1NB | United Kingdom | 457350 | 339087 | Ratcliffe On Soar 132Kv S Stn | Nottingham 33Kv S Stn | Castle Road 33 11Kv S Stn | 11 | Western Power Distribution (East Midlands) Plc | Solar | Photovoltaic | No |  | 0 | 0.02 | [13 empty] | Connected | 0.02 | 0.02 | 0.021 | 6 | 6.3158 | 2019-10-25 | [13 empty] | 2022-09-04 01:02
1170001229422 | 1170001048877 | Willshees waste & recycling ltd | Depot 3, off cadley hill road, swadlincote | Depot 3 Export | Off, Cadley Hill Road | Swadlincote | Derbyshire | DE11 9GE | United Kingdom | 426815 | 319055 | Drakelow 132Kv | Gresley 33Kv S Stn | Gresley 11Kv S Stn | 11 | Western Power Distribution (East Midlands) Plc | Solar | Photovoltaic | No |  | 0 | 0.264 | [13 empty] | Connected | 0.264 | 0.264 | 0.2779 | 3 | 3.1579 | 2020-01-01 | [13 empty] | 2022-09-04 01:02
1170001236856 | 1170001236847 | Branston solar farm limited | Branston primary substation | Branston Potato Farm | Mere Road | Branston | Lincolnshire | LN4 1NJ | United Kingdom | 502358 | 365610 | Walpole 132Kv S Stn |  |  | 132 | Western Power Distribution (East Midlands) Plc | Solar | Photovoltaic | No |  | 0 | 43.29 | [13 empty] | Connected | 43.29 | 40 | 42.1053 | 0.35 | 0.3684 | 0 | [13 empty] | 2022-09-04 01:02
1170001247403 | 1170001247398 | Arl 027 ltd | Back lane |  | Back Lane, Calow | Chesterfield |  | S44 5XQ | United Kingdom | 441820 | 369810 | Chesterfield 132Kv S Stn | Staveley 33Kv S Stn |  | 33 | Western Power Distribution (East Midlands) Plc | Stored Energy (all stored energy irrespective of the original energy source) | Storage - Electrochemical (Batteries) | No |  | 0 | 21.05 | [13 empty] | Connected | 21.05 | 20 | 21.0526 | 20 | 21.0526 | 2022-04-27 | [13 empty] | 2022-09-04 01:02
1170001258210 | 1170000456029 | Thornton estate energy limited | Unit c weighbridge road shirebrook | Sports Direct, | Land Off, Meadow Lane, Shirebrorok | Mansfield |  | NG20 8RY | United Kingdom | 452965 | 366768 | Chesterfield 132Kv S Stn | Mansfield 33Kv S Stn | Acreage Lane 33 11Kv S Stn | 11 | Western Power Distribution (East Midlands) Plc | Fossil - Gas | Engine (combustion / reciprocating) | No |  | 0 | 4 | [13 empty] | Connected | 4 | 0.5 | 0.5263 | 15.2 | 16 | 2020-09-12 | [13 empty] | 2022-09-04 01:02
1170001258229 | 1170000456029 | Thornton estate energy limited | Unit c weighbridge road shirebrook | Sports Direct, | Land Off, Meadow Lane, Shirebrorok | Mansfield |  | NG20 8RY | United Kingdom | 452965 | 366768 | Chesterfield 132Kv S Stn | Mansfield 33Kv S Stn | Acreage Lane 33 11Kv S Stn | 11 | Western Power Distribution (East Midlands) Plc | Fossil - Gas | Engine (combustion / reciprocating) | No |  | 0 | 4 | [13 empty] | Connected | 4 | 0.5 | 0.5263 | 15.2 | 16 | 2020-09-12 | [13 empty] | 2022-09-04 01:02
1170001266061 | 1100771008647 | Arena coventry limited | Coventry city football club ltd | Ricoh Arena | Judds Lane | Coventry |  | CV6 6AQ | United Kingdom | 434232 | 283471 | Coventry 132Kv S Stn | Coventry North 33Kv S Stn | Coventry Arena 33 11Kv S Stn | 11 | Western Power Distribution (East Midlands) Plc | Fossil - Gas | Engine (combustion / reciprocating) | Yes |  | 0 | 0.35 | [13 empty] | Connected | 0.35 | 0.35 | 0.3684 | 2.2 | 2.3158 | 2020-03-28 | [13 empty] | 2022-09-04 01:02
1170001286040 | 1170000875295 | Simply cartons ltd | Simply cartons ltd | Simply Cartons Limited | Perry Road | Nottingham | Nottinghamshire | NG5 1GQ | United Kingdom | 455815 | 342922 | Ratcliffe On Soar 132Kv S Stn |  | Nottingham North 11Kv S Stn | 11 | Western Power Distribution (East Midlands) Plc | Solar | Photovoltaic | No |  | 0 | 1.103 | [13 empty] | Connected | 1.103 | 0.221 | 0.2326 | 1.2 | 1.2632 | 2020-07-07 | [13 empty] | 2022-09-04 01:02
1170001300935 | 1170001300962 | Mercia power response (wellington road) limited | Wellington road site 1 | Wellington Road - Mpr A Export | Wellington Road | Burton-on-trent |  | DE14 2DW | United Kingdom | 423386 | 322501 | Drakelow 132Kv | Burton South 33Kv S Stn | Wellington St 33 11Kv S Stn | 11 | Western Power Distribution (East Midlands) Plc | Fossil - Gas | Engine (combustion / reciprocating) | No |  | 0 | 4.3 | [13 empty] | Connected | 4.3 | 4.737 | 4.9863 | 0.15 | 0.1579 | 2020-11-01 | [13 empty] | 2022-09-04 01:02
1170001300980 | 1170001300971 | Mercia power response (wellington road) limited | Burton on trent, site 2, cascade works | Wellington Road - Ano B Export | Wellington Road | Burton-on-trent |  | DE14 2DW | United Kingdom | 423434 | 322454 | Drakelow 132Kv | Burton South 33Kv S Stn | Wellington St 33 11Kv S Stn | 11 | Western Power Distribution (East Midlands) Plc | Fossil - Gas | Engine (combustion / reciprocating) | No |  | 0 | 4 | [13 empty] | Connected | 4 | 4.737 | 4.9863 | 0.15 | 0.1579 | 2020-10-01 | [13 empty] | 2022-09-04 01:02
1170001302515 | 1170001302506 | Thornton estate energy limited | Land at sports direct |  | Weighbridge Road | Shirebrook |  | NG20 8RX | United Kingdom | 452889 | 366793 | Chesterfield 132Kv S Stn | Mansfield 33Kv S Stn |  | 33 | Western Power Distribution (East Midlands) Plc | Fossil - Gas | Engine (combustion / reciprocating) | No |  | 0 | 16.1 | [13 empty] | Connected | 16.1 | 20 | 21.0526 | 0.2 | 0.2105 | 2021-05-06 | [13 empty] | 2022-09-04 01:02
1170001326311 | 1170001326302 | Uk energy reserve ltd | Battery lane bess |  | Battery Lane | Boston |  | PE21 7SU | United Kingdom | 533448 | 342490 | Walpole 132Kv S Stn | Boston 33Kv S Stn |  | 33 | Western Power Distribution (East Midlands) Plc | Stored Energy (all stored energy irrespective of the original energy source) | Storage - Electrochemical (Batteries) | No |  | 0 | 10.98 | [13 empty] | Connected | 10.98 | 10 | 10.5263 | 10 | 10.5263 | 2021-05-01 | [13 empty] | 2022-09-04 01:02
1170001377840 | 1170001377859 | Mercia power response (fulwood road) limited | Sutton in ashfield fulwood road north fulwood generation no1 | Fulwood Road Generation A | Fulwood Road North | Sutton in ashfield | Nottinghamshire | NG17 2NB | United Kingdom | 447050 | 357990 | Chesterfield 132Kv S Stn | Pinxton 132Kv S Stn | Pinxton 11Kv S Stn | 11 | Western Power Distribution (East Midlands) Plc | Fossil - Gas | Engine (combustion / reciprocating) | No |  | 0 | 4.47 | Fossil - Gas | Engine (combustion / reciprocating) | No |  | 0 | 1.2 | [7 empty] | Connected | 5.67 | 6.315 | 6.6474 | 0.15 | 0.1579 | 2021-11-30 | [13 empty] | 2022-09-04 01:02
1170001377868 | 1170001377877 | Mercia power response (fulwood road) limited | Sutton in ashfield fulwood road north fulwood generation no2 | Fulwood Road Generation B | Fulwood Road North | Sutton in ashfield | Nottinghamshire | NG17 2NB | United Kingdom | 447080 | 358010 | Chesterfield 132Kv S Stn | Pinxton 132Kv S Stn | Pinxton 11Kv S Stn | 11 | Western Power Distribution (East Midlands) Plc | Fossil - Gas | Engine (combustion / reciprocating) | No |  | 0 | 4.47 | [13 empty] | Connected | 4.47 | 4.737 | 4.9863 | 0.15 | 0.1579 | 2021-04-01 | [13 empty] | 2022-09-04 01:02
1170001386250 | 1160001349730 | Ocado operating limited | Dordon, birch coppice business park | Ocado Distibution Centre | Danny Morson Way, Birch Coppice Business Park, Dordon | Tamworth | Staffordshire | B78 1SE | United Kingdom | 425828 | 299389 | Lea Marston 132Kv S Stn | Tamworth 33Kv S Stn | Birch Coppice 33 11Kv S Stn | 11 | Western Power Distribution (East Midlands) Plc | Biofuel - Landfill gas | Gas turbine (OCGT) | No |  | 0 | 2.676 | [13 empty] | Connected | 2.676 | 2.65 | 2.7895 | 5 | 5.2632 | 2015-03-01 | [13 empty] | 2022-09-04 01:02
1170001388354 | 1170001388318 | Infinis solar limited | Ling hall solar farm | Ling Hall Solar Farm | Lawford Heath Lane | Lawford heath |  | CV23 9LH | United Kingdom | 445311 | 273055 | Coventry 132Kv S Stn | Rugby 33Kv S Stn | Lawford 33 11Kv S Stn | 11 | Western Power Distribution (East Midlands) Plc | Solar | Photovoltaic | No |  | 0 | 5.5 | [13 empty] | Connected | 5.5 | 5.612 | 5.9074 | 0.2 | 0.2105 | 2021-03-11 | [13 empty] | 2022-09-04 01:02
1170001415733 | 1170001415724 | Nextpower spv 6 ltd | White cross lane |  | White Cross Lane | Burton pedwardine |  | NG34 0BN | United Kingdom | [5 empty] | 33 | Western Power Distribution (East Midlands) Plc | Solar | Photovoltaic | No |  | 0 | 25.2 | [13 empty] | Connected | 25.2 | 23 | 24.2105 | 0.05 | 0.0526 | 2023-04-01 | [13 empty] | 2022-09-04 01:02
1170001430430 | 1100039605078 | Burton hospitals nhs trust | Queens hospital | Burton Hospital N H S Trust Nhs Trust;Queens Hospital | Belvedere Road | Burton-on-trent | Staffordshire | DE13 0RB | United Kingdom | 423264 | 324571 | Drakelow 132Kv | Burton 132Kv S Stn | Burton 11Kv | 11 | Western Power Distribution (East Midlands) Plc | Solar | Photovoltaic | No |  | 0 | 0.04 | [13 empty] | Connected | 0.04 | 0.04 | 0.0421 | 4.12 | 4.3368 | 2021-05-01 | [13 empty] | 2022-09-04 01:02
1170001440456 | 1170001063341 | Frontier agriculture ltd | Barn farm frontier ag | Solar Pv Shed Four, Barn Farm | Flawforth Lane, Ruddington | Nottingham | Nottinghamshire | NG11 6NG | United Kingdom | 459193 | 332292 | Ratcliffe On Soar 132Kv S Stn | Willoughby 33Kv S Stn | Keyworth 33 11Kv S Stn | 11 | Western Power Distribution (East Midlands) Plc | Solar | Photovoltaic | No |  | 0 | 0.3 | [13 empty] | Connected | 0.3 | 0.3 | 0.3158 | 1.5 | 1.5789 | 2021-07-07 | [13 empty] | 2022-09-04 01:02
1170001463667 | 1170001463676 | Mwde11 limited | Lincoln sadler road denby stor site | Denby Transport Stor Site | Farrier Road, Off Sadler Road | Lincoln | Lincolnshire | LN6 3JR | United Kingdom | 492956 | 368149 | West Burton 132Kv S Stn | Lincoln Main No 1 33Kv S Stn | Doddington Park 33 11Kv S Stn | 11 | Western Power Distribution (East Midlands) Plc | Biofuel - Landfill gas | Gas turbine (OCGT) | No |  | 0 | 4.6 | [13 empty] | Connected | 4.6 | 4.6 | 4.8421 | 0.2 | 0.2105 | 2021-11-01 | [13 empty] | 2022-09-04 01:02
1170001504170 | 1170000966534 | Marstons plc | Shobnall road, marston's | Marston'S Limited Export 1 | Shobnall Road | Burton-on-trent | Staffordshire | DE14 2BW | United Kingdom | 423178 | 323383 | Drakelow 132Kv | Burton South 33Kv S Stn | Wellington St 33 11Kv S Stn | 11 | Western Power Distribution (East Midlands) Plc | Fossil - Gas | Engine (combustion / reciprocating) | Yes |  | 0 | 0.999 | [13 empty] | Connected | 0.999 | 0.499 | 0.5253 | 4.8 | 5.0526 | 2022-03-01 | [13 empty] | 2022-09-04 01:02
1170001504180 | 1170000966534 | Marstons plc | Shobnall road, marston's | Marstons Limited Export 2 | Shobnall Road | Burton-on-trent | Staffordshire | DE14 2BW | United Kingdom | 423178 | 323383 | Drakelow 132Kv | Burton South 33Kv S Stn | Wellington St 33 11Kv S Stn | 11 | Western Power Distribution (East Midlands) Plc | Fossil - Gas | Engine (combustion / reciprocating) | Yes |  | 0 | 0.999 | [13 empty] | Connected | 0.999 | 0.499 | 0.5253 | 4.8 | 5.0526 | 2022-03-01 | [13 empty] | 2022-09-04 01:02
1170001514860 | 1170001531397 | Samworth brothers limited | Charnwood bakery | Walkers Charnwood Bakery | Madeline Road | Leicester |  | LE4 1WX | United Kingdom | 457332 | 308743 | Enderby 132Kv S Stn | Leicester North 33Kv S Stn | Beaumont Leys 33 11Kv S Stn | 11 | Western Power Distribution (East Midlands) Plc | Fossil - Gas | Engine (combustion / reciprocating) | Yes |  | 0 | 1.287 | [13 empty] | Connected | 1.287 | 2.3 | 2.421 | 3.65 | 3.8421 | 2022-03-01 | [13 empty] | 2022-09-04 01:02
1170001519130 | 1170001519140 | West beacon solar ltd | West beacon solar ltd | West Beacon Farm | Deans Lane, Woodhouse Evans | Loughborough |  | LE12 8TE | United Kingdom | [5 empty] | 11 | Western Power Distribution (East Midlands) Plc | Solar | Photovoltaic | No |  | 0 | 1 | [13 empty] | Connected | 1 | 1 | 1.0526 | 0.05 | 0.0526 | 2022-06-01 | [13 empty] | 2022-09-04 01:02
1170001519869 | 1170001531411 | Samworth brothers limited | Bradgate bakery | Bradgate Bakery | 200, Madeline Road | Leicester |  | LE4 1EX | United Kingdom | 457332 | 308743 | Enderby 132Kv S Stn | Leicester North 33Kv S Stn | Beaumont Leys 33 11Kv S Stn | 11 | Western Power Distribution (East Midlands) Plc | Fossil - Gas | Engine (combustion / reciprocating) | Yes |  | 0 | 1.7 | [13 empty] | Connected | 1.7 | 1 | 1.0526 | 1.5 | 1.5789 | 2022-02-01 | [13 empty] | 2022-09-04 01:02
1170001544448 | 1170001544439 | Eeb 23 ltd | Land south of gorse lane | Land South Of | Gorse Lane | Sleaford |  | NG34 8SF | United Kingdom | 489503 | 305009 |  |  |  | 33 | Western Power Distribution (East Midlands) Plc | Solar | Photovoltaic | No |  | 0 | 45.6 | [13 empty] | Connected | 45.6 | 20.408 | 21.4821 | 0.06 | 0.0632 | 2022-08-04 | [13 empty] | 2022-09-04 01:02
1170001550520 | 1100039603911 | Glw feeds ltd | Lindum mill, ashby road | G L W Foods Limited;Lindum Mill | Ashby Road, Shepshed | Loughborough | Leicestershire | LE12 9BS | United Kingdom | 448702 | 318355 | Ratcliffe On Soar 132Kv S Stn | Loughborough 33Kv S Stn | Shepshed 33 11Kv S Stn | 11 | Western Power Distribution (East Midlands) Plc | Fossil - Gas | Engine (combustion / reciprocating) | Yes |  | 0 | 1.56 | [13 empty] | Connected | 1.56 | 0.156 | 0.1642 | 2.5 | 2.6316 | 2022-08-15 | [13 empty] | 2022-09-04 01:02
1170001565689 | 1170001565660 | Gresley power ltd | Gresley power ltd | Gresley Power Limited Export | Land Off, Mount Road, Castle Gresley | Swadlincote | Derbyshire | DE11 9ES | United Kingdom | [5 empty] | 11 | Western Power Distribution (East Midlands) Plc | Fossil - Gas | Gas turbine (OCGT) | No |  | 0 | 6.9 | [13 empty] | Connected | 6.9 | 7.6 | 8 | 0.25 | 0.2632 | 2022-09-01 | [13 empty] | 2022-09-04 01:02
1170001574201 | 1170001574257 | Mwme11 limited | Boston lealand way mwme11 ltd | Mwme11 Limited Export | Lealand Way, Riverside Industrial Estate, Skirbeck | Boston | Lincolnshire | PE21 7SW | United Kingdom | [5 empty] | 11 | Western Power Distribution (East Midlands) Plc | Fossil - Gas | Engine (combustion / reciprocating) | No |  | 0 | 6 | [13 empty] | Connected | 6 | 6 | 6.3158 | 0.1 | 0.1053 | 2023-01-01 | [13 empty] | 2022-09-04 01:02
1170001579803 | 1100039605723 | Silverstone circuits ltd | Silverstone circuit | The Wing Solar Generation | Silverstone Circuit | Towcester |  | NN12 8TN | United Kingdom | 466869 | 242325 | East Claydon 132Kv S Stn | Brackley 132Kv S Stn | Silverstone 33 11Kv S Stn | 11 | Western Power Distribution (East Midlands) Plc | Solar | Photovoltaic | No |  | 0 | 4.9 | [13 empty] | Connected | 4.9 | 0.099 | 0.1042 | 4.6 | 4.8421 | 2022-08-01 | [13 empty] | 2022-09-04 01:02
1170001600215 | 1100770788051 | Eurocell profiles limited | Unit 5 winster buildings | Merritt Plastics Limited, Winster Building | Manners Avenue(Export), Manners Industrial Estate | Ilkeston | Derbyshire | DE7 8EF | United Kingdom | 445957 | 342431 | Willington 132Kv S Stn | Stanton 33Kv S Stn | Ilkeston 33 11Kv S Stn | 11 | Western Power Distribution (East Midlands) Plc | Solar | Photovoltaic | No |  | 0 | 0.16 | [13 empty] | Connected | 0.16 | 0.16 | 0.1684 | 2.5 | 2.6316 | 2022-08-23 | [13 empty] | 2022-09-04 01:02
1170001621154 | 1100039629228 | Massey truck engineering ltd | Massey truck engineering limited, station road, halfway, s20 3gw | Massey Truck Engineering Limited | Station Road, Halfway | Sheffield |  | S20 3GX | United Kingdom | 444523 | 381393 | Chesterfield 132Kv S Stn | Whitwell 33Kv S Stn | Halfway 33 11Kv S Stn | 0.4 | Western Power Distribution (East Midlands) Plc | Solar | Photovoltaic | No |  | 0 | 1 | [13 empty] | Connected | 1 | 0.12 | 0.1263 | 0.2 | 0.2105 | 2022-10-01 | [13 empty] | 2022-09-04 01:02
1412198013009 | 1411198013007 | Westland nurseries (offenham) ltd | Broadway, buckland garden nursery | Unit, Buckland Garden Nurseries | Buckland | Broadway | Worcestershire | WR12 7LY | United Kingdom | 407813 | 236223 | Feckenham 66 11Kv S Stn | Feckenham 66/11Kv | Broadway 66 11Kv S Stn | 11 | Western Power Distribution (West Midlands) Plc | Fossil - Gas | Engine (combustion / reciprocating) | No |  | 0 | 1.95 | [13 empty] | Connected | 1.95 | 1.95 | 2.0526 | 0.1 | 0.1053 | 2001-07-25 | [13 empty] | 2022-09-04 01:02
1418530300000 |  | Anna bayliss |  | Hope Hall | Drury Lane, Minsterley | Shrewsbury | Shropshire | SY5 0EN | United Kingdom | 334855 | 301933 | Shrewsbury 132Kv S Stn | Shrewsbury 132/33Kv | Priestweston 33 11Kv S Stn | 11 | Western Power Distribution (West Midlands) Plc | Wind | Onshore wind turbines | No |  | 0 | 3 | [13 empty] | Connected | 3 |  |  |  |  | 2010-07-01 | [13 empty] | 2022-09-04 01:02
1421464500007 | 1423464500000 | South staffs water company | Hampton loade water treatment works | Pumping Station, Hampton Loade, Bridgnorth |  |  |  | WV15 6HD | United Kingdom | 374768 | 287059 | Bishops Wood 132Kv S Stn | Stourport 132 66 33Kv S Stn | Quatt 33 11Kv S Stn | 11 | Western Power Distribution (West Midlands) Plc | Waste | Steam turbine (thermal power plant) | Yes |  | 0 | 37.61 | [13 empty] | Connected | 37.61 | 8 | 8.421 | 22 | 23.1579 | 2020-04-08 | [13 empty] | 2022-09-04 01:02
1422464500009 | 1423464500000 | South staffs water company | Hampton loade water treatment works | Pumping Station |  | Hampton loade | Bridgnorth | WV15 6HD | United Kingdom | 374770 | 287065 | Bishops Wood 132Kv S Stn | Stourport 132 66 33Kv S Stn | Quatt 33 11Kv S Stn | 11 | Western Power Distribution (West Midlands) Plc | Waste | Steam turbine (thermal power plant) | Yes |  | 0 | 37.61 | [13 empty] | Connected | 37.61 | 8 | 8.421 | 22 | 23.1579 | 2020-04-08 | [13 empty] | 2022-09-04 01:02
1425047000009 | 1422566000004 | Solvay solutions uk limited | Oldbury, station road | Station Road, Langley, Oldbury |  |  |  | B69 4LU | United Kingdom | 399433 | 288260 | Oldbury 132Kv | Oldbury B 132Kv | Oldbury B 11Kv | 11 | Western Power Distribution (West Midlands) Plc | Fossil - Gas | Engine (combustion / reciprocating) | Yes |  | 0 | 1.5 | [13 empty] | Connected | 1.5 | 1.5 | 1.5789 | 4 | 4.2105 | 2015-09-28 | [13 empty] | 2022-09-04 01:02
1426176500009 |  | Severn trent water limited |  | Severn Trent Water Limited, Roundhill Sewage Treatment Works | Gibbett Lane, Kinver | Stourbridge | West Midlands | DY7 6PX | United Kingdom | 387346 | 283911 | Penn 132Kv S Stn | Lye 132/11Kv | Lye 11Kv | 0.4 | Western Power Distribution (West Midlands) Plc | Biofuel - Biogas from anaerobic digestion (excluding landfill & sewage) | Engine (combustion / reciprocating) | No |  | 0 | 1 | [13 empty] | Connected | 1 |  |  |  |  | 2006-06-25 | [13 empty] | 2022-09-04 01:02
1426234500003 | 1427234500005 | Infinis (re-gen) limited | Cold meece landfill site | Cold Meece Landfill - Export | Swynnerton, Cold Meece | Stone | Staffordshire | ST15 0QN | United Kingdom | 384804 | 332371 | Cellarhead 132Kv | Meaford C 132Kv S Stn | Cotes Heath 33 11Kv S Stn | 11 | Western Power Distribution (West Midlands) Plc | Biofuel - Landfill gas | Gas turbine (OCGT) | No |  | 0 | 1.065 | [13 empty] | Connected | 1.065 | 1.065 | 1.121 | 0.16 | 0.1684 | 2010-03-25 | [13 empty] | 2022-09-04 01:02
1426973500000 |  | Infinis limited | Hempstead tip | Hempstead Tip | Hempstead Lane | Gloucester | Gloucestershire | GL2 5HS | United Kingdom | 381114 | 217933 | Port Ham 132Kv S Stn | Castle Meads 33Kv S Stn | Commercial Rd 33 11Kv S Stn | 0.4 | Western Power Distribution (West Midlands) Plc | Biofuel - Landfill gas | Engine (combustion / reciprocating) | No |  | 0 | 1.06 | [13 empty] | Connected | 1.06 |  |  |  |  | 2006-11-03 | [13 empty] | 2022-09-04 01:02
1427655100007 | 1422226100005 | Smurfit kappa uk ltd | Smurfit kappa uk ltd | Kappa Ssk Limited | Mount Street | Birmingham | West Midlands | B7 5RE | United Kingdom | 409372 | 288761 | Nechells East 132Kv S Stn | Nechells West 132 25Kv S Stn | Nechells West 132/25/11Kv | 11 | Western Power Distribution (West Midlands) Plc | Fossil - Gas | Engine (combustion / reciprocating) | No |  | 0 | 1.947 | Fossil - Oil | Engine (combustion / reciprocating) | Yes |  | 0 | 0.889 | [7 empty] | Connected | 2.836 | 6.636 | 6.9853 | 10 | 10.5263 | 2012-05-10 | [13 empty] | 2022-09-04 01:02
1430000000650 | 1460001963995 | Severn trent water limited | Minworth stw | Authority | Kingsbury Road | Sutton coldfield |  | B76 9DS | United Kingdom | 417643 | 292853 | Nechells East 132Kv S Stn | Castle Bromwich 132 11Kv S Stn | Castle Bromwich 132/11Kv | 11 | Western Power Distribution (West Midlands) Plc | Biofuel - Landfill gas | Gas turbine (OCGT) | No |  | 0 | 11.889 | [13 empty] | Connected | 11.889 | 8.5 | 8.9474 | 17 | 17.8947 | 2013-10-01 | [13 empty] | 2022-09-04 01:02
1430000001360 | 1430000001342 | University of birmingham | Edgbaston, university of birmingham | Maintenance Building | South West, Birmingham, Edgbaston |  |  | B15 2TT | United Kingdom | 404796 | 283448 | Kitwell 132Kv S Stn | Selly Oak 132 Transformer Site 132Kv S Stn | Selly Oak 132/11Kv | 132 | Western Power Distribution (West Midlands) Plc | Fossil - Gas | Gas turbine (OCGT) | No |  | 0 | 2.19 | Fossil - Gas | Gas turbine (OCGT) | Yes |  | 0 | 2 | Fossil - Oil | Engine (combustion / reciprocating) | Yes |  | 0 | 0.707 |  | Connected | 4.959 | 7 | 7.3684 | 30 | 31.5789 | 2016-07-22 | [13 empty] | 2022-09-04 01:02
1430000001370 | 1430000001342 | University of birmingham | Edgbaston, university of birmingham | Maintainence Building, South West, Birmingham University;142 | Edgbaston Park Road | Birmingham | West Midlands | B15 2TY | United Kingdom | 404796 | 283448 | Kitwell 132Kv S Stn | Selly Oak 132 Transformer Site 132Kv S Stn | Selly Oak 132/11Kv | 132 | Western Power Distribution (West Midlands) Plc | Fossil - Gas | Gas turbine (OCGT) | No |  | 0 | 2.19 | Fossil - Gas | Gas turbine (OCGT) | Yes |  | 0 | 2 | Fossil - Oil | Engine (combustion / reciprocating) | Yes |  | 0 | 0.707 |  | Connected | 4.959 | 7 | 7.3684 | 30 | 31.5789 | 2016-07-22 | [13 empty] | 2022-09-04 01:02
1430000005417 |  | Tyseley waste disposal ltd | Redfern road/golden hillock road | James Road | Tyseley | Birmingham | West Midlands | B11 2BH | United Kingdom | 411256 | 284151 | Nechells East 132Kv S Stn | Sparkbrook 132Kv S Stn | Sparkbrook 132/11Kv | 66 | Western Power Distribution (West Midlands) Plc | Waste | Steam turbine (thermal power plant) | No |  | 0 | 35 | [13 empty] | Connected | 35 | 35 | 36.8421 |  |  | 1996-04-19 | [13 empty] | 2022-09-04 01:02
1430000014262 | 1423059000004 | Severn trent water limited | Barnhurst stw | Severn Trent Water Plc: Sewage Disposal | Oxley Moor Road | Wolverhampton | West Midlands | WV9 5HN | United Kingdom | 389890 | 301589 | Bushbury D 132Kv | Bushbury C 132Kv S Stn | Bushbury B-C 132/33/11Kv | 11 | Western Power Distribution (West Midlands) Plc | Solar | Photovoltaic | No |  | 0 | 2.664 | [13 empty] | Connected | 2.664 | 2.664 | 2.8042 | 1.7 | 1.7895 | 2016-03-03 | [13 empty] | 2022-09-04 01:02
1430000033051 | 1422664500000, 1425861000001 | British rail | Kidsgrove | Network Rail Infrastructure Ltd, Network Rail - Kidsgrove - Export | Station Road, Kidsgrove | Stoke-on-trent | Staffordshire | ST7 1BX | United Kingdom | 383764 | 354476 | Cellarhead 132Kv | Whitfield 132 33Kv S Stn | Goldenhill Bank 33 11Kv S Stn | 25 | Western Power Distribution (West Midlands) Plc | Fossil - Oil | Engine (combustion / reciprocating) | No |  | 0 | 1 | [13 empty] | Connected | 1 | 1 | 1.0526 | 20 | 21.0526 | 2005-04-22 | [13 empty] | 2022-09-04 01:02
1430000033060 | 1422664500000, 1425861000001 | British rail | Kidsgrove | Network Rail Infrastructure Ltd, Network Rail - Kidsgrove - Export | Station Road, Kidsgrove | Stoke-on-trent | Staffordshire | ST7 1BX | United Kingdom | 383764 | 354476 | Cellarhead 132Kv | Whitfield 132 33Kv S Stn | Goldenhill Bank 33 11Kv S Stn | 25 | Western Power Distribution (West Midlands) Plc | Fossil - Oil | Engine (combustion / reciprocating) | No |  | 0 | 1 | [13 empty] | Connected | 1 | 1 | 1.0526 | 20 | 21.0526 | 2005-04-22 | [13 empty] | 2022-09-04 01:02
1430000033070 | 1423124100000, 1428564500005 | British rail | Washwood heath | Dno, Electricity Sub Station | M6 Junction 5 To Junction 6, Nechells | Solihull | West Midlands | B7 5SA | United Kingdom | 409928 | 289795 | Nechells East 132Kv S Stn | Nechells West 132 25Kv S Stn | Nechells West 132/25/11Kv | 25 | Western Power Distribution (West Midlands) Plc | Fossil - Oil | Engine (combustion / reciprocating) | No |  | 0 | 24 | [13 empty] | Connected | 24 | 12 | 12.6316 | 24 | 25.2632 | 2011-12-01 | [13 empty] | 2022-09-04 01:02
1430000033089 | 1423566000006 | British rail | Smethwick supply point | Network Rail Infrastructure Ltd, Network Rail - Smethwick - Export | Colliery Road | West bromwich | West Midlands | B71 4JT | United Kingdom | 402148 | 289919 | Bustleholm 132Kv S Stn | Smethwick 132 25Kv S Stn | Smethwick 132/11Kv | 25 | Western Power Distribution (West Midlands) Plc | Fossil - Oil | Engine (combustion / reciprocating) | No |  | 0 | 1 | [13 empty] | Connected | 1 | 1 | 1.0526 | 13 | 13.6842 | 2011-12-15 | [13 empty] | 2022-09-04 01:02
1430000033098 | 1421664500008 | British rail | Stafford | Network Rail Infrastructure Ltd, Network Rail - Stafford - Export | Victoria Road | Stafford | Staffordshire | ST16 2AF | United Kingdom | 391874 | 323044 | Bushbury D 132Kv | Stafford 132 25Kv S Stn | Stafford 132/25/11Kv | 11 | Western Power Distribution (West Midlands) Plc | Fossil - Oil | Engine (combustion / reciprocating) | No |  | 0 | 36 | [13 empty] | Connected | 36 | 18 | 18.9474 | 36 | 37.8947 | 2010-06-21 | [13 empty] | 2022-09-04 01:02
1430000033103 | 1421664500008 | British rail | Stafford | Network Rail Infrastructure Ltd, Network Rail - Stafford - Export | Victoria Road | Stafford | Staffordshire | ST16 2AF | United Kingdom | 391874 | 323044 | Bushbury D 132Kv | Stafford 132 25Kv S Stn | Stafford 132/25/11Kv | 11 | Western Power Distribution (West Midlands) Plc | Fossil - Oil | Engine (combustion / reciprocating) | No |  | 0 | 36 | [13 empty] | Connected | 36 | 18 | 18.9474 | 36 | 37.8947 | 2010-06-21 | [13 empty] | 2022-09-04 01:02
1430000033112 | 1424136000004 | British rail | Willenhall | Network Rail Infrastructure Ltd, Network Rail - Willenhall - Export | Bilston Road | Willenhall | West Midlands | WV13 2JT | United Kingdom | 396408 | 297725 | Willenhall 132 25Kv S Stn | Willenhall 132/25/11Kv | Willenhall 132/25/11Kv | 25 | Western Power Distribution (West Midlands) Plc | Fossil - Oil | Engine (combustion / reciprocating) | No |  | 0 | 11.5 | [13 empty] | Connected | 11.5 | 11.5 | 12.1053 | 11.5 | 12.1053 | 2010-06-14 | [13 empty] | 2022-09-04 01:02
1430000033121 | 1420286500000 | British rail | Winson green supply point | Network Rail Infrastructure Ltd, Network Rail - Winson Green - Export | Dudley Road, Winson Green | Birmingham | West Midlands | B18 4EJ | United Kingdom | 404283 | 287669 | Bustleholm 132Kv S Stn | Winson Green 132/11Kv |  | 132 | Western Power Distribution (West Midlands) Plc | Fossil - Oil | Engine (combustion / reciprocating) | No |  | 0 | 1 | [13 empty] | Connected | 1 | 1 | 1.0526 | 13 | 13.6842 | 2011-01-11 | [13 empty] | 2022-09-04 01:02
1430000044090 | 1423124100000, 1428564500005 | British rail | Washwood heath | Dno Sub Station Rear Of, Star City;100 | Watson Road, Nechells | Birmingham | West Midlands | B7 5SA | United Kingdom | 409836 | 289740 | Nechells East 132Kv S Stn | Nechells West 132 25Kv S Stn | Nechells West 132/25/11Kv | 25 | Western Power Distribution (West Midlands) Plc | Fossil - Oil | Engine (combustion / reciprocating) | No |  | 0 | 24 | [13 empty] | Connected | 24 | 12 | 12.6316 | 24 | 25.2632 | 2011-12-01 | [13 empty] | 2022-09-04 01:02
1430000047018 | 1460001963995 | Severn trent water limited | Minworth stw | Severn Trent Water - , Kingsbury Road, Minworth | Sutton Coldfield |  |  | B76 9DS | United Kingdom | 416406 | 291755 | Nechells East 132Kv S Stn | Castle Bromwich 132 11Kv S Stn | Castle Bromwich 132/11Kv | 11 | Western Power Distribution (West Midlands) Plc | Biofuel - Landfill gas | Gas turbine (OCGT) | No |  | 0 | 11.889 | [13 empty] | Connected | 11.889 | 8.5 | 8.9474 | 17 | 17.8947 | 2013-10-01 | [13 empty] | 2022-09-04 01:02
1460000610619 | 1460000610600 | Shropshire waste management limited | Betton abbots landfill | Suez Recycling And Recovery Uk, Betton Abbots Landfill Site | Betton Abbots, Cross Houses | Shrewsbury | Shropshire | SY5 6JD | United Kingdom | 351639 | 308206 | Shrewsbury 132Kv S Stn | Shrewsbury 132/33Kv | Bayston Hill 33 11Kv S Stn | 11 | Western Power Distribution (West Midlands) Plc | Biofuel - Landfill gas | Gas turbine (OCGT) | No |  | 0 | 1.37 | [13 empty] | Connected | 1.37 | 1.37 | 1.4421 | 0.05 | 0.0526 | 2016-01-28 | [13 empty] | 2022-09-04 01:02
1460001443384 | 1460001443375 | Cory environmental (central) limited | Vigo utopia landfill generating site | Vigo Utopia Power Limited | Coppice Lane, Walsall Wood |  |  | WS9 8TB | United Kingdom | 404813 | 302107 | Bustleholm 132Kv S Stn | Rushall 132Kv S Stn | Rushall 132/11Kv | 11 | Western Power Distribution (West Midlands) Plc | Biofuel - Landfill gas | Gas turbine (OCGT) | No |  | 0 | 2.1 | [13 empty] | Connected | 2.1 | 2.1 | 2.2105 | 0.08 | 0.0842 | 2006-01-01 | [13 empty] | 2022-09-04 01:02
1460001470927 | 1423713000008 | Severn trent water limited | Strongford sewage works | Strongford Export 1 | Barlaston Old Road, Barlaston | Stoke on trent |  | ST12 9EX | United Kingdom | 387793 | 339376 | Cellarhead 132Kv | Meaford C 132Kv S Stn | Meaford C 132/33/11Kv | 11 | Western Power Distribution (West Midlands) Plc | Biofuel - Landfill gas | Gas turbine (OCGT) | No |  | 0 | 2 | [13 empty] | Connected | 2 | 2 | 2.1053 | 8.7 | 9.1579 | 2006-01-01 | [13 empty] | 2022-09-04 01:02
1460001526998 | 1460001527004 | Grundon waste management ltd | Wigmoor farm landfill stoke orchard road, bishops cleeve cheltenham | Bishops Cleeve Quarry | Wingmoor Farm, Stoke Orchard Road, Bishops Cleeve | Cheltenham | Gloucestershire | GL52 7DG | United Kingdom | 394525 | 227599 | Port Ham 132Kv S Stn | Cheltenham 66Kv S Stn | Bishops Cleeve 66 11Kv S Stn | 11 | Western Power Distribution (West Midlands) Plc | Biofuel - Landfill gas | Gas turbine (OCGT) | No |  | 0 | 1.2 | [13 empty] | Connected | 1.2 | 1.2 | 1.2632 | 0.23 | 0.2421 | 2022-08-17 | [13 empty] | 2022-09-04 01:02
1460001683496 | 1427355000004 | Jack moody ltd | Hollybush farm garden centre | Hollybush Farm | Warstone Road, Shareshill | Wolverhampton | West Midlands | WV10 7LX | United Kingdom | 396404 | 306365 | Rugeley 132Kv S Stn | Cannock 132Kv S Stn | Cannock 132/11Kv | 0.4 | Western Power Distribution (West Midlands) Plc | Solar | Photovoltaic | No |  | 0 | 1.2 | [13 empty] | Connected | 1.2 | 0.1 | 0.1053 | 0.2 | 0.2105 | 2018-08-01 | [13 empty] | 2022-09-04 01:02
1460001741215 |  | Malvern 1 ltd | Scotia business park | Scotia Business Park Export | Scotia Road | Stoke-on-trent | Staffordshire | ST6 4HG | United Kingdom | 386332 | 350704 | Cellarhead 132Kv | Burslem 132Kv S Stn | Burslem 132/33/11Kv | 11 | Western Power Distribution (West Midlands) Plc | Biomass | Steam turbine (thermal power plant) | No |  | 0 | 3.672 | [13 empty] | Connected | 3.672 | 3.672 | 3.8653 | 0.3 | 0.3158 | 2007-03-05 | [13 empty] | 2022-09-04 01:02
1460001945310 | 1460001875363 | Hpref mets birmingham ltd | Birmingham, hilton birmingham metropole | Hilton Birmingham Metropole | National Exhibition Centre | Birmingham | West Midlands | B40 1PP | United Kingdom | 419416 | 283647 | Lea Marston 132Kv S Stn | Elmdon 132Kv S Stn | Elmdon 132/11Kv | 11 | Western Power Distribution (West Midlands) Plc | Fossil - Gas | Engine (combustion / reciprocating) | Yes |  | 0 | 0.14 | [13 empty] | Connected | 0.14 | 0.14 | 0.1474 | 2.5 | 2.6316 | 2008-12-18 | [13 empty] | 2022-09-04 01:02
1460002028958 | 1460002028498 | Dwr cymru welsh water | Eign wwtw |  | Eign Wwtw, Outfall Road | Hereford | Herefordshire | HR1 2RX | United Kingdom | 351806 | 239492 | Bishops Wood 132Kv S Stn | Hereford 66Kv S Stn | Hereford South 66 11Kv S Stn | 11 | Western Power Distribution (West Midlands) Plc | Fossil - Gas | Engine (combustion / reciprocating) | Yes |  | 0 | 2 | [13 empty] | Connected | 2 | 2 | 2.1053 | 1.6 | 1.6842 | 2009-09-09 | [13 empty] | 2022-09-04 01:02
1460002083355 | 1460002083346 | Green frog power 214 limited | Northwick estate | Biogas, Northwick Estates | Upton Wold | Moreton-in-marsh | Gloucestershire | GL56 9TR | United Kingdom | 413748 | 235214 | Feckenham 66 11Kv S Stn | Feckenham 66/11Kv | Broadway 66 11Kv S Stn | 66 | Western Power Distribution (West Midlands) Plc | Fossil - Oil | Engine (combustion / reciprocating) | No |  | 0 | 36.72 | Solar | Photovoltaic | No |  | 0 | 3 | Biomass | Steam turbine (thermal power plant) | [5 empty] | Connected | 39.72 | 36 | 37.8947 | 1.52 | 1.6 | 2016-09-16 | [13 empty] | 2022-09-04 01:02
1460002155902 | 1426141000000 | Severn trent water ltd | Rushmoor sewage treatment works | Rushmoor Sewage Works | Rushmoor Lane, Rushmoor | Telford |  | TF6 5EX | United Kingdom | 361730 | 313312 | Shrewsbury 132Kv S Stn | Shrewsbury 132/33Kv | Leaton 33 11Kv S Stn | 11 | Western Power Distribution (West Midlands) Plc | Biofuel - Landfill gas | Gas turbine (OCGT) | Yes |  | 0 | 1.141 | [13 empty] | Connected | 1.141 | 0.9 | 0.9474 | 0.9 | 0.9474 | 2017-10-01 | [13 empty] | 2022-09-04 01:02
1460002173984 | 1460002174853 | Clp envirogas | Walleys quarry landfill site | Walleys Quarry Landfill | Silverdale, Newcastle Under Lyme |  |  | ST5 6HD | United Kingdom | 383621 | 346702 | Cellarhead 132Kv | Newcastle 132Kv S Stn | Newcastle 132/11Kv | 11 | Western Power Distribution (West Midlands) Plc | Biofuel - Landfill gas | Gas turbine (OCGT) | No |  | 0 | 2 | [13 empty] | Connected | 2 | 2 | 2.1053 | 0.05 | 0.0526 | 2012-06-01 | [13 empty] | 2022-09-04 01:02
1460002242876 | 1460002242867 | Mark bennion | Rose hill farm | Rose Hill |  | Dymock | Gloucestershire | GL18 2EF | United Kingdom | 368154 | 233350 | Bishops Wood 132Kv S Stn | Hereford 66Kv S Stn | Dymock 66 11Kv S Stn | 11 | Western Power Distribution (West Midlands) Plc | Biomass | Steam turbine (thermal power plant) | No |  | 0 | 1.15 | Solar | Photovoltaic | No |  | 0 | 0.05 | [7 empty] | Connected | 1.2 | 1.2 | 1.2632 | 0 | 0 | 2013-09-12 | [13 empty] | 2022-09-04 01:02
1460002255564 | 1421876500008 | Bristol water plc | Purton pumping station | Purton Water Treatment Works | Riddle Street, Purton | Berkeley | Gloucestershire | GL13 9HN | United Kingdom | 369497 | 203656 | Iron Acton 132Kv S Stn | Ryeford 132Kv S Stn | Berkeley 33 11Kv S Stn | 11 | Western Power Distribution (West Midlands) Plc | Biofuel - Landfill gas | Gas turbine (OCGT) | No |  | 0 | 2.4 | Solar | Photovoltaic | No |  | 0 | 0.731 | [7 empty] | Connected | 3.131 | 0.8 | 0.8421 | 17 | 17.8947 | 2021-05-07 | [13 empty] | 2022-09-04 01:02
1460002256034 | 1460002083346 | Green frog power 214 limited | Northwick estate | Solar 1, Northwick Estate | Upton Wold | Moreton-in-marsh | Gloucestershire | GL56 9TR | United Kingdom | 414818 | 234836 | Feckenham 66 11Kv S Stn | Feckenham 66/11Kv | Broadway 66 11Kv S Stn | 66 | Western Power Distribution (West Midlands) Plc | Fossil - Oil | Engine (combustion / reciprocating) | No |  | 0 | 36.72 | Solar | Photovoltaic | No |  | 0 | 3 | Biomass | Steam turbine (thermal power plant) | [5 empty] | Connected | 39.72 | 36 | 37.8947 | 1.52 | 1.6 | 2016-09-16 | [13 empty] | 2022-09-04 01:02
1460002258671 | 1460002258662 | Swancote energy limited | Swancote farm generation | Swancote Farm |  | Bridgnorth | Shropshire | WV15 5HB | United Kingdom | 374173 | 293973 | Ironbridge 132Kv S Stn | Ironbridge 132 33Kv S Stn |  | 33 | Western Power Distribution (West Midlands) Plc | Biomass | Steam turbine (thermal power plant) | No |  | 0 | 2.18 | Fossil - Oil | Engine (combustion / reciprocating) | No |  | 0 | 0.18 | [7 empty] | Connected | 2.36 | 2.36 | 2.4842 | 0.1 | 0.1053 | 2012-11-15 | [13 empty] | 2022-09-04 01:02
1470000024888 | 1470000012571 | Severn trent water limited | Netheridge water treatment works | Duplex Export Supply - Pumping Station, Netheridge S T W | Hempsted Lane, Hempsted | Gloucester | Gloucestershire | GL2 5LF | United Kingdom | 381111 | 215703 | Port Ham 132Kv S Stn | Castle Meads 33Kv S Stn | Tuffley 33 11Kv S Stn | 11 | Western Power Distribution (West Midlands) Plc | Fossil - Oil | Engine (combustion / reciprocating) | No |  | 0 | 5 | Fossil - Oil | Engine (combustion / reciprocating) | Yes |  | 0 | 1.668 | [7 empty] | Connected | 6.668 | 5 | 5.2632 | 5.6 | 5.8947 | 2012-11-30 | [13 empty] | 2022-09-04 01:02
1470000061755 | 1470000061746 | Cory environmental (central) limited | Highfields south landfill site | Highfields South Landfill Export | Boatmans Lane | Walsall |  | WS9 8TB | United Kingdom | 404362 | 302717 | Bustleholm 132Kv S Stn | Rushall 132Kv S Stn | Rushall 132/11Kv | 11 | Western Power Distribution (West Midlands) Plc | Biofuel - Landfill gas | Gas turbine (OCGT) | No |  | 0 | 2.2 | [13 empty] | Connected | 2.2 | 2.2 | 2.3158 | 0.05 | 0.0526 | 2012-09-14 | [13 empty] | 2022-09-04 01:02
1470000072376 | 1426704000007 | Croda leek ltd | Barnfield ind est | Croda Leek Limited (Export) | Barnfield Road | Leek | Staffordshire | ST13 5QJ | United Kingdom | 397994 | 355688 | Cellarhead 132Kv | Whitfield 132 33Kv S Stn | Leek 33 11Kv S Stn | 11 | Western Power Distribution (West Midlands) Plc | Fossil - Gas | Engine (combustion / reciprocating) | Yes |  | 0 | 0.6 | [13 empty] | Connected | 0.6 | 0.3 | 0.3158 | 1.3 | 1.3684 | 2012-05-25 | [13 empty] | 2022-09-04 01:02
1470000084423 | 1428773200003 | Gchq | Barnett way | 49, Intersevre | Barnett Way, Barnwood | Gloucester | Gloucestershire | GL4 3RZ | United Kingdom | 386384 | 218420 | Port Ham 132Kv S Stn | Eastern Avenue 132Kv S Stn | Eastern Avenue 132/11Kv | 11 | Western Power Distribution (West Midlands) Plc | Fossil - Gas | Engine (combustion / reciprocating) | Yes |  | 0 | 2.763 | [13 empty] | Connected | 2.763 | 0.921 | 0.9695 | 0.38 | 0.4 | 2011-03-27 | [13 empty] | 2022-09-04 01:02
1470000086147 | 1460002083346 | Green frog power 214 limited | Northwick estate | Northwick Generation, Northwick Estates | Upton Wold | Moreton in marsh | Gloucestershire | GL56 9TR | United Kingdom | 413694 | 235733 | Feckenham 66 11Kv S Stn | Feckenham 66/11Kv |  | 66 | Western Power Distribution (West Midlands) Plc | Fossil - Oil | Engine (combustion / reciprocating) | No |  | 0 | 36.72 | Solar | Photovoltaic | No |  | 0 | 3 | Biomass | Steam turbine (thermal power plant) | [5 empty] | Connected | 39.72 | 36 | 37.8947 | 1.52 | 1.6 | 2016-09-16 | [13 empty] | 2022-09-04 01:02
1470000097965 | 1470000097947 | Veolia es (uk) limited | Veolia environmental services staffordshire ltd erf | Veolia Environmental Services | The Dell, Enterprise Drive, Four Ashes | Wolverhampton | West Midlands | WV10 7DF | United Kingdom | 392311 | 308338 | Bushbury D 132Kv | Bushbury C 132Kv S Stn | Bushbury B-C 132/33/11Kv | 33 | Western Power Distribution (West Midlands) Plc | Waste | Steam turbine (thermal power plant) | No |  | 0 | 29.1 | Fossil - Oil | Engine (combustion / reciprocating) | No |  | 0 | 4.9 | [7 empty] | Connected | 34 | 32 | 33.6842 | 6.3 | 6.6316 | 2013-10-01 | [13 empty] | 2022-09-04 01:02
1470000116509 | 1460000669880 | The royal wolverhampton hospitals n h s trust | New cross hospital | New Cross Hospital, New Cross Hospital | Wolverhampton Road, Heath Town | Wolverhampton | West Midlands | WV10 0QP | United Kingdom | 393591 | 300395 | Bushbury D 132Kv | Bushbury C 132Kv S Stn | Bushbury B-C 132/33/11Kv | 11 | Western Power Distribution (West Midlands) Plc | Waste | Steam-gas turbine (CCGT) | No |  | 0 | 2.69 | Fossil - Gas | Engine (combustion / reciprocating) | Yes |  | 0 | 2 | Solar | Photovoltaic | No |  | 0 | 0.11 |  | Connected | 4.8 | 2.11 | 2.221 | 4 | 4.2105 | 2020-07-21 | [13 empty] | 2022-09-04 01:02
1470000117159 | 1420661200004 | South staffordshire water plc | Pumping station | Cookley Pumping Station | Caunsall Road, Caunsall | Kidderminster |  | DY11 5YW | United Kingdom | 384446 | 280684 | Bishops Wood 132Kv S Stn | Stourport 132 66 33Kv S Stn | Kinver 33 11Kv S Stn | 11 | Western Power Distribution (West Midlands) Plc | Fossil - Oil | Engine (combustion / reciprocating) | No |  | 0 | 1 | [13 empty] | Connected | 1 | 1 | 1.0526 | 0.7 | 0.7368 | 2012-08-20 | [13 empty] | 2022-09-04 01:02
1470000132031 | 1427064500006 | Severn trent water limited | Tittesworth reservoir | Tittesworth | Tittesworth Water Treatment Works | Leek | Staffordshire | ST13 8TQ | United Kingdom | 399414 | 358230 | Cellarhead 132Kv | Whitfield 132 33Kv S Stn | Leek 33 11Kv S Stn | 11 | Western Power Distribution (West Midlands) Plc | Fossil - Oil | Engine (combustion / reciprocating) | No |  | 0 | 2.261 | [13 empty] | Connected | 2.261 | 1.405 | 1.4789 | 0.9 | 0.9474 | 2012-12-01 | [13 empty] | 2022-09-04 01:02
1470000132096 | 1428415000002 | South staffordshire water plc | Seedy mill pumping station | Seedy Mill Schematic (Export) | Seedy Mill Waterworks, Handsacre |  |  | WS13 8HG | United Kingdom | 410468 | 313665 | Rugeley 132Kv S Stn | Lichfield 132Kv S Stn | Lichfield 132/11Kv | 11 | Western Power Distribution (West Midlands) Plc | Fossil - Oil | Engine (combustion / reciprocating) | No |  | 0 | 2.5 | [13 empty] | Connected | 2.5 | 2.5 | 2.6316 | 2.5 | 2.6316 | 2012-11-16 | [13 empty] | 2022-09-04 01:02
1470000174900 | 1460002083346 | Green frog power 214 limited | Northwick estate | Northwich Generation | Northwick Estate, Upton Wold | Moreton | Gloucestershire | GL56 9TR | United Kingdom | 413694 | 235733 | Feckenham 66 11Kv S Stn | Feckenham 66/11Kv |  | 66 | Western Power Distribution (West Midlands) Plc | Fossil - Oil | Engine (combustion / reciprocating) | No |  | 0 | 36.72 | Solar | Photovoltaic | No |  | 0 | 3 | Biomass | Steam turbine (thermal power plant) | [5 empty] | Connected | 39.72 | 3 | 3.1579 | 1.52 | 1.6 | 2016-09-16 | [13 empty] | 2022-09-04 01:02
1470000190530 | 1470000190520 | Veolia es shropshire ltd | Shrewsbury vanguard way | Bolingbroke House | Vanguard Way, Battlefield Enterprise Park | Shrewsbury | Shropshire | SY1 3TG | United Kingdom | 350910 | 316356 | Shrewsbury 132Kv S Stn | Shrewsbury 132/33Kv |  | 33 | Western Power Distribution (West Midlands) Plc | Waste | Steam turbine (thermal power plant) | No |  | 0 | 9 | Fossil - Oil | Engine (combustion / reciprocating) | No |  | 0 | 0.7 | [7 empty] | Connected | 9.7 | 9.7 | 10.2105 | 1.4 | 1.4737 | 2014-07-31 | [13 empty] | 2022-09-04 01:02
1470000207690 | 1425297100002 | Birmingham heartlands & solihull nhs trust | Solihull hospital | Hospital | Lode Lane | Solihull | West Midlands | B91 2JL | United Kingdom | 415443 | 279927 | Lea Marston 132Kv S Stn | Solihull 132Kv S Stn | Solihull 132/11Kv | 11 | Western Power Distribution (West Midlands) Plc | Solar | Photovoltaic | No |  | 0 | 2.5 | Fossil - Oil | Engine (combustion / reciprocating) | Yes |  | 0 | 1 | Solar | Photovoltaic | No |  | 0 | 0.312 |  | Connected | 3.812 | 3.5 | 3.6842 | 1.4 | 1.4737 | 2014-03-14 | [13 empty] | 2022-09-04 01:02
1470000214206 | 1426786100003 | Good hope hospital n h s trust | Estates department | Good Hope Hospital Nhs Trust | Rectory Road | Sutton coldfield | West Midlands | B75 7RR | United Kingdom | 412865 | 296572 | Lea Marston 132Kv S Stn | Sutton Coldfield 132Kv S Stn | Sutton Coldfield 132/11Kv | 11 | Western Power Distribution (West Midlands) Plc | Fossil - Gas | Engine (combustion / reciprocating) | Yes |  | 0 | 1.445 | [13 empty] | Connected | 1.445 | 1.445 | 1.5211 | 2 | 2.1053 | 2014-03-05 | [13 empty] | 2022-09-04 01:02
1470000223441 | 1470000223432 | Innovative environmental solutions uk ltd | 6 union rd |  | 6 Union Road, Oldbury | Sandwell | West Midlands | B69 3EL | United Kingdom | 398323 | 290759 | Oldbury 132Kv | Oldbury B 33Kv |  | 33 | Western Power Distribution (West Midlands) Plc | Waste | Steam turbine (thermal power plant) | No |  | 0 | 35 | [13 empty] | Connected | 35 | 35 | 36.8421 | 10 | 10.5263 | 2013-08-31 | [13 empty] | 2022-09-04 01:02
1470000225778 | 1423558000000 | University of wolverhampton | University of wolverhampton | Export For Generation, Md Building | Camp Street | Wolverhampton | West Midlands | WV1 1AD | United Kingdom | 391515 | 298879 | Willenhall 132 25Kv S Stn | Wolverhampton 132Kv S Stn | Wolverhampton 132/33/11Kv | 11 | Western Power Distribution (West Midlands) Plc | Fossil - Gas | Engine (combustion / reciprocating) | Yes |  | 0 | 0.18 | [13 empty] | Connected | 0.18 | 0.18 | 0.1895 | 1.65 | 1.7368 | 2012-03-20 | [13 empty] | 2022-09-04 01:02
1470000253455 | 1470000253473 | Stantway solar farm limited | Stantway solar park | The Strand | Stantway Lane | Westbury on severn | Gloucester Gloucestershire | GL14 1QG | United Kingdom | 372856 | 213487 | Port Ham 132Kv S Stn | Lydney 33Kv S Stn | Elton 33 11Kv S Stn | 11 | Western Power Distribution (West Midlands) Plc | Solar | Photovoltaic | No |  | 0 | 1.5 | [13 empty] | Connected | 1.5 | 1.5 | 1.5789 | 0.04 | 0.0421 | 2013-04-01 | [13 empty] | 2022-09-04 01:02
1470000257798 | 1470000257246 | Burton solar farm limited | Burton solar farm ltd | Burton Farm | Bishopton | Stratford-upon-avon | Warwickshire | CV37 0RW | United Kingdom | 418360 | 257080 | Feckenham 66 11Kv S Stn | Feckenham 66/11Kv | Stratford 66 11Kv S Stn | 11 | Western Power Distribution (West Midlands) Plc | Solar | Photovoltaic | No |  | 0 | 3.5 | [13 empty] | Connected | 3.5 | 3.5 | 3.6842 | 0.045 | 0.0474 | 2014-01-01 | [13 empty] | 2022-09-04 01:02
1470000258880 | 1460001411709 | Fuchs lubricants uk plc | Fuchs lubricants |  | Century Street, Hanley | Stoke-on-trent |  | ST1 5HU | United Kingdom | 387813 | 347747 | Cellarhead 132Kv | Stagefields 132Kv S Stn | Stagefields 132/33/11Kv | 11 | Western Power Distribution (West Midlands) Plc | Solar | Photovoltaic | No |  | 0 | 0.452 | [13 empty] | Connected | 0.452 | 0.452 | 0.4758 | 1.1 | 1.1579 | 2014-01-01 | [13 empty] | 2022-09-04 01:02
1470000259225 | 1470000259216 | Pingry solar ltd | Pingry farm solar | Solar Farm, Pingry Farm | Pingry Lane | Milkwall | Gloucestershire | GL16 8QD | United Kingdom | 356985 | 209466 | Port Ham 132Kv S Stn | Lydney 33Kv S Stn | Bixhead 33 11Kv S Stn | 11 | Western Power Distribution (West Midlands) Plc | Solar | Photovoltaic | No |  | 0 | 2.7 | [13 empty] | Connected | 2.7 | 2.7 | 2.8421 | 0.065 | 0.0684 | 2014-02-01 | [13 empty] | 2022-09-04 01:02
1470000267582 | 1414320413000 | Sainsbury's supermarkets limited | Sainsburys distribution centre, radial park, stoke | J Sainsbury Limited, Radial Park | Sideway West | Stoke-on-trent | Staffordshire | ST4 4EX | United Kingdom | 387786 | 343098 | Cellarhead 132Kv | Boothen 132Kv S Stn | Boothen 132/33/11Kv | 11 | Western Power Distribution (West Midlands) Plc | Solar | Photovoltaic | No |  | 0 | 0.623 | [13 empty] | Connected | 0.623 | 0.623 | 0.6558 | 1.149 | 1.2095 | 2013-12-01 | [13 empty] | 2022-09-04 01:02
1470000270353 | 1470000270344 | Ingenious renewable energy enterprises limited | Energy recovery services (west midlands) ltd | Robert Hopkins Environmental | Bullock Street | West bromwich |  | B70 7HE | United Kingdom | 400488 | 289967 | Ocker Hill C 132Kv S Stn |  | Black Lake 132/11Kv | 11 | Western Power Distribution (West Midlands) Plc | Biomass | Steam turbine (thermal power plant) | No |  | 0 | 4 | Biomass | Steam turbine (thermal power plant) | No |  | 0 | 4 | [7 empty] | Connected | 4 | 4 | 4.2105 | 0.8 | 0.8421 | 2014-03-15 | [13 empty] | 2022-09-04 01:02
1470000270353 | 1470000270344 | Robert hopkins environmental services ltd | Energy recovery services (west midlands) ltd | Robert Hopkins Environmental | Bullock Street | West bromwich |  | B70 7HE | United Kingdom | 400488 | 289967 | Ocker Hill C 132Kv S Stn |  | Black Lake 132/11Kv | 11 | Western Power Distribution (West Midlands) Plc | Biomass | Steam turbine (thermal power plant) | No |  | 0 | 4 | Biomass | Steam turbine (thermal power plant) | No |  | 0 | 4 | [7 empty] | Connected | 4 | 4 | 4.2105 | 0.8 | 0.8421 | 2014-03-15 | [13 empty] | 2022-09-04 01:02
1470000273451 | 1470000277632 | R & l holt ltd | Sandylands nurseries | Sandylands Nurseries | The Cross, Offenham Cross | Evesham | Worcestershire | WR11 8RB | United Kingdom | 406117 | 245363 | Feckenham 66 11Kv S Stn | Feckenham 66/11Kv | Evesham 66 11Kv S Stn | 11 | Western Power Distribution (West Midlands) Plc | Fossil - Gas | Engine (combustion / reciprocating) | Yes |  | 0 | 1.13 | [13 empty] | Connected | 1.13 | 1.13 | 1.1895 | 1.1 | 1.1579 | 2013-02-01 | [13 empty] | 2022-09-04 01:02
1470000275486 | 1470000275500 | Msp kent ltd | Norton hall | Norton Hall | Mickleton | Chipping campden | Gloucestershire | GL55 6PX | United Kingdom | 414831 | 244827 | Feckenham 66 11Kv S Stn | Feckenham 66/11Kv | Long Marston 66 11Kv S Stn | 11 | Western Power Distribution (West Midlands) Plc | Solar | Photovoltaic | No |  | 0 | 5 | [13 empty] | Connected | 5 | 5 | 5.2632 | 0.02 | 0.021 | 2014-04-01 | [13 empty] | 2022-09-04 01:02
1470000275556 | 1470000275547 | Aee renewables uk 31 limited | Says court farm | Says Court Farm | Badminton Road, Frampton Cotterell | Bristol | South Gloucestershire | BS36 2NY | United Kingdom | 368918 | 181732 | Iron Acton 132Kv S Stn | Chipping Sodbury 132Kv S Stn |  | 33 | Western Power Distribution (West Midlands) Plc | Solar | Photovoltaic | No |  | 0 | 15 | [13 empty] | Connected | 15 | 15 | 15.7895 | 0.02 | 0.021 | 2014-03-24 | [13 empty] | 2022-09-04 01:02
1470000277447 | 1470000290002 | Mr john taylor | Blenheim farm pv array | Blenhiem Farm Pv Array | Back Lane, , Sibford Ferris | Banbury |  | OX15 5QL | United Kingdom | 435770 | 237258 | Feckenham 66 11Kv S Stn | Feckenham 66/11Kv | Epwell 66 11Kv S Stn | 11 | Western Power Distribution (West Midlands) Plc | Solar | Photovoltaic | No |  | 0 | 1 | [13 empty] | Connected | 1 | 1 | 1.0526 | 0.03 | 0.0316 | 2014-01-01 | [13 empty] | 2022-09-04 01:02
1470000278097 | 1470000278088 | Sunsave 43 (epwell) limited | Epwell pv array | Epwell Grounds | Epwell | Banbury | Oxfordshire | OX15 6HF | United Kingdom | 436825 | 241029 | Feckenham 66 11Kv S Stn | Feckenham 66/11Kv | Epwell 66 11Kv S Stn | 11 | Western Power Distribution (West Midlands) Plc | Solar | Photovoltaic | No |  | 0 | 7 | [13 empty] | Connected | 7 | 7 | 7.3684 | 0.1 | 0.1053 | 2014-12-01 | [13 empty] | 2022-09-04 01:02
1470000278185 | 1470000278194 | Beegreen solar ltd | Hurst farm solar site | Beegreen Solar, Carlson Suite | Building 7 | Mitcheldean | Gloucestershire | GL17 0DD | United Kingdom | 365011 | 203433 | Port Ham 132Kv S Stn | Lydney 33Kv S Stn | Mead La 33 11Kv S Stn | 11 | Western Power Distribution (West Midlands) Plc | Solar | Photovoltaic | No |  | 0 | 4.1 | [13 empty] | Connected | 4.1 | 4.1 | 4.3158 | 0.04 | 0.0421 | 2014-01-01 | [13 empty] | 2022-09-04 01:02
1470000278478 | 1470000278487 | Bypass nurseries lspv ltd | Bypass nurseries | Bypass Nurseries | Evesham Bypass | Evesham | Worcestershire | WR11 8UB | United Kingdom | 405444 | 244986 | Feckenham 66 11Kv S Stn | Feckenham 66/11Kv | Evesham 66 11Kv S Stn | 11 | Western Power Distribution (West Midlands) Plc | Solar | Photovoltaic | No |  | 0 | 3.5 | [13 empty] | Connected | 3.5 | 3.5 | 3.6842 | 0.025 | 0.0263 | 2014-03-28 | [13 empty] | 2022-09-04 01:02
1470000283690 | 1470000283681 | Wss hayford farm solar park limited | Hayford farm | Hayford Farm | Westbury | Shrewsbury | Shropshire | SY5 9PF | United Kingdom | 336467 | 310360 | Shrewsbury 132Kv S Stn | Shrewsbury 132/33Kv |  | 33 | Western Power Distribution (West Midlands) Plc | Solar | Photovoltaic | No |  | 0 | 15 | [13 empty] | Connected | 15 | 15 | 15.7895 | 0.1 | 0.1053 | 2014-07-01 | [13 empty] | 2022-09-04 01:02
1470000289976 | 1470000289994 | Rainbows solar farm limited | Rainbows farm | Rainbow Farm | Badsey Lane, Willersey Village | North cotswolds | Worcestershire | WR11 7HF | United Kingdom | 410457 | 240836 | Feckenham 66 11Kv S Stn | Feckenham 66/11Kv | Broadway 66 11Kv S Stn | 11 | Western Power Distribution (West Midlands) Plc | Solar | Photovoltaic | No |  | 0 | 3.52 | [13 empty] | Connected | 3.52 | 3.52 | 3.7053 | 0.05 | 0.0526 | 2014-03-01 | [13 empty] | 2022-09-04 01:02
1470000292125 | 1415103413000 | Sainsbury's supermarkets limited | Birmingham, faraday avenue | Hams Hall Distribution Center | Faraday Avenue, Hams Hall Distribution Park | Birmingham |  | B46 1AL | United Kingdom | 420859 | 291527 | Lea Marston 132Kv S Stn | Hams Hall South 132Kv S Stn | Hams Hall South 132/11Kv | 11 | Western Power Distribution (West Midlands) Plc | Solar | Photovoltaic | No |  | 0 | 2.3 | [13 empty] | Connected | 2.3 | 2.3 | 2.421 | 2.75 | 2.8947 | 2014-02-24 | [13 empty] | 2022-09-04 01:02
1470000294196 | 1470000401399 | Rodbaston ltd | Rodbaston turbine 1 | Turbine 1, South Staffordshire College | Rodbaston, Penkridge | Stafford | Staffordshire | ST19 5PH | United Kingdom | 392389 | 311199 | Bushbury D 132Kv | Bushbury C 132Kv S Stn | Four Ashes 33 11Kv S Stn | 11 | Western Power Distribution (West Midlands) Plc | Wind | Onshore wind turbines | No |  | 0 | 2 | [13 empty] | Connected | 2 | 2 | 2.1053 | 0.035 | 0.0368 | 2015-08-20 | [13 empty] | 2022-09-04 01:02
1470000294201 | 1470000401404 | Rodbaston ltd | Turbine 2 south staffordshire college | Turbine 2, South Staffordshire College | Rodbaston, Penkridge | Stafford | Staffordshire | ST19 5PH | United Kingdom | 392389 | 311199 | Bushbury D 132Kv | Bushbury C 132Kv S Stn | Four Ashes 33 11Kv S Stn | 11 | Western Power Distribution (West Midlands) Plc | Wind | Onshore wind turbines | No |  | 0 | 2 | [13 empty] | Connected | 2 | 2 | 2.1053 | 0.035 | 0.0368 | 2015-08-21 | [13 empty] | 2022-09-04 01:02
1470000294577 | 1470000151692 | Jaguar land rover limited | Jaguar land rover i54 | Jlr 1, Jlr Engine Plant;I54 | Off Wodaston Road | Wolverhampton |  | WV6 | United Kingdom | 390530 | 304089 | Bushbury D 132Kv | Bushbury C 132Kv S Stn | I54 Busines Park 33/11Kv | 11 | Western Power Distribution (West Midlands) Plc | Solar | Photovoltaic | No |  | 0 | 6 | [13 empty] | Connected | 6 | 6 | 6.3158 | 20 | 21.0526 | 2014-03-10 | [13 empty] | 2022-09-04 01:02
1470000294586 | 1470000151692 | Jaguar land rover limited | Jaguar land rover i54 | Jlr 2, Jlr Engine Plant;I54 | Off Wodaston Road | Wolverhampton |  | WV6 | United Kingdom | 390530 | 304089 | Bushbury D 132Kv | Bushbury C 132Kv S Stn | I54 Busines Park 33/11Kv | 11 | Western Power Distribution (West Midlands) Plc | Solar | Photovoltaic | No |  | 0 | 6 | [13 empty] | Connected | 6 | 6 | 6.3158 | 20 | 21.0526 | 2014-03-10 | [13 empty] | 2022-09-04 01:02
1470000299469 | 1470000299478 | Pv growth ltd | Wroxton pv array | Wroxton Pv Array | Ironstone Road, Wroxton | Banbury | Oxfordshire | OX15 6ED | United Kingdom | 440131 | 242371 | Feckenham 66 11Kv S Stn | Feckenham 66/11Kv | Epwell 66 11Kv S Stn | 11 | Western Power Distribution (West Midlands) Plc | Solar | Photovoltaic | No |  | 0 | 1.5 | [13 empty] | Connected | 1.5 | 1.5 | 1.5789 | 0.07 | 0.0737 | 2014-03-31 | [13 empty] | 2022-09-04 01:02
1470000303910 | 1470000303901 | Vale green energy | Rotherdale farm | Rotherdale Farm | Long Lane | Throckmorton | Worcestershire | WR10 2JH | United Kingdom | 396574 | 250652 | Feckenham 66 11Kv S Stn | Feckenham 66/11Kv |  | 66 | Western Power Distribution (West Midlands) Plc | Solar | Photovoltaic | No |  | 0 | 15 | [13 empty] | Connected | 15 | 15 | 15.7895 | 0.1 | 0.1053 | 2014-06-05 | [13 empty] | 2022-09-04 01:02
1470000310059 | 1460000689707 | Ao recycling limited | Stafford park 11 | ********Export********, Hymix Limited | Stafford Park 11 | Telford | Shropshire | TF3 3AY | United Kingdom | 372020 | 308564 | Ironbridge 132Kv S Stn | Ketley 132Kv S Stn | Snedshill 33 11Kv S Stn | 11 | Western Power Distribution (West Midlands) Plc | Solar | Photovoltaic | No |  | 0 | 0.13 | [13 empty] | Connected | 0.13 | 0.13 | 0.1368 | 2 | 2.1053 | 2015-11-19 | [13 empty] | 2022-09-04 01:02
1470000342877 | 1470000342859 | Geoff taylor | Rickfield farm | Rickfield Farm | Hook Norton Road, Milcombe | Banbury | Oxfordshire | OX15 4RZ | United Kingdom | 440450 | 234129 | Feckenham 66 11Kv S Stn | Feckenham 66/11Kv | Bloxham 66 11Kv S Stn | 11 | Western Power Distribution (West Midlands) Plc | Solar | Photovoltaic | No |  | 0 | 1 | [13 empty] | Connected | 1 | 1 | 1.0526 | 0.05 | 0.0526 | 2013-09-30 | [13 empty] | 2022-09-04 01:02
1470000344261 | 1470000344252 | Bowley storage & marketing | Bowley court farm | Bowley Court Farm | Bowley Lane, Bodenham | Hereford | Herefordshire | HR1 3LG | United Kingdom | 351762 | 253348 | Bishops Wood 132Kv S Stn | Hereford 66Kv S Stn | Bodenham 66 11Kv S Stn | 11 | Western Power Distribution (West Midlands) Plc | Solar | Photovoltaic | No |  | 0 | 0.8 | Fossil - Gas | Engine (combustion / reciprocating) | Yes |  | 0 | 0.5 | [7 empty] | Connected | 1.3 | 1.3 | 1.3684 | 0.2 | 0.2105 | 2014-10-01 | [13 empty] | 2022-09-04 01:02
1470000344990 | 1429162200004 | Charles ransford & son ltd | Timber yard | Timber Yard | Station Street | Bishops castle | Shropshire | SY9 5AQ | United Kingdom | 332626 | 288723 | Bishops Wood 132Kv S Stn | Ludlow 132Kv S Stn | Bishops Castle 33 11Kv S Stn | 11 | Western Power Distribution (West Midlands) Plc | Solar | Photovoltaic | No |  | 0 | 0.5055 | [13 empty] | Connected | 0.5055 | 0.645 | 0.6789 | 1.325 | 1.3947 | 2014-08-26 | [13 empty] | 2022-09-04 01:02
1470000350159 | 1470000350140 | Ludlow bioenergy ltd | Land off park lane woofferton | Land Adjacent Wofferton Sawmills | Wofferton | Wofferton |  | SY8 4AW | United Kingdom | 351462 | 268713 | Bishops Wood 132Kv S Stn | Hereford 66Kv S Stn | Woofferton 66 11Kv S Stn | 11 | Western Power Distribution (West Midlands) Plc | Biomass | Steam turbine (thermal power plant) | No |  | 0 | 1 | [13 empty] | Connected | 1 | 1 | 1.0526 | 0.2 | 0.2105 | 2014-11-11 | [13 empty] | 2022-09-04 01:02
1470000360867 | 1423038100005 | Renishaw plc | New mills | Renishaw Limited | New Mills | Wotton under edge | Gloucestershire | GL12 8JR | United Kingdom | 373728 | 192934 | Iron Acton 132Kv S Stn | Ryeford 132Kv S Stn | Hammerley Down 33 11Kv S Stn | 11 | Western Power Distribution (West Midlands) Plc | Solar | Photovoltaic | No |  | 0 | 0.266 | [13 empty] | Connected | 0.266 | 0.49 | 0.5158 | 3 | 3.1579 | 2015-03-18 | [13 empty] | 2022-09-04 01:02
1470000370590 | 1470000347500 | Heaths of stockton | Stockton grange, newport | Stockton Grange | Stockton, Newport |  |  | TF10 9BA | United Kingdom |  |  | Ironbridge 132Kv S Stn | Ketley 132Kv S Stn | Newport 33 11Kv S Stn | 11 | Western Power Distribution (West Midlands) Plc | Biofuel - Landfill gas | Gas turbine (OCGT) | Yes |  | 0 | 1 | [13 empty] | Connected | 1 | 0.5 | 0.5263 | 0.2 | 0.2105 | 2014-01-01 | [13 empty] | 2022-09-04 01:02
1470000381050 | 1470000381069 | Borough of telford & wrekin | Telford wheat leasows solar | Wheat Leasows Solar | , Telford |  |  | TF1 6AJ | United Kingdom | 367370 | 313723 | Ironbridge 132Kv S Stn | Ironbridge 400/132Kv | Hortonwood 132 11Kv S Stn | 11 | Western Power Distribution (West Midlands) Plc | Solar | Photovoltaic | No |  | 0 | 4 | [13 empty] | Connected | 4 | 4 | 4.2105 | 0.05 | 0.0526 | 2014-12-10 | [13 empty] | 2022-09-04 01:02
1470000392405 | 1424870200009 | Sigeric ltd | Robinson (holdings) 75/1159, sigeric business park ltd | Lloyd George House | Fordshill Road, Rotherwas Industrial Estate | Hereford | Herefordshire | HR2 6NS | United Kingdom | 353538 | 237858 | Bishops Wood 132Kv S Stn | Hereford 66Kv S Stn | Hereford South 66 11Kv S Stn | 11 | Western Power Distribution (West Midlands) Plc | Solar | Photovoltaic | No |  | 0 | 0.2 | Fossil - Oil | Engine (combustion / reciprocating) | Yes |  | 0 | 0.05 | [7 empty] | Connected | 0.25 | 0.25 | 0.2632 | 1.5 | 1.5789 | 2017-03-24 | [13 empty] | 2022-09-04 01:02
1470000398346 | 1470000398470 | Millclose solar limited | Barr farm solar | Barr Farm Solar Farm | Stafford Road | Standeford | West Midlands | WV10 7BN | United Kingdom | 391531 | 307923 | Bushbury D 132Kv | Bushbury C 132Kv S Stn | Bushbury B-C 132/33/11Kv | 11 | Western Power Distribution (West Midlands) Plc | Solar | Photovoltaic | No |  | 0 | 1.5 | [13 empty] | Connected | 1.5 | 1.5 | 1.5789 | 0.06 | 0.0632 | 2015-03-01 | [13 empty] | 2022-09-04 01:02
1470000401325 | 1421264100000 | Severn trent water limited | Coleshill stw food | Coleshill Stw Food;Off Edison Road | Hams Hall |  |  | B46 1DA | United Kingdom | 419318 | 291278 | Lea Marston 132Kv S Stn | Hams Hall South 132Kv S Stn | Hams Hall South 132/11Kv | 11 | Western Power Distribution (West Midlands) Plc | Fossil - Gas | Engine (combustion / reciprocating) | Yes |  | 0 | 1.7 | [13 empty] | Connected | 1.7 | 1.7 | 1.7895 | 3 | 3.1579 | 2014-11-05 | [13 empty] | 2022-09-04 01:02
1470000401334 | 1421264100000 | Severn trent water limited | Coleshill stw food | Coleshill Stw Food | Off Edison Road, Hams Hall |  |  | B46 1DA | United Kingdom | 419318 | 291278 | Lea Marston 132Kv S Stn | Hams Hall South 132Kv S Stn | Hams Hall South 132/11Kv | 11 | Western Power Distribution (West Midlands) Plc | Fossil - Gas | Engine (combustion / reciprocating) | Yes |  | 0 | 1.7 | [13 empty] | Connected | 1.7 | 1.7 | 1.7895 | 3 | 3.1579 | 2014-11-05 | [13 empty] | 2022-09-04 01:02
1470000405603 | 1470000405621 | Birmingham bio power ltd | Birmingham bio power ltd |  | Speedwell Road, Tyseley | Birmingham |  | B25 8HU | United Kingdom | 410968 | 285067 | Nechells East 132Kv S Stn | Boughton Rd 132/11Kv | Boughton Road 132/11Kv | 11 | Western Power Distribution (West Midlands) Plc | Biomass | Steam turbine (thermal power plant) | No |  | 0 | 9.5 | Fossil - Oil | Engine (combustion / reciprocating) | No |  | 0 | 0.8 | [7 empty] | Connected | 10.3 | 10.3 | 10.8421 | 2.75 | 2.8947 | 2016-01-25 | [13 empty] | 2022-09-04 01:02
1470000406430 | 1470000406449 | Uk solar (lower newton) llp | Lower newton solar farm | Upper Newton Solar Farm | Draycott Road, Tean | Stoke-on-trent | Staffordshire | ST10 4JN | United Kingdom | 398770 | 338983 | Cellarhead 132Kv | Forsbrook 33Kv S Stn |  | 33 | Western Power Distribution (West Midlands) Plc | Solar | Photovoltaic | No |  | 0 | 9 | [13 empty] | Connected | 9 | 9 | 9.4737 | 0.05 | 0.0526 | 2015-03-11 | [13 empty] | 2022-09-04 01:02
1470000406909 | 1426489100000 | Severn trent water limited | Tewksbury, ledbury road | Severn Trent Water Limited | Mythe Road | Tewkesbury | Gloucestershire | GL20 6AA | United Kingdom | 389051 | 233580 | Port Ham 132Kv S Stn | Tewkesbury Grid 132/11Kv | Tewkesbury Grid 132/11Kv | 11 | Western Power Distribution (West Midlands) Plc | Fossil - Oil | Engine (combustion / reciprocating) | No |  | 0 | 3.3 | [13 empty] | Connected | 3.3 | 0.64 | 0.6737 | 3.7 | 3.8947 | 2014-12-10 | [13 empty] | 2022-09-04 01:02
1470000416800 | 1470000416794 | Sunsave 11 (wrockwardine farm) limited | Wrockwardine farm |  | Wrockwadine Farm, Wrockwadine | Telford | Shropshire | TF6 5DG | United Kingdom | 361029 | 311899 | Shrewsbury 132Kv S Stn | Shrewsbury 132/33Kv |  | 33 | Western Power Distribution (West Midlands) Plc | Solar | Photovoltaic | No |  | 0 | 10 | [13 empty] | Connected | 10 | 10 | 10.5263 | 0.16 | 0.1684 | 2015-03-31 | [13 empty] | 2022-09-04 01:02
1470000422654 | 1470000422645 | Coleford energy ltd | Milkwall solar park | Pingry Farm | Pingry Lane | Coleford | Gloucestershire | GL16 8QD | United Kingdom | 357654 | 209432 | Port Ham 132Kv S Stn | Lydney 33Kv S Stn | Bixhead 33 11Kv S Stn | 11 | Western Power Distribution (West Midlands) Plc | Solar | Photovoltaic | No |  | 0 | 2.7 | [13 empty] | Connected | 2.7 | 2.7 | 2.8421 | 0.05 | 0.0526 | 2015-04-01 | [13 empty] | 2022-09-04 01:02
1470000423843 | 1470000423852 | Heaths of stockton | Stockton heaths of stockton | Stockton Grange Generator | Stockton, Newport |  |  | TF10 9BA | United Kingdom | 376881 | 316989 | Ironbridge 132Kv S Stn | Ketley 132Kv S Stn | Newport 33 11Kv S Stn | 11 | Western Power Distribution (West Midlands) Plc | Biofuel - Landfill gas | Gas turbine (OCGT) | No |  | 0 | 1.55 | [13 empty] | Connected | 1.55 | 1.55 | 1.6316 | 0.15 | 0.1579 | 2015-08-01 | [13 empty] | 2022-09-04 01:02
1470000425549 | 1470000425530 | Ssb condover limited | Condover solar farm | Oak House | Boreton, Cross Houses | Shrewsbury | Shropshire | SY5 6HJ | United Kingdom | 351202 | 306584 | Ironbridge 132Kv S Stn | Ironbridge 132 33Kv S Stn |  | 33 | Western Power Distribution (West Midlands) Plc | Solar | Photovoltaic | No |  | 0 | 10 | [13 empty] | Connected | 10 | 10 | 10.5263 | 0.08 | 0.0842 | 2015-03-29 | [13 empty] | 2022-09-04 01:02
1470000426134 | 1470000426125 | Tower hill farm renewables limited | Land at tower hill farm | Tower Hill Farm | Tytherington Hill, Tytherington | Wotton-under-edge | Gloucestershire | GL12 8QA | United Kingdom | 367372 | 188828 | Iron Acton 132Kv S Stn | Chipping Sodbury 132Kv S Stn |  | 33 | Western Power Distribution (West Midlands) Plc | Solar | Photovoltaic | No |  | 0 | 9 | [13 empty] | Connected | 9 | 9 | 9.4737 | 0.1 | 0.1053 | 2015-03-24 | [13 empty] | 2022-09-04 01:02
1470000426481 | 1470000426472 | University of sheffield | Willenhall energy park | Willenhall Energy Storage | Bilston Road | Willenhall | Wolverhampton | WV13 2JL | United Kingdom | 396024 | 297516 | Willenhall 132 25Kv S Stn | Willenhall 132/25/11Kv | Willenhall 132/25/11Kv | 11 | Western Power Distribution (West Midlands) Plc | Stored Energy (all stored energy irrespective of the original energy source) | Storage - Electrochemical (Batteries) | No |  | 0 | 2.1 | [13 empty] | Connected | 2.1 | 2.1 | 2.2105 | 2.1 | 2.2105 | 2015-03-09 | [13 empty] | 2022-09-04 01:02
1470000429775 | 1470000429766 | Cambridge solar power ltd | Cambridge solar power | Hillhouse Farm | Bristol Road, Cambridge | Gloucester | Gloucestershire | GL2 7AN | United Kingdom | 375073 | 204168 | Iron Acton 132Kv S Stn | Ryeford 132Kv S Stn |  | 33 | Western Power Distribution (West Midlands) Plc | Solar | Photovoltaic | No |  | 0 | 30 | [13 empty] | Connected | 30 | 30 | 31.5789 | 0.037 | 0.0389 | 2015-03-31 | [13 empty] | 2022-09-04 01:02
1470000430103 | 1470000430089 | Lightsource spv 103 ltd | Pitchford solar farm | Pitchford Solar Farm | Pitchford | Shrewsbury | Shropshire | SY5 7DH | United Kingdom | 351661 | 302832 | Ironbridge 132Kv S Stn | Ironbridge 132 33Kv S Stn |  | 33 | Western Power Distribution (West Midlands) Plc | Solar | Photovoltaic | No |  | 0 | 15 | [13 empty] | Connected | 15 | 15 | 15.7895 | 0.1 | 0.1053 | 2015-03-27 | [13 empty] | 2022-09-04 01:02
1470000430274 | 1470000430265 | Helios solar 2 limited | Huddlesford lane generator, huddlesford hofm, | Grumpys Woolleys | Huddlesford Lane, Huddlesford | Lichfield | Staffordshire | WS13 8PY | United Kingdom | 415517 | 309115 | Rugeley 132Kv S Stn | Lichfield 132Kv S Stn | Lichfield 132/11Kv | 11 | Western Power Distribution (West Midlands) Plc | Solar | Photovoltaic | No |  | 0 | 1 | [13 empty] | Connected | 1 | 1 | 1.0526 | 0.1 | 0.1053 | 2015-02-12 | [13 empty] | 2022-09-04 01:02
1470000430390 | 1470000430380 | Wr11 solar limited | Sytchwythy fields | Pitwell Lane | Adlington | Evesham | Worcestershire | WR11 7ZN | United Kingdom | 406097 | 244744 | Feckenham 66 11Kv S Stn | Feckenham 66/11Kv | Evesham 66 11Kv S Stn | 11 | Western Power Distribution (West Midlands) Plc | Solar | Photovoltaic | No |  | 0 | 1.7 | [13 empty] | Connected | 1.7 | 1.7 | 1.7895 | 0.045 | 0.0474 | 2017-04-01 | [13 empty] | 2022-09-04 01:02
1470000437758 | 1470000437749 | Sune sundorne grove solar ltd | Sundorne solar farm | Sundorne Solar Farm | Sundorne Grove | Shrewsbury | Shropshire | SY1 4TH | United Kingdom | 352198 | 315263 | Shrewsbury 132Kv S Stn | Shrewsbury 132/33Kv |  | 33 | Western Power Distribution (West Midlands) Plc | Solar | Photovoltaic | No |  | 0 | 17 | [13 empty] | Connected | 17 | 17 | 17.8947 | 0.5 | 0.5263 | 2015-03-31 | [13 empty] | 2022-09-04 01:02
1470000440858 | 1470000440830 | Helios solar 2 limited | Huddlesford house farm (park lane) |  | Park Lane, Whittington | Lichfield | Staffordshire | WS13 8PY | United Kingdom | 416116 | 309629 | Rugeley 132Kv S Stn | Lichfield 132Kv S Stn | Lichfield 132/11Kv | 11 | Western Power Distribution (West Midlands) Plc | Solar | Photovoltaic | No |  | 0 | 1 | [13 empty] | Connected | 1 | 1 | 1.0526 | 0.06 | 0.0632 | 2016-03-04 | [13 empty] | 2022-09-04 01:02
1470000452073 | 1470000452064 | Solar energy renewables llp | Willows pv array | Willows Farm | Chadbury Road, Lenchwick | Evesham | Worcestershire | WR11 4TG | United Kingdom | 402986 | 247261 | Feckenham 66 11Kv S Stn | Feckenham 66/11Kv | Evesham 66 11Kv S Stn | 11 | Western Power Distribution (West Midlands) Plc | Solar | Photovoltaic | No |  | 0 | 5 | [13 empty] | Connected | 5 | 5 | 5.2632 | 0.045 | 0.0474 | 2015-08-20 | [13 empty] | 2022-09-04 01:02
1470000455863 | 1470000455872 | Solar energy renewables llp | Evesham salford lodge solar | Salford Lodge | Pitchill | Evesham | Worcestershire | WR11 8SN | United Kingdom | 404568 | 250930 | Feckenham 66 11Kv S Stn | Feckenham 66/11Kv | Bevington 66 11Kv S Stn | 11 | Western Power Distribution (West Midlands) Plc | Solar | Photovoltaic | No |  | 0 | 5 | [13 empty] | Connected | 5 | 5 | 5.2632 | 0.25 | 0.2632 | 2015-06-29 | [13 empty] | 2022-09-04 01:02
1470000459014 | 1460000961710 | H weston & sons limited | Westons cider | Westons Cider | Much Marcle | Ledbury | Herefordshire | HR8 2LY | United Kingdom | 364870 | 233165 | Bishops Wood 132Kv S Stn | Hereford 66Kv S Stn | Dymock 66 11Kv S Stn | 11 | Western Power Distribution (West Midlands) Plc | Solar | Photovoltaic | No |  | 0 | 0.05 | [13 empty] | Connected | 0.05 | 0.15 | 0.1579 | 1.5 | 1.5789 | 2013-08-01 | [13 empty] | 2022-09-04 01:02
1470000461022 | 1470000461031 | Andigestion limited | Wingmoor farm,stoke orchard,bishops cleeve,cheltenham gl52 7dg | Wingmoor Farm | Stoke Orchard Road, Bishops Cleeve | Cheltenham | Gloucestershire | GL52 7DG | United Kingdom | 393942 | 227368 | Port Ham 132Kv S Stn | Cheltenham 66Kv S Stn | Bishops Cleeve 66 11Kv S Stn | 11 | Western Power Distribution (West Midlands) Plc | Fossil - Gas | Engine (combustion / reciprocating) | Yes |  | 0 | 1.975 | Solar | Photovoltaic | No |  | 0 | 0.13 | [7 empty] | Connected | 2.105 | 2.105 | 2.2158 | 0.3 | 0.3158 | 2015-09-02 | [13 empty] | 2022-09-04 01:02
1470000469625 | 1428882200005 | Bridgnorth aluminium limited | Stourbridge road | Bridgnorth Aluminium | Stourbridge Road | Bridgnorth | Shropshire | WV15 6AU | United Kingdom | 372687 | 292021 | Ironbridge 132Kv S Stn | Ironbridge 132 33Kv S Stn | Star Aluminium 33 11Kv S Stn | 11 | Western Power Distribution (West Midlands) Plc | Biofuel - Biogas from anaerobic digestion (excluding landfill & sewage) | Engine (combustion / reciprocating) | Yes |  | 0 | 14.48 | [13 empty] | Connected | 14.48 | 3.62 | 3.8105 | 19.912 | 20.96 | 2015-11-21 | [13 empty] | 2022-09-04 01:02
1470000473765 | 1470000473756 | Mercia waste management | Hartlebury efw |  | Oak Drive, Hartlebury Trading Estate | Kidderminster | Worcestershire | DY10 4JB | United Kingdom | 385933 | 269851 | Bishops Wood 132Kv S Stn |  | Hartlebury Efw | 66 | Western Power Distribution (West Midlands) Plc | Waste | Steam turbine (thermal power plant) | No |  | 0 | 22.738 | Fossil - Oil | Engine (combustion / reciprocating) | No |  | 0 | 2.262 | [7 empty] | Connected | 25 | 25 | 26.3158 | 4 | 4.2105 | 2016-04-01 | [13 empty] | 2022-09-04 01:02
1470000478736 | 1470000478727 | Upper huntingford solar limited | Upper huntingford solar farm | Upper Huntingford Farm | Charfield | Wotton-under-edge | Gloucestershire | GL12 8EY | United Kingdom | 371877 | 193712 | Iron Acton 132Kv S Stn | Ryeford 132Kv S Stn |  | 33 | Western Power Distribution (West Midlands) Plc | Solar | Photovoltaic | No |  | 0 | 6.59 | [13 empty] | Connected | 6.59 | 6.59 | 6.9368 | 0.04 | 0.0421 | 2015-10-05 | [13 empty] | 2022-09-04 01:02
1470000479206 | 1470000479190 | Ssoge ring o bells solar farm limited | Ring o bells solar farm | Soalr Farm, Ring O Bells Farm | Pucklechurch Road | Hinton | South Gloucestershire | SN14 8HJ | United Kingdom | 372639 | 176753 | Iron Acton 132Kv S Stn | Chipping Sodbury 132Kv S Stn |  | 33 | Western Power Distribution (West Midlands) Plc | Solar | Photovoltaic | No |  | 0 | 5 | [13 empty] | Connected | 5 | 5 | 5.2632 | 0.05 | 0.0526 | 2015-12-03 | [13 empty] | 2022-09-04 01:02
1470000484855 | 1429789100001 | Hollingsworth & vose co ltd | Postlip mills | Hollingsworth & Vose- Winchcombe | Postlip Mills, Winchcombe | Cheltenham |  | GL54 5BB | United Kingdom | 400887 | 227035 | Port Ham 132Kv S Stn | Cheltenham 66Kv S Stn | Alderton 66 11Kv S Stn | 11 | Western Power Distribution (West Midlands) Plc | Solar | Photovoltaic | No |  | 0 | 0.25 | [13 empty] | Connected | 0.25 | 0.25 | 0.2632 | 2 | 2.1053 | 2015-07-01 | [13 empty] | 2022-09-04 01:02
1470000494686 | 1423483500004 | Tb resort operations limited | Belfry resort | Belfry - Wishaw | The Belfry Resor, Lichfield Road, Wishaw | Birmingham |  | B76 9PR | United Kingdom | 418116 | 295170 | Lea Marston 132Kv S Stn | Hams Hall South 132Kv S Stn | Hams Hall South 132/11Kv | 11 | Western Power Distribution (West Midlands) Plc | Solar | Photovoltaic | No |  | 0 | 0.095 | [13 empty] | Connected | 0.095 | 0.095 | 0.1 | 1.25 | 1.3158 | 2015-08-31 | [13 empty] | 2022-09-04 01:02
1470000499425 | 1470000499434 | Blue planet solar park iv ltd | College farm solar park | College Farm | Bosty Lane | Walsall | West Midlands | WS9 0LF | United Kingdom |  |  | Bustleholm 132Kv S Stn | Rushall 132Kv S Stn | Rushall 132/11Kv | 11 | Western Power Distribution (West Midlands) Plc | Solar | Photovoltaic | No |  | 0 | 4.5 | [13 empty] | Connected | 4.5 | 4.5 | 4.7368 | 0.05 | 0.0526 | 2015-10-01 | [13 empty] | 2022-09-04 01:02
1470000501650 | 1470000501641 | Capital stage hall farm limited | Hall farm pv | Hall Farm | Awre | Newnham | Gloucestershire | GL14 1ES | United Kingdom | 369804 | 207483 | Port Ham 132Kv S Stn | Lydney 33Kv S Stn |  | 33 | Western Power Distribution (West Midlands) Plc | Solar | Photovoltaic | No |  | 0 | 5 | [13 empty] | Connected | 5 | 5 | 5.2632 | 0.015 | 0.0158 | 2015-09-09 | [13 empty] | 2022-09-04 01:02
1470000508780 | 1428193500004 | Sandwell and birmingham hospitals nhs trust | Sandwell general hospital | Sandwell District General Hospital, 1St | Lyndon | West bromwich | West Midlands | B71 4HJ | United Kingdom | 400918 | 292164 | Ocker Hill C 132Kv S Stn |  | Black Lake 132/11Kv | 11 | Western Power Distribution (West Midlands) Plc | Fossil - Oil | Engine (combustion / reciprocating) | No |  | 0 | 1.8 | [13 empty] | Connected | 1.8 | 1.8 | 1.8947 | 3.2 | 3.3684 | 2015-09-01 | [13 empty] | 2022-09-04 01:02
1470000508790 | 1428193500004 | Sandwell and birmingham hospitals nhs trust | Sandwell general hospital | Sandwell District General Hospital, 2Nd | Lyndon | West bromwich | West Midlands | B71 4HJ | United Kingdom | 400918 | 292164 | Ocker Hill C 132Kv S Stn |  | Black Lake 132/11Kv | 11 | Western Power Distribution (West Midlands) Plc | Fossil - Oil | Engine (combustion / reciprocating) | No |  | 0 | 1.8 | [13 empty] | Connected | 1.8 | 1.8 | 1.8947 | 3.2 | 3.3684 | 2015-09-01 | [13 empty] | 2022-09-04 01:02
1470000512778 | 1470000512750 | Lawn lane solar limited | The rutts and old wood | The Rutts And Old Wood | Lawn Lane, Coven | Wolverhampton | West Midlands | WV9 5BB | United Kingdom | 390442 | 304804 | Bushbury D 132Kv | Bushbury C 132Kv S Stn | Bushbury B-C 132/33/11Kv | 11 | Western Power Distribution (West Midlands) Plc | Solar | Photovoltaic | No |  | 0 | 3.84 | [13 empty] | Connected | 3.84 | 3.84 | 4.0421 | 0.038 | 0.04 | 2016-03-30 | [13 empty] | 2022-09-04 01:02
1470000520148 | 1460000418865 | Big bear plastic products limited | Fantastic works | Big Bear Plastics | Wassage Way | Droitwich |  | WR9 0NX | United Kingdom | 388677 | 265105 | Bishops Wood 132Kv S Stn | Stourport 132 66 33Kv S Stn | Droitwich 66 11Kv S Stn | 11 | Western Power Distribution (West Midlands) Plc | Solar | Photovoltaic | No |  | 0 | 0.15 | [13 empty] | Connected | 0.15 | 0.15 | 0.1579 | 1.2 | 1.2632 | 2015-09-01 | [13 empty] | 2022-09-04 01:02
1470000520306 | 1470000520315 | Sunsave 38 (cheshire coppice) ltd | Telford, cheshire coppice solar | Cheshire Coppice Farm | Admaston | Telford | Shropshire | TF5 0BS | United Kingdom | 362613 | 313925 | Shrewsbury 132Kv S Stn | Shrewsbury 132/33Kv | Dothill 33 11Kv S Stn | 11 | Western Power Distribution (West Midlands) Plc | Solar | Photovoltaic | No |  | 0 | 4.08 | [13 empty] | Connected | 4.08 | 4.08 | 4.2947 | 0.03 | 0.0316 | 2015-12-15 | [13 empty] | 2022-09-04 01:02
1470000523742 | 1416398703003 | Renishaw plc | Stroudwater business park | Renishaw | Brunel Way, Stonehouse |  |  | GL10 3TA | United Kingdom | 379629 | 206034 | Iron Acton 132Kv S Stn | Ryeford 132Kv S Stn | Ryeford 132/33/11Kv | 11 | Western Power Distribution (West Midlands) Plc | Solar | Photovoltaic | No |  | 0 | 0.649 | [13 empty] | Connected | 0.649 | 0.5 | 0.5263 | 1.5 | 1.5789 | 2020-02-11 | [13 empty] | 2022-09-04 01:02
1470000529600 | 1470000529568 | Grange solar limited | The grange solar farm | Rymes Farm | Malswick | Newent | Gloucestershire | GL18 1HE | United Kingdom | 374479 | 224938 | Bishops Wood 132Kv S Stn | Hereford 66Kv S Stn | Newent 66 11Kv S Stn | 11 | Western Power Distribution (West Midlands) Plc | Solar | Photovoltaic | No |  | 0 | 4.44 | [13 empty] | Connected | 4.44 | 4.44 | 4.6737 | 0.05 | 0.0526 | 2016-03-30 | [13 empty] | 2022-09-04 01:02
1470000529638 | 1470000529610 | Rymes solar ltd | The rymes | Rymes Farm | Malswick | Newent | Gloucestershire | GL19 3AJ | United Kingdom | 374790 | 224581 | Bishops Wood 132Kv S Stn | Hereford 66Kv S Stn | Newent 66 11Kv S Stn | 11 | Western Power Distribution (West Midlands) Plc | Solar | Photovoltaic | No |  | 0 | 3.96 | [13 empty] | Connected | 3.96 | 3.96 | 4.1684 | 0.05 | 0.0526 | 2017-01-28 | [13 empty] | 2022-09-04 01:02
1470000533253 | 1470000533244 | Troughton farm solar limited | Troughton farm | Troughton Farm | Tredington Court, Tredington | Tewkesbury | Gloucester | GL20 7BW | United Kingdom | 391501 | 228708 | Port Ham 132Kv S Stn |  |  | 132 | Western Power Distribution (West Midlands) Plc | Solar | Photovoltaic | No |  | 0 | 24.66 | [13 empty] | Connected | 24.66 | 25 | 26.3158 | 0.06 | 0.0632 | 2016-03-23 | [13 empty] | 2022-09-04 01:02
1470000534113 | 1415501313003 | Lyreco uk ltd | Telford, deer park court | Unit 5 | Deer Park Court, Donnington Wood | Telford | Shropshire | TF2 7NB | United Kingdom | 371468 | 312037 | Ironbridge 132Kv S Stn | Ketley 132Kv S Stn | Snedshill 33 11Kv S Stn | 11 | Western Power Distribution (West Midlands) Plc | Solar | Photovoltaic | No |  | 0 | 3.821 | Stored Energy (all stored energy irrespective of the original energy source) | Storage - Electrochemical (Batteries) | No |  | 0 | 0.525 | [7 empty] | Connected | 4.346 | 3.661 | 3.8537 | 1.3 | 1.3684 | 2017-11-02 | [13 empty] | 2022-09-04 01:02
1470000535890 | 1470000535881 | Inrg (solar parks) 14 ltd | Lower fields (mount) farm | Lower Fields | Mount Farm, Longdon Hill, Wickhampton | Evesham | Worcestershire | WR11 7RP | United Kingdom | 404982 | 239893 | Feckenham 66 11Kv S Stn | Feckenham 66/11Kv |  | 66 | Western Power Distribution (West Midlands) Plc | Solar | Photovoltaic | No |  | 0 | 17 | [13 empty] | Connected | 17 | 17 | 17.8947 | 0.035 | 0.0368 | 2016-03-23 | [13 empty] | 2022-09-04 01:02
1470000540552 | 1470000540543 | Beegreen solar ltd | Yorkley farm | Yorkley Court Farm |  | Yorkley | Gloucestershire | GL15 4TY | United Kingdom | 363299 | 204959 | Port Ham 132Kv S Stn | Lydney 33Kv S Stn |  | 33 | Western Power Distribution (West Midlands) Plc | Solar | Photovoltaic | No |  | 0 | 5 | [13 empty] | Connected | 5 | 5 | 5.2632 | 0.05 | 0.0526 | 2015-12-16 | [13 empty] | 2022-09-04 01:02
1470000542806 | 1470000542790 | Actrees solar power limited | Actrees farm |  | Heathfield, Alkington | Berkeley | Gloucestershire | GL13 9PP | United Kingdom | 370204 | 198445 | Iron Acton 132Kv S Stn | Ryeford 132Kv S Stn |  | 33 | Western Power Distribution (West Midlands) Plc | Solar | Photovoltaic | No |  | 0 | 4.5 | [13 empty] | Connected | 4.5 | 4.5 | 4.7368 | 0.02 | 0.021 | 2016-01-15 | [13 empty] | 2022-09-04 01:02
1470000542842 | 1470000542833 | Uk capacity reserve limited | Uk capacity reserve ltd |  | Former Gas Works Site, Bristol Road | Gloucester | Gloucestershire | GL2 5YA | United Kingdom | 381992 | 215882 | Port Ham 132Kv S Stn | Castle Meads 33Kv S Stn | Tuffley 33 11Kv S Stn | 33 | Western Power Distribution (West Midlands) Plc | Fossil - Gas | Engine (combustion / reciprocating) | No |  | 0 | 20 | [13 empty] | Connected | 20 | 20 | 21.0526 | 0.025 | 0.0263 | 2016-08-01 | [13 empty] | 2022-09-04 01:02
1470000544014 | 1460001651740 | Dpd group uk limited | Dpd group uk limited | Dpd Group Uk Limited, - | Broadwell Road | Oldbury |  | B69 4DA | United Kingdom | 399689 | 289615 | Oldbury 132Kv | Oldbury B 132Kv | Oldbury B 11Kv | 11 | Western Power Distribution (West Midlands) Plc | Solar | Photovoltaic | No |  | 0 | 1 | [13 empty] | Connected | 1 | 0.499 | 0.5253 | 1.26 | 1.3263 | 2016-11-01 | [13 empty] | 2022-09-04 01:02
1470000544510 | 1460001835750 | Severn trent water limited | Trimpley water treatment works | - | Trimpley Solar Park | Trimpley | Worcestershire | DY12 1PJ | United Kingdom | 377166 | 278959 | Bishops Wood 132Kv S Stn | Stourport 132 66 33Kv S Stn | Wribbenhall 33 11Kv S Stn | 11 | Western Power Distribution (West Midlands) Plc | Solar | Photovoltaic | No |  | 0 | 0.395 | [13 empty] | Connected | 0.395 | 0.395 | 0.4158 | 5.5 | 5.7895 | 2016-03-24 | [13 empty] | 2022-09-04 01:02
1470000545462 | 1460000490852 | Screwfix direct ltd | Stanley matthews way | Screwfix Direct Limited (Export), Stanley Matthews Way | Trentham Lakes South | Stoke-on-trent | Staffordshire | ST4 8GR | United Kingdom | 388518 | 342056 | Cellarhead 132Kv | Boothen 132Kv S Stn | Boothen 132/33/11Kv | 11 | Western Power Distribution (West Midlands) Plc | Solar | Photovoltaic | No |  | 0 | 1.485 | [13 empty] | Connected | 1.485 | 1.485 | 1.5632 | 1.27 | 1.3368 | 2015-12-14 | [13 empty] | 2022-09-04 01:02
1470000548427 | 1470000548418 | Lightsource spv 39 ltd | Sheriffhales solar farm | Sheriffhales Solar Farm | Sheriffhales, Shifnal | Telford | Shropshire | TF11 8QY | United Kingdom | 374816 | 312505 | Ironbridge 132Kv S Stn | Ketley 132Kv S Stn |  | 33 | Western Power Distribution (West Midlands) Plc | Solar | Photovoltaic | No |  | 0 | 6.85 | [13 empty] | Connected | 6.85 | 6.85 | 7.2105 | 0.05 | 0.0526 | 2015-12-15 | [13 empty] | 2022-09-04 01:02
1470000552441 | 1470000552432 | Upper wick solar park ltd | Upper wick solar farm | Upper Farm | Manor Farm, Upper Wick | Dursley | Gloucestershire | GL11 6DE | United Kingdom | 372225 | 196481 | Iron Acton 132Kv S Stn | Ryeford 132Kv S Stn |  | 33 | Western Power Distribution (West Midlands) Plc | Solar | Photovoltaic | No |  | 0 | 4.2 | [13 empty] | Connected | 4.2 | 4.2 | 4.4211 | 0.05 | 0.0526 | 2015-12-18 | [13 empty] | 2022-09-04 01:02
1470000552530 | 1470000552520 | Sunventures 3 ltd | Box road solar park |  | Box Road, Cam | Dursley | Gloucestershire | GL2 7AG | United Kingdom | 375261 | 202255 | Iron Acton 132Kv S Stn | Ryeford 132Kv S Stn | Dursley 33 11Kv S Stn | 11 | Western Power Distribution (West Midlands) Plc | Solar | Photovoltaic | No |  | 0 | 1.5 | [13 empty] | Connected | 1.5 | 1.5 | 1.5789 | 0.05 | 0.0526 | 2016-02-01 | [13 empty] | 2022-09-04 01:02
1470000568033 | 1470000568024 | G owens & son | Green farm solar | Green Farm | Allensmore | Hereford | Herefordshire | HR2 9AH | United Kingdom | 346973 | 235655 | Bishops Wood 132Kv S Stn | Hereford 66Kv S Stn | Hereford South 66 11Kv S Stn | 11 | Western Power Distribution (West Midlands) Plc | Solar | Photovoltaic | No |  | 0 | 1 | [13 empty] | Connected | 1 | 1 | 1.0526 | 0.105 | 0.1105 | 2016-03-01 | [13 empty] | 2022-09-04 01:02
1470000575810 | 1470000575820 | Sheep shed solar limited | Sheep shed drayton manor farm | Sheep Shed, Drayton Manor Farm | Alcester Road | Stratford upon avon | Warwickshire | CV37 9RQ | United Kingdom | 416050 | 255306 | Feckenham 66 11Kv S Stn | Feckenham 66/11Kv | Drayton Farm North 66/11Kv | 11 | Western Power Distribution (West Midlands) Plc | Solar | Photovoltaic | No |  | 0 | 4.208 | [13 empty] | Connected | 4.208 | 4.208 | 4.4295 | 0.05 | 0.0526 | 2016-03-31 | [13 empty] | 2022-09-04 01:02
1470000576629 | 1470000576638 | Brookside solar farm limited | Brookside drayton manor fm | Brookside, Drayton Manor Farm | Alcester Road | Stratford upon avon | Warwickshire | CV37 9RQ | United Kingdom | 415509 | 254767 | Feckenham 66 11Kv S Stn | Feckenham 66/11Kv | Drayton Farm North 66/11Kv | 11 | Western Power Distribution (West Midlands) Plc | Solar | Photovoltaic | No |  | 0 | 4.125 | [13 empty] | Connected | 4.125 | 4.125 | 4.3421 | 0.05 | 0.0526 | 2016-03-31 | [13 empty] | 2022-09-04 01:02
1470000576647 | 1470000576656 | Leys solar energy cic | The leys drayton manor fm | The Lays | Drayton Manor Farm, Alcester Road | Stratford upon avon | Warwickshire | CV37 9RQ | United Kingdom | 416225 | 255269 | Feckenham 66 11Kv S Stn | Feckenham 66/11Kv | Drayton Farm North 66/11Kv | 11 | Western Power Distribution (West Midlands) Plc | Solar | Photovoltaic | No |  | 0 | 4.18 | Stored Energy (all stored energy irrespective of the original energy source) | Storage - Electrochemical (Batteries) | No |  | 0 | 0.8 | [7 empty] | Connected | 4.98 | 4.18 | 4.4 | 0.05 | 0.0526 | 2016-08-19 | [13 empty] | 2022-09-04 01:02
1470000576665 | 1470000576692 | The rushes solar limited | The rushes drayton manor farm | The Rushes, Drayton Manor Farm | Alcester Road | Stratford upon avon | Warwickshire | CV37 9RQ | United Kingdom | 415454 | 255630 | Feckenham 66 11Kv S Stn | Feckenham 66/11Kv | Drayton Farm North 66/11Kv | 11 | Western Power Distribution (West Midlands) Plc | Solar | Photovoltaic | No |  | 0 | 4.18 | [13 empty] | Connected | 4.18 | 4.18 | 4.4 | 0.05 | 0.0526 | 2016-03-31 | [13 empty] | 2022-09-04 01:02
1470000576726 | 1470000576735 | Beeches solar limited | The beeches drayton manor farm | Beeches, Drayton Manor Farm | Alcester Road | Stratford upon avon | Warwickshire | CV37 9RQ | United Kingdom | 415929 | 254873 | Feckenham 66 11Kv S Stn | Feckenham 66/11Kv | Drayton Farm North 66/11Kv | 11 | Western Power Distribution (West Midlands) Plc | Solar | Photovoltaic | No |  | 0 | 4.235 | [13 empty] | Connected | 4.235 | 4.635 | 4.8789 | 0.45 | 0.4737 | 2016-03-31 | [13 empty] | 2022-09-04 01:02
1470000580165 | 1470000592931 | New nrg 03 limited | Lower venn solar farm | Solar Farm, , Lower Venn | Sutton St Nicholas | Hereford | Herefordshire | HR1 3HL | United Kingdom | 354281 | 249136 | Bishops Wood 132Kv S Stn | Hereford 66Kv S Stn | Bodenham 66 11Kv S Stn | 11 | Western Power Distribution (West Midlands) Plc | Solar | Photovoltaic | No |  | 0 | 4.5 | [13 empty] | Connected | 4.5 | 4.5 | 4.7368 | 0.1 | 0.1053 | 2016-03-30 | [13 empty] | 2022-09-04 01:02
1470000581336 | 1470000581363 | Gretton solar farm ltd | Lower stanley fm |  | Lower Stanley Farm, Gretton | Winchcombe | Gloucestershire | GL54 5HQ | United Kingdom | 399915 | 231863 | Port Ham 132Kv S Stn | Cheltenham 66Kv S Stn | Alderton 66 11Kv S Stn | 11 | Western Power Distribution (West Midlands) Plc | Solar | Photovoltaic | No |  | 0 | 3.85 | [13 empty] | Connected | 3.85 | 3.85 | 4.0526 | 0.05 | 0.0526 | 2016-03-21 | [13 empty] | 2022-09-04 01:02
1470000597070 | 1470000597061 | Ssr astley solar limited | Astley farm solar farm | Astley Farm | Six Ashes | Bridgnorth | Shropshire | WV15 6ER | United Kingdom | 378085 | 285547 | Bishops Wood 132Kv S Stn | Stourport 132 66 33Kv S Stn |  | 33 | Western Power Distribution (West Midlands) Plc | Solar | Photovoltaic | No |  | 0 | 4.45 | [13 empty] | Connected | 4.45 | 4.45 | 4.6842 | 0.08 | 0.0842 | 2016-03-31 | [13 empty] | 2022-09-04 01:02
1470000601391 | 1424233200000 | Severn trent water limited | Worcester stw | Worcester Sewage Treatment Works | Bromwich Road | Worcester | Worcestershire | WR2 4ZP | United Kingdom | 384291 | 253604 | Bishops Wood 132Kv S Stn | Worcester 132Kv S Stn | Worcester 132/11Kv | 11 | Western Power Distribution (West Midlands) Plc | Solar | Photovoltaic | No |  | 0 | 1.5 | [13 empty] | Connected | 1.5 | 1.5 | 1.5789 | 1.2 | 1.2632 | 2016-03-24 | [13 empty] | 2022-09-04 01:02
1470000615998 | 1428096500001 | Severn trent water limited | Frankley water treatment works | Export Sec A | Frankley Solar Park | Frankley | Warwickshire | B31 1LU | United Kingdom | 400820 | 280106 | Kitwell 132Kv S Stn | Rednal 132Kv S Stn | Rednal 132/11Kv | 11 | Western Power Distribution (West Midlands) Plc | Solar | Photovoltaic | No |  | 0 | 0.5 | [13 empty] | Connected | 0.5 | 0.5 | 0.5263 | 10 | 10.5263 | 2015-12-18 | [13 empty] | 2022-09-04 01:02
1470000616004 | 1428096500001 | Severn trent water limited | Frankley water treatment works | Sec B | Frankley Solar Park | Frankley | Warwickshire | B31 1LU | United Kingdom | 400820 | 280106 | Kitwell 132Kv S Stn | Rednal 132Kv S Stn | Rednal 132/11Kv | 11 | Western Power Distribution (West Midlands) Plc | Solar | Photovoltaic | No |  | 0 | 0.5 | [13 empty] | Connected | 0.5 | 0.5 | 0.5263 | 10 | 10.5263 | 2015-12-18 | [13 empty] | 2022-09-04 01:02
1470000621955 | 1470000621946 | Sheriffhales solar community interest company | Sheriffhales cic |  | Sheriffhales Cic, Sheriffhales Farm, Sheriffhales | Shifnal | Shropshire | TF11 8QY | United Kingdom | 374816 | 312505 | Ironbridge 132Kv S Stn | Ketley 132Kv S Stn |  | 33 | Western Power Distribution (West Midlands) Plc | Solar | Photovoltaic | No |  | 0 | 2.65 | [13 empty] | Connected | 2.65 | 2.65 | 2.7895 | 0.027 | 0.0284 | 2016-06-24 | [13 empty] | 2022-09-04 01:02
1470000622267 | 1470000283469 | Marks and spencer plc | Wolstanton retail park | M&S | Wolstanton Retail Park, Wolstatnton | Newcastle | Staffordshire | ST5 0AP | United Kingdom | 385942 | 348157 | Cellarhead 132Kv | Newcastle 132Kv S Stn | Newcastle 132/11Kv | 11 | Western Power Distribution (West Midlands) Plc | Fossil - Oil | Engine (combustion / reciprocating) | No |  | 0 | 0.382 | [13 empty] | Connected | 0.382 | 0.382 | 0.4021 | 1.2 | 1.2632 | 2016-07-01 | [13 empty] | 2022-09-04 01:02
1470000622693 | 1460000751295 | Safran landing systems services uk ltd | Cheltenham road | Unit 1 | Messier Services, Cheltenham Road |  |  | GL2 9QH | United Kingdom | 388302 | 222037 | Port Ham 132Kv S Stn | Castle Meads 33Kv S Stn | Rotol 33 11Kv S Stn | 11 | Western Power Distribution (West Midlands) Plc | Stored Energy (all stored energy irrespective of the original energy source) | Storage - Electrochemical (Batteries) | Yes |  | 0 | 0.576 | Solar | Photovoltaic | No |  | 0 | 0.065 | [7 empty] | Connected | 0.641 | 1.674 | 1.7621 | 2 | 2.1053 | 2017-03-28 | [13 empty] | 2022-09-04 01:02
1470000629350 | 1470000629360 | Alkane energy cm limited | Telford energy park halesfield 23 | Halesfield 23 | Soverign Park | Telford | Shropshire | TF7 4NZ | United Kingdom | 371555 | 306029 | Ironbridge 132Kv S Stn | Ironbridge 132 33Kv S Stn | Halesfield 33 11Kv S Stn | 11 | Western Power Distribution (West Midlands) Plc | Fossil - Gas | Engine (combustion / reciprocating) | No |  | 0 | 4.082 | [13 empty] | Connected | 4.082 | 4.082 | 4.2968 | 0.05 | 0.0526 | 2016-09-01 | [13 empty] | 2022-09-04 01:02
1470000631002 | 1470000630996 | Wolverhampton power limited | Chillington works industrial estate | Welsh Power, 2 | Kingsway, Fourth Floor | Cardiff |  | CF10 3FD | United Kingdom | 392757 | 298275 | Willenhall 132 25Kv S Stn | Wolverhampton 132Kv S Stn | Wolverhampton 132/33/11Kv | 33 | Western Power Distribution (West Midlands) Plc | Fossil - Gas | Engine (combustion / reciprocating) | No |  | 0 | 16 | [13 empty] | Connected | 16 | 16.842 | 17.7284 | 0.325 | 0.3421 | 2017-10-01 | [13 empty] | 2022-09-04 01:02
1470000633082 | 1470000633073 | Granville road solar limited | Telford granville road solar farm | Muxton Lane | Muxton | Telford | Shropshire | TF2 7QG | United Kingdom | 372289 | 313200 | Ironbridge 132Kv S Stn | Ketley 132Kv S Stn | Donnington 33 11Kv S Stn | 11 | Western Power Distribution (West Midlands) Plc | Solar | Photovoltaic | No |  | 0 | 5.102 | [13 empty] | Connected | 5.102 | 5.102 | 5.3705 | 0.112 | 0.1179 | 2016-08-08 | [13 empty] | 2022-09-04 01:02
1470000638499 | 1470000638513 | Lucern solar cic | Lucern solar drayton farm stratford | Lucern Farm | Alcester Road | Stratford-upon-avon | Warwickshire | CV37 9RG | United Kingdom | 415073 | 255609 | Feckenham 66 11Kv S Stn | Feckenham 66/11Kv | Drayton Farm North 66/11Kv | 11 | Western Power Distribution (West Midlands) Plc | Solar | Photovoltaic | No |  | 0 | 4.993 | [13 empty] | Connected | 4.993 | 4.993 | 5.2558 | 1.05 | 1.1053 | 2016-09-01 | [13 empty] | 2022-09-04 01:02
1470000638587 | 1470000638596 | West midlands community energy cic | The willows drayton farm stratford upon avon | The Willows | Drayton Manor Farm, Alcester Road | Stratford-upon-avon | Warwickshire | CV37 9TQ | United Kingdom | 415796 | 254678 | Feckenham 66 11Kv S Stn | Feckenham 66/11Kv | Drayton Farm North 66/11Kv | 11 | Western Power Distribution (West Midlands) Plc | Solar | Photovoltaic | No |  | 0 | 5.215 | [13 empty] | Connected | 5.215 | 4.015 | 4.2263 | 0.05 | 0.0526 | 2016-08-21 | [13 empty] | 2022-09-04 01:02
1470000638620 | 1470000638639 | Warwickshire community energy cic | Poplars drayton manor farm | Poplars | Drayton Farm, Alcester Road | Stratford-upon-avon | Warwickshire | CV37 9RQ | United Kingdom | 415871 | 254717 | Feckenham 66 11Kv S Stn | Feckenham 66/11Kv | Drayton Farm North 66/11Kv | 11 | Western Power Distribution (West Midlands) Plc | Solar | Photovoltaic | No |  | 0 | 5.408 | [13 empty] | Connected | 5.408 | 4.208 | 4.4295 | 0.05 | 0.0526 | 2016-09-01 | [13 empty] | 2022-09-04 01:02
1470000638709 | 1470000638718 | The oaks solar cic | The oaks drayton farm stratford upon avon | The Oaks | Drayton Manor Farm, Alcester Road | Stratford-upon-avon | Warwickshire | CV37 9RG | United Kingdom | 415392 | 255324 | Feckenham 66 11Kv S Stn | Feckenham 66/11Kv | Drayton Farm North 66/11Kv | 11 | Western Power Distribution (West Midlands) Plc | Solar | Photovoltaic | No |  | 0 | 4.993 | [13 empty] | Connected | 4.993 | 4.993 | 5.2558 | 1.05 | 1.1053 | 2016-09-01 | [13 empty] | 2022-09-04 01:02
1470000641881 | 1470000641872 | Sbc moneystone limited | Moneystone quarry pv farm | Moneystone Quarry | Black Lane, Whiston, Cheadle | Stoke-on-trent | Staffordshire | ST10 2DZ | United Kingdom | 404564 | 345734 | Cellarhead 132Kv | Forsbrook 33Kv S Stn |  | 33 | Western Power Distribution (West Midlands) Plc | Solar | Photovoltaic | No |  | 0 | 4.208 | [13 empty] | Connected | 4.208 | 4.208 | 4.4295 | 0.16 | 0.1684 | 2017-01-31 | [13 empty] | 2022-09-04 01:02
1470000644828 | 1470000161840 | Pickstock telford ltd | Telford, hortonwood 45 | **Export**, Pickstock Telford Limited | Hortonwood 45 | Telford | Shropshire | TF1 7FA | United Kingdom | 368179 | 314111 | Ironbridge 132Kv S Stn | Ironbridge 400/132Kv | Hortonwood 132 11Kv S Stn | 11 | Western Power Distribution (West Midlands) Plc | Biofuel - Landfill gas | Gas turbine (OCGT) | No |  | 0 | 0.526 | [13 empty] | Connected | 0.526 | 0.526 | 0.5537 | 2 | 2.1053 | 2016-07-25 | [13 empty] | 2022-09-04 01:02
1470000653594 | 1470000653600 | Sun and soil renewable 16 limited | Abbots morton morton wood solar plant | Morton Wood Solar Plant | Morton Wood Lane, Abbots Morton | Worcester | Worcestershire | WR7 4LU | United Kingdom | 403051 | 253674 | Feckenham 66 11Kv S Stn | Feckenham 66/11Kv | Bevington 66 11Kv S Stn | 11 | Western Power Distribution (West Midlands) Plc | Solar | Photovoltaic | No |  | 0 | 4.58 | [13 empty] | Connected | 4.58 | 4.58 | 4.821 | 0.15 | 0.1579 | 2016-10-01 | [13 empty] | 2022-09-04 01:02
1470000666325 | 1470000666307 | Westland nurseries (offenham) ltd | Westland nurseries (offenham) ltd | Westland Nurseries | Station Road, Offenham | Evesham |  | WR11 8LW | United Kingdom |  |  | Feckenham 66 11Kv S Stn | Feckenham 66/11Kv | Evesham 66 11Kv S Stn | 11 | Western Power Distribution (West Midlands) Plc | Fossil - Gas | Engine (combustion / reciprocating) | Yes |  | 0 | 1 | [13 empty] | Connected | 1 | 1 | 1.0526 | 1.9 | 2 | 2016-10-01 | [13 empty] | 2022-09-04 01:02
1470000668085 | 1470000743389 | Crompton technology group limited (ctg) | Crompton technology group limited | Crompton Technology Group Limited, Unit 1 | Chalker Way | Banbury | Banbury Oxfordshire | OX16 4XD | United Kingdom | 447359 | 240834 | East Claydon 132Kv S Stn | Banbury 132Kv S Stn | Banbury 132/11Kv | 11 | Western Power Distribution (West Midlands) Plc | Solar | Photovoltaic | No |  | 0 | 0.5 | [13 empty] | Connected | 0.5 | 0.5 | 0.5263 | 1.2 | 1.2632 | 2016-09-30 | [13 empty] | 2022-09-04 01:02
1470000668892 | 1470000668883 | Garreg lwyd energy ltd | Garreg lwyd wind farm |  | Garreg Lwyd Hill Farm | Felindre | Powys | LD7 1YR | United Kingdom | 313407 | 279954 | Bishops Wood 132Kv S Stn | Hereford 66Kv S Stn |  | 66 | Western Power Distribution (West Midlands) Plc | Wind | Onshore wind turbines | No |  | 0 | 34 | [13 empty] | Connected | 34 | 34.375 | 36.1842 | 0.36 | 0.379 | 2017-03-03 | [13 empty] | 2022-09-04 01:02
1470000671032 | 1460002083346 | Green frog power 214 limited | Northwick estate | Northwick Generation | Five Mile Drive, Upton Wold | Moreton | Gloucestershire | GL56 9TR | United Kingdom | 413694 | 235733 | Feckenham 66 11Kv S Stn | Feckenham 66/11Kv |  | 66 | Western Power Distribution (West Midlands) Plc | Fossil - Oil | Engine (combustion / reciprocating) | No |  | 0 | 36.72 | Solar | Photovoltaic | No |  | 0 | 3 | Biomass | Steam turbine (thermal power plant) | [5 empty] | Connected | 39.72 | 7.92 | 8.3368 | 1.52 | 1.6 | 2016-09-16 | [13 empty] | 2022-09-04 01:02
1470000672825 | 1470000387939 | Montgomeryshire natural spring water co | Montgomery natural spring water | Montgomery Natural Spring Water | Cross Likey, Churchstoke |  |  | SY15 6AR | United Kingdom | 328078 | 293693 | Shrewsbury 132Kv S Stn | Shrewsbury 132/33Kv | Priestweston 33 11Kv S Stn | 11 | Western Power Distribution (West Midlands) Plc | Solar | Photovoltaic | No |  | 0 | 0.25 | [13 empty] | Connected | 0.25 | 0.25 | 0.2632 | 1.3 | 1.3684 | 2016-09-22 | [13 empty] | 2022-09-04 01:02
1470000675161 | 1424780200000 | Cargill meats europe | Animal feed mill | - | Tram Inn | Allensmore |  | HR2 9AW | United Kingdom | 346329 | 233742 | Bishops Wood 132Kv S Stn | Hereford 66Kv S Stn | Hereford South 66 11Kv S Stn | 11 | Western Power Distribution (West Midlands) Plc | Biomass | Steam turbine (thermal power plant) | No |  | 0 | 0.264 | [13 empty] | Connected | 0.264 | 0.32 | 0.3368 | 1.9 | 2 | 2017-02-01 | [13 empty] | 2022-09-04 01:02
1470000685202 |  | Mona jakhu |  | 3, Faraday Gardens | Merridale Road | Wolverhampton |  | WV3 9EQ | United Kingdom | 389916 | 298089 | Penn 132Kv S Stn | Wolverhampton West 132Kv S Stn | Wolverhampton West 132/33/11Kv | 11 | Western Power Distribution (West Midlands) Plc | Solar | Photovoltaic | No |  | 0 | 1 | [13 empty] | Connected | 1 |  |  |  |  | 2017-12-14 | [13 empty] | 2022-09-04 01:02
1470000685211 |  | Mr kalbir thaker |  | 2, Faraday Gardens | Merridale Road | Wolverhampton | West Midlands | WV3 9EQ | United Kingdom | 389892 | 298093 | Penn 132Kv S Stn | Wolverhampton West 132Kv S Stn | Wolverhampton West 132/33/11Kv | 11 | Western Power Distribution (West Midlands) Plc | Solar | Photovoltaic | No |  | 0 | 1 | [13 empty] | Connected | 1 |  |  |  |  | 2017-12-14 | [13 empty] | 2022-09-04 01:02
1470000685220 |  | Mrs hana ahmed-salem ahmed |  | 1, Faraday Gardens | Merridale Road | Wolverhampton |  | WV3 9EQ | United Kingdom | 389881 | 298091 | Penn 132Kv S Stn | Wolverhampton West 132Kv S Stn | Wolverhampton West 132/33/11Kv | 11 | Western Power Distribution (West Midlands) Plc | Solar | Photovoltaic | No |  | 0 | 1 | [13 empty] | Connected | 1 |  |  |  |  | 2017-12-14 | [13 empty] | 2022-09-04 01:02
1470000697314 | 1470000381004 | Phoenix healthcare distribution ltd | Birmingham, unit 2 eddison road | Phoenix Medical Supply Ltd;Edison Road | Hams Hall Distribution Park, Coleshill | Birmingham |  | B46 1DA | United Kingdom | 420349 | 291252 | Lea Marston 132Kv S Stn | Hams Hall South 132Kv S Stn | Hams Hall South 132/11Kv | 0.4 | Western Power Distribution (West Midlands) Plc | Solar | Photovoltaic | No |  | 0 | 1.9976 | Solar | Photovoltaic | No |  | 0 | 1.9976 | [7 empty] | Connected | 3.9952 | 0.25 | 0.2632 | 1 | 1.0526 | 2016-12-31 | [13 empty] | 2022-09-04 01:02
1470000707177 | 1470000707168 | Albrighton solar farm ltd | Harriet hayes solar farm |  | Harriet Hayes Lane, Albrighton | Wolverhampton | Shropshire | WV8 1RQ | United Kingdom | 383368 | 305018 | Bushbury D 132Kv | Bushbury C 132Kv S Stn | Albrighton 33 11Kv S Stn | 11 | Western Power Distribution (West Midlands) Plc | Solar | Photovoltaic | No |  | 0 | 4.08 | [13 empty] | Connected | 4.08 | 4.08 | 4.2947 | 0.05 | 0.0526 | 2016-02-01 | [13 empty] | 2022-09-04 01:02
1470000711058 | 1470000711049 | Henley solar farm ltd | Henley solar farm | Henley Solar Farm | Church Stretton | Shrewsbury | Shropshire | SY6 6QJ | United Kingdom | 345745 | 288525 | Bishops Wood 132Kv S Stn | Ludlow 132Kv S Stn |  | 33 | Western Power Distribution (West Midlands) Plc | Solar | Photovoltaic | No |  | 0 | 4 | [13 empty] | Connected | 4 | 4 | 4.2105 | 0.05 | 0.0526 | 2017-03-21 | [13 empty] | 2022-09-04 01:02
1470000715503 | 1470000715498 | Nextenergy solar holdings vi limited | Ludlow land at henley hall farm | Henley Solar Farm | Henley Hall | Ludlow | Shropshire | SY8 3HD | United Kingdom | 353844 | 274828 | Bishops Wood 132Kv S Stn | Ludlow 132Kv S Stn | Ludlow 132/66/33/11Kv | 11 | Western Power Distribution (West Midlands) Plc | Solar | Photovoltaic | No |  | 0 | 4.12 | [13 empty] | Connected | 4.12 | 4.12 | 4.3368 | 0.05 | 0.0526 | 2017-03-10 | [13 empty] | 2022-09-04 01:02
1470000716580 | 1470000716570 | Wel solar park 21 ltd | Wr6 5ls cotheridge otherton lane otherton farm | Otherton Farm | Otherton Lane, Cotheridge | Worcester | Worcestershire | WR6 5LS | United Kingdom | 380571 | 254189 | Bishops Wood 132Kv S Stn | Worcester 132Kv S Stn | Worcester 132/11Kv | 11 | Western Power Distribution (West Midlands) Plc | Solar | Photovoltaic | No |  | 0 | 2 | [13 empty] | Connected | 2 | 2 | 2.1053 | 0.15 | 0.1579 | 2017-03-03 | [13 empty] | 2022-09-04 01:02
1470000717547 | 1470000717538 | Conrad (sudmeadow) limited | Sudmeadow road (gas peaking) |  | The Docks, Sudmeadow Road | Gloucester | Gloucestershire | GL2 5HS | United Kingdom | 381895 | 218536 | Port Ham 132Kv S Stn | Castle Meads 33Kv S Stn |  | 33 | Western Power Distribution (West Midlands) Plc | Fossil - Gas | Engine (combustion / reciprocating) | No |  | 0 | 0.0412 | [13 empty] | Connected | 0.0412 | 41.76 | 43.9579 | 1.5 | 1.5789 | 2017-02-22 | [13 empty] | 2022-09-04 01:02
1470000718285 | 1470000535863 | Jaguar land rover limited | Jlr emc i54 - module 4 | Export Supply 1, Jaguar Land Rover | Innovation Drive | Wolverhampton | West Midlands | WV9 5GA | United Kingdom | 390426 | 303643 | Bushbury D 132Kv | Bushbury C 132Kv S Stn | I54 Busines Park 33/11Kv | 11 | Western Power Distribution (West Midlands) Plc | Solar | Photovoltaic | No |  | 0 | 1.025 | Fossil - Oil | Engine (combustion / reciprocating) | No |  | 0 | 0.8 | [7 empty] | Connected | 1.825 | 1.025 | 1.0789 | 20 | 21.0526 | 2017-03-13 | [13 empty] | 2022-09-04 01:02
1470000718294 | 1470000535863 | Jaguar land rover limited | Jlr emc i54 - module 4 | Export Supply 2, Jaguar Land Rover | Innovation Drive | Wolverhampton | West Midlands | WV9 5GA | United Kingdom | 390426 | 303643 | Bushbury D 132Kv | Bushbury C 132Kv S Stn | I54 Busines Park 33/11Kv | 11 | Western Power Distribution (West Midlands) Plc | Solar | Photovoltaic | No |  | 0 | 1.025 | Fossil - Oil | Engine (combustion / reciprocating) | No |  | 0 | 0.8 | [7 empty] | Connected | 1.825 | 1.025 | 1.0789 | 20 | 21.0526 | 2017-03-13 | [13 empty] | 2022-09-04 01:02
1470000721083 | 1470000546944 | Jaguar land rover limited | Jaguar land rover | Jlr Fen End | Oldwych Lane East, Fen End | Kenilworth | Warwickshire | CV8 1QZ | United Kingdom | 422448 | 273975 | Lea Marston 132Kv S Stn | Copt Heath 132Kv S Stn | Copt Heath 132/11Kv | 11 | Western Power Distribution (West Midlands) Plc | Solar | Photovoltaic | No |  | 0 | 0.2484 | [13 empty] | Connected | 0.2484 | 0.249 | 0.2621 | 7 | 7.3684 | 2016-10-31 | [13 empty] | 2022-09-04 01:02
1470000721117 | 1470000721092 | Wel solar park 19 limited | Home farm | Home Farm | Brockhampton Lane, Swindon Village | Cheltenham | Gloucestershire | GL51 9RS | United Kingdom | 393922 | 226330 | Port Ham 132Kv S Stn | Cheltenham 66Kv S Stn | Bishops Cleeve 66 11Kv S Stn | 11 | Western Power Distribution (West Midlands) Plc | Solar | Photovoltaic | No |  | 0 | 4.5 | [13 empty] | Connected | 4.5 | 4.5 | 4.7368 | 0.05 | 0.0526 | 2017-03-01 | [13 empty] | 2022-09-04 01:02
1470000722272 | 1470000722263 | Rcma stratford ltd | Rcma stratford ltd | Camgrain Grain Store | Atherstone Airfield, Atherston On Stour | Stratford upon avon |  | CV37 8BE | United Kingdom | 421297 | 251507 | Feckenham 66 11Kv S Stn | Feckenham 66/11Kv | Stratford 66 11Kv S Stn | 11 | Western Power Distribution (West Midlands) Plc | Fossil - Gas | Engine (combustion / reciprocating) | Yes |  | 0 | 1.864 | [13 empty] | Connected | 1.864 | 0.25 | 0.2632 | 3 | 3.1579 | 2017-08-01 | [13 empty] | 2022-09-04 01:02
1470000723578 | 1470000723569 | High point solar ltd | High point farm | High Point Solar Farm | Neen Sollars | Kidderminster | Worcestershire | DY14 9AD | United Kingdom | 366614 | 270931 | Bishops Wood 132Kv S Stn | Ludlow 132Kv S Stn |  | 33 | Western Power Distribution (West Midlands) Plc | Solar | Photovoltaic | No |  | 0 | 3.33 | [13 empty] | Connected | 3.33 | 4.77 | 5.021 | 0.05 | 0.0526 | 2017-03-31 | [13 empty] | 2022-09-04 01:02
1470000728511 | 1470000728371 | Blackwell grange solar farm ltd | Blackwell grange solar farm | Blackwell Grange Solar Farm | Blackwell | Shipston on stour | Warwickshire | CV36 4PF | United Kingdom | 422866 | 243274 | Feckenham 66 11Kv S Stn | Feckenham 66/11Kv | Shipston 66 11Kv S Stn | 11 | Western Power Distribution (West Midlands) Plc | Solar | Photovoltaic | No |  | 0 | 4.16 | [13 empty] | Connected | 4.16 | 4.16 | 4.3789 | 0.15 | 0.1579 | 2017-03-31 | [13 empty] | 2022-09-04 01:02
1470000732313 | 1470000732304 | Noriker staunch limited | Staunch standby generation | Staunch Standby Generation | Holditch House, Holditch Road | Newcastle | Under Lyne Staffordshire | ST5 9JQ | United Kingdom | 383656 | 348437 | Cellarhead 132Kv |  | Newcastle 33Kv S Stn | 33 | Western Power Distribution (West Midlands) Plc | Fossil - Oil | Engine (combustion / reciprocating) | No |  | 0 | 20 | Stored Energy (all stored energy irrespective of the original energy source) | Storage - Electrochemical (Batteries) | No |  | 0 | 20 | [7 empty] | Connected | 40 | 20 | 21.0526 | 0.5 | 0.5263 | 2017-03-07 | [13 empty] | 2022-09-04 01:02
1470000733283 | 1470000733274 | Redditch peaking power limited | Isis house stor |  | Howard Road Stor | Redditch | Worcestershire | B98 7SE | United Kingdom | 406155 | 265808 | Feckenham 66 11Kv S Stn | Feckenham 66/11Kv |  | 66 | Western Power Distribution (West Midlands) Plc | Fossil - Gas | Engine (combustion / reciprocating) | No |  | 0 | 20 | [13 empty] | Connected | 20 | 20 | 21.0526 | 0.2 | 0.2105 | 2017-06-01 | [13 empty] | 2022-09-04 01:02
1470000744930 | 1470000744921 | Rochester 007 ltd | Heywood grange farm |  | Heywood Grange, Tickhill Lane, Dilhorne | Stoke-on-trent | Staffordshire | ST10 2PL | United Kingdom | 396425 | 344934 | Cellarhead 132Kv | Forsbrook 33Kv S Stn |  | 33 | Western Power Distribution (West Midlands) Plc | Solar | Photovoltaic | No |  | 0 | 4.18 | Stored Energy (all stored energy irrespective of the original energy source) | Storage - Electrochemical (Batteries) | No |  | 0 | 1 | [7 empty] | Connected | 5.18 | 5.18 | 5.4526 | 1.08 | 1.1368 | 2017-03-21 | [13 empty] | 2022-09-04 01:02
1470000744959 | 1470000744921 | Rochester 007 ltd | Heywood grange farm | Battery | Heywood Grange, Tickhill Lane, Dilhorne | Stoke-on-trent | Staffordshire | ST10 2PL | United Kingdom | 396425 | 344934 | Cellarhead 132Kv | Forsbrook 33Kv S Stn |  | 33 | Western Power Distribution (West Midlands) Plc | Solar | Photovoltaic | No |  | 0 | 4.18 | Stored Energy (all stored energy irrespective of the original energy source) | Storage - Electrochemical (Batteries) | No |  | 0 | 1 | [7 empty] | Connected | 5.18 | 5.18 | 5.4526 | 1.08 | 1.1368 | 2017-03-21 | [13 empty] | 2022-09-04 01:02
1470000745048 | 1470000745039 | Gdl upper meadowly limited | Upper meadowly pv farm | Upper Meadowley Farm | Upton Cressett | Bridgnorth | Shropshire | WV16 6UQ | United Kingdom | 366763 | 292535 | Ironbridge 132Kv S Stn | Ironbridge 132 33Kv S Stn |  | 33 | Western Power Distribution (West Midlands) Plc | Solar | Photovoltaic | No |  | 0 | 5.6 | [13 empty] | Connected | 5.6 | 5 | 5.2632 | 0.08 | 0.0842 | 2017-03-31 | [13 empty] | 2022-09-04 01:02
1470000785430 | 1470000785421 | Sustainable energy centre ltd | Syntech energy | Spreadeagle Works | Portway Road | Wednesbury | West Midlands | WS10 7DZ | United Kingdom | 398062 | 295001 | Ocker Hill C 132Kv S Stn |  | Ocker Hill B 132/33/11Kv | 11 | Western Power Distribution (West Midlands) Plc | Biofuel - Landfill gas | Gas turbine (OCGT) | No |  | 0 | 3.8 | [13 empty] | Connected | 3.8 | 3.8 | 4 | 0.2 | 0.2105 | 2017-11-01 | [13 empty] | 2022-09-04 01:02
1470000806514 | 1425304200006 | Gloucestershire hospitals subsidiary company ltd | Gloucester royal hospital | Gloucester Royal Hospital | Great Western Road | Gloucester | Gloucestershire | GL1 3NN | United Kingdom | 384117 | 218670 | Port Ham 132Kv S Stn | Castle Meads 33Kv S Stn | Commercial Rd 33 11Kv S Stn | 11 | Western Power Distribution (West Midlands) Plc | Fossil - Oil | Engine (combustion / reciprocating) | No |  | 0 | 5.02 | Fossil - Gas | Gas turbine (OCGT) | Yes |  | 0 | 2.535 | [7 empty] | Connected | 7.555 | 6.843 | 7.2032 | 7 | 7.3684 | 2020-02-01 | [13 empty] | 2022-09-04 01:02
1470000857244 | 1470000857235 | Ubb waste (gloucestershire) limited | Javelin park | Javelin Park | Bath Road | Haresfield | Stonehouse | GL10 3ET | United Kingdom | 379916 | 210448 | Iron Acton 132Kv S Stn | Ryeford 132Kv S Stn | Javelin Park Efw | 33 | Western Power Distribution (West Midlands) Plc | Waste | Steam turbine (thermal power plant) | No |  | 0 | 22 | [13 empty] | Connected | 22 | 22 | 23.1579 | 4 | 4.2105 | 2018-09-01 | [13 empty] | 2022-09-04 01:02
1470000878086 | 1470000878068 | Rock energy storage ltd | Rock farm ess | Squirrel Lane | Rock Green | Ludlow | Shorpshire | SY8 2DS | United Kingdom | 352943 | 275719 | Bishops Wood 132Kv S Stn | Ludlow 132Kv S Stn | Rock Farm Ess | 33 | Western Power Distribution (West Midlands) Plc | Stored Energy (all stored energy irrespective of the original energy source) | Storage - Electrochemical (Batteries) | No |  | 0 | 20 | [13 empty] | Connected | 20 | 20 | 21.0526 | 20 | 21.0526 | 2018-04-23 | [13 empty] | 2022-09-04 01:02
1470000883208 | 1470000883192 | Lavant power ltd | Hinksford farm | Hinksford Farm | Hinksford Lane | Kingswinford | West Midlands | DY6 0BH | United Kingdom | 386779 | 290059 | Penn 132Kv S Stn | Hinksford 132Kv S Stn |  | 33 | Western Power Distribution (West Midlands) Plc | Fossil - Gas | Gas turbine (OCGT) | No |  | 0 | 20 | [13 empty] | Connected | 20 | 20 | 21.0526 | 0.1 | 0.1053 | 2018-09-10 | [13 empty] | 2022-09-04 01:02
1470000914600 | 1470000281249 | Jaguar land rover limited | Birmingham jaguar no5 | Jaguar Cars No5, Jaguar Cars Limited | Chester Road, Castle Bromwich | Birmingham |  | B35 7RA | United Kingdom | 413720 | 290910 | Nechells East 132Kv S Stn | Castle Bromwich 132 11Kv S Stn | Castle Bromwich 132/11Kv | 11 | Western Power Distribution (West Midlands) Plc | Solar | Photovoltaic | No |  | 0 | 0.25 | [13 empty] | Connected | 0.25 | 0.25 | 0.2632 | 7.5 | 7.8947 | 2015-12-15 | [13 empty] | 2022-09-04 01:02
1470000937769 | 1470000937750 | Larport energy storage limited | Larport farm bess | Larport Energy Storage | Larport Farm, Clay Hill Pit | Hereford | Herefordshire | HR1 4EP | United Kingdom | 357485 | 239783 | Bishops Wood 132Kv S Stn | Hereford 66Kv S Stn |  | 66 | Western Power Distribution (West Midlands) Plc | Stored Energy (all stored energy irrespective of the original energy source) | Storage - Electrochemical (Batteries) | No |  | 0 | 20 | [13 empty] | Connected | 20 | 20 | 21.0526 | 20 | 21.0526 | 2018-08-31 | [13 empty] | 2022-09-04 01:02
1470000942801 | 1470000942796 | Hamble power limited | Hamble power, buse gases, johnsons bridge road, west bromwich | Buse Uk Limited, Feeder 1 Export | Whites Road | West bromwich | West Midlands | B71 1DG | United Kingdom | 399937 | 292684 | Ocker Hill C 132Kv S Stn |  | Black Lake 132/11Kv | 11 | Western Power Distribution (West Midlands) Plc | Fossil - Gas | Gas turbine (OCGT) | No |  | 0 | 18 | [13 empty] | Connected | 18 | 18 | 18.9474 | 0.8 | 0.8421 | 2019-09-29 | [13 empty] | 2022-09-04 01:02
1470000942820 | 1470000942796 | Hamble power limited | Hamble power, buse gases, johnsons bridge road, west bromwich | Buse Uk Limited, Feeder 2 Export | Whites Road | West bromwich | West Midlands | B71 1DG | United Kingdom | 399937 | 292684 | Ocker Hill C 132Kv S Stn |  | Black Lake 132/11Kv | 11 | Western Power Distribution (West Midlands) Plc | Fossil - Gas | Gas turbine (OCGT) | No |  | 0 | 18 | [13 empty] | Connected | 18 | 18 | 18.9474 | 0.8 | 0.8421 | 2019-09-29 | [13 empty] | 2022-09-04 01:02
1470000958095 | 1470000958086 | Shovel ready 11 ltd | Wolverhampton power house | Export Gas Peaking Power Plant, Wolverhampton Power House | Commercial Road | Wolverhampton |  | WV1 3QS | United Kingdom |  |  | Willenhall 132 25Kv S Stn | Wolverhampton 132Kv S Stn | Wolverhampton 132/33/11Kv | 11 | Western Power Distribution (West Midlands) Plc | Fossil - Gas | Gas turbine (OCGT) | Yes |  | 0 | 4.5 | [13 empty] | Connected | 4.5 | 4.5 | 4.7368 | 0.5 | 0.5263 | 2018-11-01 | [13 empty] | 2022-09-04 01:02
1470000961371 | 1470000961380 | Mercia power response (cuckoo rd) ltd | Birmingham wharton street |  | Wharton Street, Nechells | Birmingham | West Midlands | B7 5TR | United Kingdom | 409537 | 289677 | Nechells East 132Kv S Stn | Nechells West 132 25Kv S Stn | Nechells West 132/25/11Kv | 11 | Western Power Distribution (West Midlands) Plc | Fossil - Gas | Engine (combustion / reciprocating) | Yes |  | 0 | 8 | [13 empty] | Connected | 8 | 8 | 8.421 | 0.15 | 0.1579 | 2019-12-01 | [13 empty] | 2022-09-04 01:02
1470000965881 | 1426893200000 | Invista (uk) limited | Ermin street | Invista Gloucester | Ermin Street, Brockworth | Gloucester |  | GL3 4HP | United Kingdom | 388614 | 216284 | Port Ham 132Kv S Stn | Castle Meads 33Kv S Stn | Brockworth 33 11Kv S Stn | 11 | Western Power Distribution (West Midlands) Plc | Fossil - Gas | Engine (combustion / reciprocating) | Yes |  | 0 | 3.3 |  |  | Yes |  | 0 | 1.203 | [7 empty] | Connected | 4.503 | 0.099 | 0.1042 | 8 | 8.421 | 2021-05-27 | [13 empty] | 2022-09-04 01:02
1470000970881 | 1470000970872 | Sandwell power ltd | Sandwell power ltd, yard 40 bilport lane industrial estate | Yard 40 | Bilport Lane Industrial Estate, Bilport Lane | Wednesbury |  | WS10 0NT | United Kingdom | 398702 | 294036 | Ocker Hill C 132Kv S Stn | Ocker Hill B 132Kv S Stn | Sandwell Power | 33 | Western Power Distribution (West Midlands) Plc | Stored Energy (all stored energy irrespective of the original energy source) | Storage - Electrochemical (Batteries) | No |  | 0 | 25.686 | [13 empty] | Connected | 25.686 | 21 | 22.1053 | 0.67 | 0.7053 | 2021-08-01 | [13 empty] | 2022-09-04 01:02
1470000970906 | 1470000970890 | Wednesbury power ltd | Wednesbury power limited | Yard 22 | Bilport Lane Industrial Estate, Bilport Lane | Wednesbury |  | WS10 0NT | United Kingdom | 398704 | 294040 | Ocker Hill C 132Kv S Stn | Ocker Hill B 132Kv S Stn | Wednesbury Power | 33 | Western Power Distribution (West Midlands) Plc | Stored Energy (all stored energy irrespective of the original energy source) | Storage - Electrochemical (Batteries) | No |  | 0 | 21.438 | [13 empty] | Connected | 21.438 | 20.44 | 21.5158 | 0.67 | 0.7053 | 2021-08-01 | [13 empty] | 2022-09-04 01:02
1470000970915 | 1420559000006 | Mueller europe limited | Wednesbury copper tube | Mueller Europe Ltd Number, Wednesbury Copper Tube | Oxford Street | Bliston |  | WV14 7DS | United Kingdom | 395788 | 296078 | Willenhall 132 25Kv S Stn | Willenhall 132/25/11Kv | Willenhall 132/25/11Kv | 11 | Western Power Distribution (West Midlands) Plc | Fossil - Gas | Engine (combustion / reciprocating) | Yes |  | 0 | 2.535 | [13 empty] | Connected | 2.535 | 0.5 | 0.5263 | 6.2 | 6.5263 | 2018-10-01 | [13 empty] | 2022-09-04 01:02
1470000974539 | 1470000974520 | Banbury power | Banbury power | Banbury Power 1 | Hennef Way, Grimsbury Green | Banbury | Oxon | OX16 3WA | United Kingdom | 446026 | 241707 | East Claydon 132Kv S Stn | Banbury 132Kv S Stn | Banbury 132/11Kv | 11 | Western Power Distribution (West Midlands) Plc | Fossil - Gas | Gas turbine (OCGT) | No |  | 0 | 12 | [13 empty] | Connected | 12 | 12 | 12.6316 | 0.225 | 0.2368 | 2018-12-01 | [13 empty] | 2022-09-04 01:02
1470000974557 | 1470000974548 | Banbury power | Banbury power | Banbury Power 2 | Hennef Way, Grimsbury Green | Banbury | Oxon | OX16 3WA | United Kingdom | 446027 | 241713 | East Claydon 132Kv S Stn | Banbury 132Kv S Stn | Banbury 132/11Kv | 11 | Western Power Distribution (West Midlands) Plc | Fossil - Gas | Gas turbine (OCGT) | No |  | 0 | 12 | [13 empty] | Connected | 12 | 6 | 6.3158 | 0.225 | 0.2368 | 2018-12-01 | [13 empty] | 2022-09-04 01:02
1470001005334 | 1470001005325 | West midlands grid storage two ltd | West midlands grid storage two | Wolverhampton Battery Storage | 34 Commercial Road | Wolverhampton | West Midlands | WV1 3RD | United Kingdom | 392303 | 298124 | Willenhall 132 25Kv S Stn | Wolverhampton 132Kv S Stn | Wolverhampton 132/33/11Kv | 11 | Western Power Distribution (West Midlands) Plc | Stored Energy (all stored energy irrespective of the original energy source) | Storage - Electrochemical (Batteries) | No |  | 0 | 5.34 | [13 empty] | Connected | 5.34 | 5.263 | 5.54 | 5.263 | 5.54 | 2019-03-01 | [13 empty] | 2022-09-04 01:02
1470001033401 | 1425986500008 | Gkn wheels & structures | Hadley castle works | Gkn Wheels And Structues, Hadley Castle Works | Hadley, Hadley | Telford | Shropshire | TF1 6AA | United Kingdom | 367655 | 312592 | Ironbridge 132Kv S Stn | Ketley 132Kv S Stn | Sankey 33 11Kv S Stn | 11 | Western Power Distribution (West Midlands) Plc | Fossil - Oil | Engine (combustion / reciprocating) | No |  | 0 | 0.4 | [13 empty] | Connected | 0.4 | 0.421 | 0.4432 | 25.5 | 26.8421 | 2019-02-12 | [13 empty] | 2022-09-04 01:02
1470001035677 | 1470000815680 | St austell brewery company ltd | St austell brewery unit 3 | Bath Ales Limited;Hare House | Southway Drive | Bristol |  | BS30 5LW | United Kingdom | 367834 | 172549 | Iron Acton 132Kv S Stn | Chipping Sodbury 132Kv S Stn | Naishcombe Hill 33 11Kv S Stn | 0.4 | Western Power Distribution (West Midlands) Plc | Solar | Photovoltaic | No |  | 0 | 2.25 | [13 empty] | Connected | 2.25 | 0.25 | 0.2632 | 0.6 | 0.6316 | 2019-03-01 | [13 empty] | 2022-09-04 01:02
1470001061826 | 1460002251054 | Plastic omnium automotive ltd | Coleshill, unit 3a, edison road | Hams Hall Distribution Park;Unit 3A | Edison Road, Coleshill | Birmingham |  | B46 1DA | United Kingdom | 419434 | 291835 | Lea Marston 132Kv S Stn | Hams Hall South 132Kv S Stn | Hams Hall South 132/11Kv | 11 | Western Power Distribution (West Midlands) Plc | Fossil - Gas | Gas turbine (OCGT) | Yes |  | 0 | 1.2 | [13 empty] | Connected | 1.2 | 0.45 | 0.4737 | 1.9 | 2 | 2019-06-01 | [13 empty] | 2022-09-04 01:02
1470001115890 | 1421096500009 | Wye valley nhs trust | The county hospital | Nhs Trust, Hereford County Hospital;27 | Union Walk | Hereford | Herefordshire | HR1 2ER | United Kingdom | 351654 | 240153 | Bishops Wood 132Kv S Stn | Hereford 66Kv S Stn | Hereford Central 66/11Kv | 11 | Western Power Distribution (West Midlands) Plc | Solar | Photovoltaic | No |  | 0 | 0.325 | [13 empty] | Connected | 0.325 | 0.325 | 0.3421 | 2.4 | 2.5263 | 2021-11-18 | [13 empty] | 2022-09-04 01:02
1470001123827 | 1421828100008 | Coveya limited | Coveya ltd st ivel way | Coveya Limited | St Ivel Way, Warmley | Bristol |  | BS30 8TY | United Kingdom | 367062 | 172855 | Iron Acton 132Kv S Stn | Chipping Sodbury 132Kv S Stn | Cowhorn 33 11Kv S Stn | 11 | Western Power Distribution (West Midlands) Plc | Solar | Photovoltaic | No |  | 0 | 1.44 | [13 empty] | Connected | 1.44 | 0.24 | 0.2526 | 0.04 | 0.0421 | 2019-11-01 | [13 empty] | 2022-09-04 01:02
1470001155396 | 1470001155387 | Thornfield 001 ltd | Rowton barnes farm | Barnes Farm Export | Rowton | Telford | Shropshire | TF6 6QX | United Kingdom | 362230 | 319435 | Shrewsbury 132Kv S Stn | Shrewsbury 132/33Kv | Dothill 33 11Kv S Stn | 11 | Western Power Distribution (West Midlands) Plc | Fossil - Gas | Engine (combustion / reciprocating) | Yes |  | 0 | 1.2 | Fossil - Oil | Engine (combustion / reciprocating) | Yes |  | 0 | 0.85 | [7 empty] | Connected | 2.05 | 1.263 | 1.3295 | 1.6 | 1.6842 | 2020-03-01 | [13 empty] | 2022-09-04 01:02
1470001163661 | 1470001163449 | Clinitek (malvern) llp | Hanley castle hangmans lane haylers end incinerator | Haylers End Incinerator | Hangmans Lane | Hanley castle |  | WR8 0AJ | United Kingdom | 382356 | 244167 | Feckenham 66 11Kv S Stn | Feckenham 66/11Kv | Brotheridge Grn 66 11Kv S Stn | 11 | Western Power Distribution (West Midlands) Plc | Biofuel - Landfill gas | Gas turbine (OCGT) | Yes |  | 0 | 1 | [13 empty] | Connected | 1 | 1 | 1.0526 | 1 | 1.0526 | 2021-06-23 | [13 empty] | 2022-09-04 01:02
1470001164104 | 1470001164131 | Thornfield 008 ltd | Lower drayton chp | Lower Drayton Farm |  | Penkridge | Staffordshire | ST19 5RE | United Kingdom | 393043 | 315436 | Bushbury D 132Kv | Bushbury C 132Kv S Stn | Four Ashes 33 11Kv S Stn | 11 | Western Power Distribution (West Midlands) Plc | Fossil - Gas | Engine (combustion / reciprocating) | Yes |  | 0 | 1.998 | [13 empty] | Connected | 1.998 | 0.1 | 0.1053 | 0.45 | 0.4737 | 2020-03-23 | [13 empty] | 2022-09-04 01:02
1470001166538 | 1428821000008 | Ricoh (uk) products ltd | Priorslee | Ricoh (Uk) Products Limited Export | Priorslee | Telford | Shropshire | TF2 9NS | United Kingdom | 371852 | 309442 | Ironbridge 132Kv S Stn | Ketley 132Kv S Stn | Snedshill 33 11Kv S Stn | 11 | Western Power Distribution (West Midlands) Plc | Solar | Photovoltaic | No |  | 0 | 0.979 | [13 empty] | Connected | 0.979 | 1.132 | 1.1916 | 2.6 | 2.7368 | 2020-10-30 | [13 empty] | 2022-09-04 01:02
1470001204644 | 1470001204635 | Nextpower lower strensham limited | Lower strensham pv | - | Land On The West Of Bourne Road | Worcester |  | WR8 9DT | United Kingdom | 390331 | 240858 | Feckenham 66 11Kv S Stn | Feckenham 66/11Kv | Lower Stensham Pv | 66 | Western Power Distribution (West Midlands) Plc | Solar | Photovoltaic | No |  | 0 | 25 | [13 empty] | Connected | 25 | 25 | 26.3158 | 0.1 | 0.1053 | 2020-11-16 | [13 empty] | 2022-09-04 01:02
1470001218239 | 1419098013006 | Muller dairy (uk) ltd | Stonebridge cross | Muller Wiseman Dairies | Pointon Way, Hampton Lovett | Droitwich | Worcestershire | WR9 0LW | United Kingdom | 387928 | 265224 | Bishops Wood 132Kv S Stn | Stourport 132 66 33Kv S Stn | Droitwich 66 11Kv S Stn | 11 | Western Power Distribution (West Midlands) Plc | Fossil - Gas | Engine (combustion / reciprocating) | Yes |  | 0 | 10 | [13 empty] | Connected | 10 | 0.2 | 0.2105 | 7.15 | 7.5263 | 2021-07-01 | [13 empty] | 2022-09-04 01:02
1470001236103 | 1470001236121 | Conrad (bilston) limited | Anchor lane gas generator | Export Gen 2, Anchor Lane Gas Generator, 2 | Anchor Lane, Bilston | Wolverhampton |  | WV14 9NA | United Kingdom | 393920 | 294920 | Penn 132Kv S Stn | Coseley 132Kv S Stn | Coseley 132/11Kv | 11 | Western Power Distribution (West Midlands) Plc | Fossil - Gas | Engine (combustion / reciprocating) | No |  | 0 | 19.25 | [13 empty] | Connected | 19.25 | 22.8 | 24 | 0.6 | 0.6316 | 2021-01-22 | [13 empty] | 2022-09-04 01:02
1470001236140 | 1470001236098 | Conrad (bilston) limited | Anchor lane gas generator | Export Gen 1, Anchor Lane Gas Generator, 2 | Anchor Lane, Bilston | Wolverhampton |  | WV14 9NA | United Kingdom | 393920 | 294920 | Penn 132Kv S Stn | Coseley 132Kv S Stn | Coseley 132/11Kv | 11 | Western Power Distribution (West Midlands) Plc | Fossil - Gas | Engine (combustion / reciprocating) | No |  | 0 | 19.25 | [13 empty] | Connected | 19.25 | 22.8 | 24 | 0.6 | 0.6316 | 2021-01-22 | [13 empty] | 2022-09-04 01:02
1470001258950 | 1470001258960 | Muller uk & ireland group llp t/as robert wiseman & sons | Muller dairy uk limited | Muller Dairy Uk Limited | Tern Valley Business Park | Market drayton | Shropshire | TF9 3SQ | United Kingdom |  |  | Cellarhead 132Kv | Meaford C 132Kv S Stn | Market Drayton | 11 | Western Power Distribution (West Midlands) Plc | Waste | Steam turbine (thermal power plant) | Yes |  | 0 | 6.5 | [13 empty] | Connected | 6.5 | 0 | 0 | 60 | 63.1579 | 2021-05-01 | [13 empty] | 2022-09-04 01:02
1470001301871 | 1424644200000 | Muller uk & ireland group t/a muller milk & ingredients | Severnside dairy | Muller, Severnside Dairy | Oldends Lane | Stonehouse | Gloucestershire | GL10 2DG | United Kingdom | 379599 | 205898 | Iron Acton 132Kv S Stn | Ryeford 132Kv S Stn | Ryeford 132/33/11Kv | 11 | Western Power Distribution (West Midlands) Plc | Fossil - Gas | Engine (combustion / reciprocating) | Yes |  | 0 | 3.58 | [13 empty] | Connected | 3.58 | 0.011 | 0.0116 | 9.4 | 9.8947 | 2021-06-01 | [13 empty] | 2022-09-04 01:02
1470001321283 | 1470001321265 | Power initiatives (2) limited | Mucklow hill stor, halesowen |  | Mucklow Hill Stor | Halesowen |  | B62 8DL | United Kingdom | 397407 | 284019 | Bishops Wood 132Kv S Stn | Kidderminster 132Kv S Stn | Kidderminster 132/33/11Kv | 11 | Western Power Distribution (West Midlands) Plc | Fossil - Gas | Gas turbine (OCGT) | No |  | 0 | 5.08 | [13 empty] | Connected | 5.08 | 5 | 5.2632 | 0.09 | 0.0947 | 2022-03-02 | [13 empty] | 2022-09-04 01:02
1470001325720 | 1460001880708 | Keele university | Keele university 2 | ***Export***, Keele University |  | Keele |  | ST5 5BG | United Kingdom | 382371 | 345404 | Cellarhead 132Kv | Newcastle 132Kv S Stn | Newcastle 132/11Kv | 11 | Western Power Distribution (West Midlands) Plc | Solar | Photovoltaic | No |  | 0 | 4.6 | Wind | Onshore wind turbines | No |  | 0 | 1.7 | Stored Energy (all stored energy irrespective of the original energy source) | Storage - Electrochemical (Batteries) | No |  | 0 | 1 |  | Connected | 7.3 | 1.578 | 1.661 | 7.5 | 7.8947 | 2021-10-01 | [13 empty] | 2022-09-04 01:02
1470001332188 | 1470001332160 | South staffordshire water plc | Seedy mill pumping station | Seedy Mill Schematic (Export) | Seedy Mill Waterworks | Handsacre |  | WS13 8HG | United Kingdom | 410480 | 313670 | Rugeley 132Kv S Stn | Lichfield 132Kv S Stn | Lichfield 132/11Kv | 11 | Western Power Distribution (West Midlands) Plc | Fossil - Oil | Engine (combustion / reciprocating) | No |  | 0 | 2.5 | [13 empty] | Connected | 2.5 | 2.5 | 2.6316 | 7.8 | 8.2105 | 2012-11-16 | [13 empty] | 2022-09-04 01:02
1470001350415 | 1470001350381 | Ajlowther & sons ltd | The factory | A J Lowther & Son Limited | Whitchurch | Ross on wye | Herefordshire | HR9 6DF | United Kingdom | 355770 | 218370 | Iron Acton 132Kv S Stn | Ryeford 132Kv S Stn | Netherhills 33 11Kv S Stn | 11 | Western Power Distribution (West Midlands) Plc | Solar | Photovoltaic | No |  | 0 | 1.44 | [13 empty] | Connected | 1.44 | 1 | 1.0526 | 0.4 | 0.421 | 2021-10-01 | [13 empty] | 2022-09-04 01:02
1470001350850 | 1422207100001 | Syzygy consulting | Atos | Atos | 3300 Solihull Park Way, Birmingham Business Park | Birmingham |  | B37 7YW | United Kingdom | 418870 | 285568 | Lea Marston 132Kv S Stn | Chelmsley Wood 132/11Kv | Chelmsley Wood | 11 | Western Power Distribution (West Midlands) Plc | Solar | Photovoltaic | No |  | 0 | 0.375 | [13 empty] | Connected | 0.375 | 0.365 | 0.3842 | 2.5 | 2.6316 | 2022-01-23 | [13 empty] | 2022-09-04 01:02
1470001356036 | 1470001356018 | Aberdeen asset investments limited | G2 valiant way | Era Home Security Limited, Unit G2 | Valiant Way, I54 Business Park | Wolverhampton | West Midlands | WV9 5GB | United Kingdom | 390775 | 303828 | Bushbury D 132Kv | Bushbury C 132Kv S Stn | Bushbury B-C 132/33/11Kv | 11 | Western Power Distribution (West Midlands) Plc | Solar | Photovoltaic | No |  | 0 | 1.242 | [13 empty] | Connected | 1.242 | 1.2 | 1.2632 | 0.75 | 0.7895 | 2022-07-12 | [13 empty] | 2022-09-04 01:02
1470001357800 | 1470001269492 | Dudley metropolitan borough council | Zoological drive, dudley | Very Light Railway Nic | Tipton Road | Dudley | West Midlands | DY1 4QF | United Kingdom | 395020 | 290947 | Penn 132Kv S Stn | Dudley 132Kv S Stn | Dudley 132/11Kv | 11 | Western Power Distribution (West Midlands) Plc | Solar | Photovoltaic | No |  | 0 | 0.11 | [13 empty] | Connected | 0.11 | 0.11 | 0.1158 | 3.2 | 3.3684 | 2022-04-01 | [13 empty] | 2022-09-04 01:02
1470001361728 | 1460002081358 | Defence estates | Mod creden hill | Mod Creden Hill Export | A480 | Hereford |  | HR4 7DD | United Kingdom | 345475 | 243505 | Bishops Wood 132Kv S Stn | Hereford 66Kv S Stn | Hereford North 66 11Kv S Stn | 11 | Western Power Distribution (West Midlands) Plc | Solar | Photovoltaic | No |  | 0 | 0.06 | [13 empty] | Connected | 0.06 | 0.06 | 0.0632 | 6.4 | 6.7368 | 2021-11-01 | [13 empty] | 2022-09-04 01:02
1470001362304 | 1460000777113 | Duraflex ltd | Tewkesbury, severn drive | 6400 | Severn Drive, Shannon Way, Tweksbury |  |  | GL20 8SF | United Kingdom | 391569 | 234355 | Port Ham 132Kv S Stn | Tewkesbury Grid 132/11Kv | Tewkesbury Grid 132/11Kv | 11 | Western Power Distribution (West Midlands) Plc | Fossil - Gas | Engine (combustion / reciprocating) | Yes |  | 0 | 3.24 | [13 empty] | Connected | 3.24 | 3.24 | 3.4105 | 4 | 4.2105 | 2022-02-01 | [13 empty] | 2022-09-04 01:02
1470001378207 | 1470001278432 | 1&1 ionos ltd | Worcester spetchley clayfield road plot 6a ionos | Unit 6A, Ionos | Clayfield Road, , Spetchley | Worcester |  | WR4 0AE | United Kingdom | 389133 | 256184 | Bishops Wood 132Kv S Stn | Warndon 132Kv S Stn | Warndon 132/11Kv | 11 | Western Power Distribution (West Midlands) Plc | Solar | Photovoltaic | No |  | 0 | 4.4 | Biofuel - Other | Engine (combustion / reciprocating) | No |  | 0 | 0.656 | [7 empty] | Connected | 5.056 | 0.65 | 0.6842 | 10 | 10.5263 | 2022-03-01 | [13 empty] | 2022-09-04 01:02
1470001406617 | 1420611000005 | Springcare (hatton) ltd | Hatton, cold hatton | Hatton Court Nursing | Whitchurch Road, Cold Hatton | Telford |  | TF6 6QB | United Kingdom | 362915 | 321321 | Shrewsbury 132Kv S Stn | Shrewsbury 132/33Kv | Dothill 33 11Kv S Stn | 0.4 | Western Power Distribution (West Midlands) Plc | Solar | Photovoltaic | No |  | 0 | 1 | [13 empty] | Connected | 1 | 0.05 | 0.0526 | 0.069 | 0.0726 | 2022-04-01 | [13 empty] | 2022-09-04 01:02
1470001411139 | 1412851803004 | Stairways midlands ltd | Bescot crescent | Stairways Midlands , Stairways Midlands Limited | Bescot Crescent | Walsall | West Midlands | WS1 4ND | United Kingdom | 400489 | 296612 | Bustleholm 132Kv S Stn | Bustleholm 132/11Kv | Bustleholm 11Kv S Stn | 11 | Western Power Distribution (West Midlands) Plc | Solar | Photovoltaic | No |  | 0 | 1.188 | [13 empty] | Connected | 1.188 | 0.297 | 0.3126 | 0.288 | 0.3032 | 2022-04-10 | [13 empty] | 2022-09-04 01:02
1470001411671 | 1470001380251 | West midlands travel limited | National express | Perry Barr Bus Depot | Wellhead Road | Birmingham |  | B42 2SY | United Kingdom | [5 empty] | 11 | Western Power Distribution (West Midlands) Plc | Solar | Photovoltaic | No |  | 0 | 0.071 | [13 empty] | Connected | 0.071 | 0.07 | 0.0737 | 1.578 | 1.661 | 2022-07-01 | [13 empty] | 2022-09-04 01:02
1470001418436 | 1426004200001 | Venaglass courtfield (commercial) ltd | Stowfield business park |  | Stowfield Business Park, Stowfield Road | Lydbrook | Gloucestershire | GL17 9NG | United Kingdom | 358848 | 217540 | Port Ham 132Kv S Stn | Lydney 33Kv S Stn | Stowfield 33 11Kv S Stn | 11 | Western Power Distribution (West Midlands) Plc | Solar | Photovoltaic | No |  | 0 | 0.32 | [13 empty] | Connected | 0.32 | 0.32 | 0.3368 | 1.4 | 1.4737 | 2022-03-28 | [13 empty] | 2022-09-04 01:02
1470001435102 | 1470000129400 | Dcp 179 deemed capacity | Little shrawardine farm, ford | *Export*, Little Shrawardine Farm | , Ford | Shrewsbury | Shropshire | SY5 9NE | United Kingdom | 339311 | 315123 | Shrewsbury 132Kv S Stn | Shrewsbury 132/33Kv | Rowton 33 11Kv S Stn | 0.4 | Western Power Distribution (West Midlands) Plc | Solar | Photovoltaic | No |  | 0 | 38.4 | [13 empty] | Connected | 38.4 | 0.1 | 0.1053 | 0.055 | 0.0579 | 2022-05-12 | [13 empty] | 2022-09-04 01:02
1470001447872 | 1470001119440 | Tarmac limited | Birmingham 200 heartlands parkway | Tarmac Plot | Drews Lane, Washwood Heath | Birmingham |  | B8 2QF | United Kingdom | 410877 | 289605 | Nechells East 132Kv S Stn | Erdington 132Kv S Stn | Erdington 11Kv S Stn | 11 | Western Power Distribution (West Midlands) Plc | Solar | Photovoltaic | No |  | 0 | 0.495 | [13 empty] | Connected | 0.495 | 0.165 | 0.1737 | 3 | 3.1579 | 2022-06-14 | [13 empty] | 2022-09-04 01:02
1470001470988 | 1460000301493 | Sertec auto structures (uk) ltd | Coleshill, wincaster house | Sertec (Birmingham) Limited | Gorsey Lane, Coleshill | Birmingham | West Midlands | B46 1JU | United Kingdom | 419317 | 290983 | Lea Marston 132Kv S Stn | Hams Hall South 132Kv S Stn | Hams Hall South 132/11Kv | 11 | Western Power Distribution (West Midlands) Plc | Solar | Photovoltaic | No |  | 0 | 0.5 | [13 empty] | Connected | 0.5 | 0.499 | 0.5253 | 1.5 | 1.5789 | 2022-04-01 | [13 empty] | 2022-09-04 01:02
2100040023638 | 2189999996884 | Ab inbev uk limited | T/a budweiser brewing group uk&i | Feeder 1 | Whitbread Brewery, Magor | Newport |  | NP26 3DA | United Kingdom | 341557 | 187287 | Uskmouth | Magor Grid | Magor Primary | 11 | Western Power Distribution (South Wales) Plc | Wind | Onshore wind turbines | No |  | 0 | 3.5 | [13 empty] | Connected | 3.5 | 3.5 | 3.6842 | 14 | 14.7368 | 2020-10-14 | [13 empty] | 2022-09-04 01:02
2100040023647 | 2189999996884 | Ab inbev uk limited | T/a budweiser brewing group uk&i | Feeder 6 | Whitbread Brewery, Magor | Newport |  | NP26 3DA | United Kingdom | 341557 | 187287 | Uskmouth | Magor Grid | Magor Primary | 11 | Western Power Distribution (South Wales) Plc | Wind | Onshore wind turbines | No |  | 0 | 3.5 | [13 empty] | Connected | 3.5 | 3.5 | 3.6842 | 14 | 14.7368 | 2020-10-14 | [13 empty] | 2022-09-04 01:02
2100040067529 | 2100040067538 | H l c (neath port talbot limited) | Swansea crymlyn burrows | Neath Port Talbot Recycling Limited, , Materials Recovery & Energy Centre | Crymlyn Burrows | Swansea | West Glamorgan | SA1 8PT | United Kingdom | 269427 | 193176 | Swansea North Grid | Tir John Power Station |  | 33 | Western Power Distribution (South Wales) Plc | Fossil - Oil | Engine (combustion / reciprocating) | No |  | 0 | 5 | [13 empty] | Connected | 5 | 5 | 5.2632 | 2.5 | 2.6316 | 2002-01-22 | [13 empty] | 2022-09-04 01:02
2100040126333 | 2100040126342 | Windjen (blaen bowi) ltd | Blaen bowi wind farm | Blaen Bowy | Capel Iwan | Newcastle emlyn | Carmarthenshire | SA38 9NG | United Kingdom | 232248 | 235207 | Swansea North Grid | Rhos Grid |  | 33 | Western Power Distribution (South Wales) Plc | Wind | Onshore wind turbines | No |  | 0 | 4.9 | [13 empty] | Connected | 4.9 | 4.9 | 5.1579 | 0.1 | 0.1053 | 2003-03-06 | [13 empty] | 2022-09-04 01:02
2100040135728 | 2100040135737 | Infinis ltd | Nantycaws landfill gas generator | Nantycaws Landfill Gas Generator | Llanddarog Road | Nantycaws | Carmarthenshire | SA32 8BG | United Kingdom | 247402 | 217552 | Swansea North Grid | Carmarthen Grid | Cwmffrwd | 11 | Western Power Distribution (South Wales) Plc | Biofuel - Landfill gas | Steam turbine (thermal power plant) | No |  | 0 | 2.006 | [13 empty] | Connected | 2.006 | 1.2 | 1.2632 | 0.05 | 0.0526 | 2022-09-01 | [13 empty] | 2022-09-04 01:02
2100040255535 | 2100040246647 | Novera energy generation no2 limited | Ebbw vale silent valley | Beechwood House | Cwm | Ebbw vale | Gwent | NP23 6PZ | United Kingdom | 318460 | 206555 | Rassau Gsp | Ebbw Vale | Ebbw Vale Primary | 11 | Western Power Distribution (South Wales) Plc | Biofuel - Landfill gas | Gas turbine (OCGT) | No |  | 0 | 3.166 | [13 empty] | Connected | 3.166 | 2.6 | 2.7368 | 0.1 | 0.1053 | 2003-08-01 | [13 empty] | 2022-09-04 01:02
2100040495600 | 2100040495610 | Ffynnon oer windfarm limited | Ffynnon oer wind farm | Ffynnon Oer Windfarm | Blaencreagan, Resolven | Neath | West Glamorgan | SA11 4HY | United Kingdom | 284870 | 159830 | Grange | Grange Bsp | Caerau Primary | 33 | Western Power Distribution (South Wales) Plc | Wind | Onshore wind turbines | No |  | 0 | 33.7 | [13 empty] | Connected | 33.7 | 33.7 | 35.4737 | 0.04 | 0.0421 | 2006-03-21 | [13 empty] | 2022-09-04 01:02
2100040609507 | 2100040609516 | Biffa waste services limited | Trecatti landfill site 33kv generation scheme | Generation, Import Mpan, Biffa Waste Landfill | Trecatti Landfill Site, Pant Y Waun | Merthyr tydfil | Mid Glamorgan | CF48 4AB | United Kingdom | 300860 | 207800 | Upper Boat | Dowlais Grid | Nantwen | 33 | Western Power Distribution (South Wales) Plc | Biofuel - Landfill gas | Gas turbine (OCGT) | No |  | 0 | 7.75 | [13 empty] | Connected | 7.75 | 5.1 | 5.3684 | 0.85 | 0.8947 | 2007-01-01 | [13 empty] | 2022-09-04 01:02
2100040694051 | 2100040694060 | Resources management u k limited | Withyhedges landfill site, haverfordwest | Import, Material Recycling Facility, Withyhedge Landfill Site | Rudbaxton | Haverfordwest | Dyfed | SA62 4DB | United Kingdom | 196997 | 221357 | Pembroke Power Station | Haverfordwest Grid |  | 33 | Western Power Distribution (South Wales) Plc | Biofuel - Landfill gas | Gas turbine (OCGT) | No |  | 0 | 2.3 | [13 empty] | Connected | 2.3 | 2.3 | 2.421 | 0.04 | 0.0421 | 2007-09-01 | [13 empty] | 2022-09-04 01:02
2100040719983 | 2100040719992 | Western bio-energy limited | Biomass generation site margam | Western Wood Energy Plant;1 | Longland Lane | Margam | South Glamorgan | SA13 2NR | United Kingdom | 279033 | 186173 | Pyle Grid | Pyle Bsp |  | 33 | Western Power Distribution (South Wales) Plc | Biomass | Steam turbine (thermal power plant) | No |  | 0 | 19 | [13 empty] | Connected | 19 | 15.8 | 16.6316 | 2 | 2.1053 | 2008-07-01 | [13 empty] | 2022-09-04 01:02
2100040726225 | 2189999998428 | Cardiff county council | Butetown link tunnel service building | Control Building | Bute Street | Cardiff | South Glamorgan | CF10 5LF | United Kingdom | 319017 | 174888 | Aberthaw Power Station | Cardiff South Bsp | Cardiff South Grid | 11 | Western Power Distribution (South Wales) Plc | Fossil - Gas | Gas turbine (OCGT) | No |  | 0 | 8 | [13 empty] | Connected | 8 | 0.8 | 0.8421 | 1.6 | 1.6842 | 2008-03-01 | [13 empty] | 2022-09-04 01:02
2100040726527 | 2189999998428 | Cardiff county council | Butetown link tunnel service building | Control Building | Bute Street | Cardiff | South Glamorgan | CF10 5LF | United Kingdom | 319017 | 174888 | Aberthaw Power Station | Cardiff South Bsp | Cardiff South Grid | 11 | Western Power Distribution (South Wales) Plc | Fossil - Gas | Gas turbine (OCGT) | No |  | 0 | 8 | [13 empty] | Connected | 8 | 0.8 | 0.8421 | 1.6 | 1.6842 | 2008-03-01 | [13 empty] | 2022-09-04 01:02
2100040841780 | 2100040841771 | Pendine wind farm limited | Pendine carmarthenshire imp/exp parc cynog generator | Parc Cynog Wind Farm | Colston | Pendine | Carmarthenshire | SA33 4PY | United Kingdom | 226105 | 210223 | Swansea North Grid | Carmarthen Grid |  | 33 | Western Power Distribution (South Wales) Plc | Wind | Onshore wind turbines | No |  | 0 | 4.8 | [13 empty] | Connected | 4.8 | 4.8 | 5.0526 | 0.275 | 0.2895 | 2009-08-01 | [13 empty] | 2022-09-04 01:02
2100040878016 | 2100040878007 | Statkraft wind (uk) limited | ***wind farm*** blaengwen wind farm | Blaengwen Wind Farm |  | Alltwallis | Carmarthen | SA32 7EE | United Kingdom | 246080 | 232970 | Swansea North Grid | Rhos Grid |  | 132 | Western Power Distribution (South Wales) Plc | Wind | Onshore wind turbines | No |  | 0 | 24.2 | [13 empty] | Connected | 24.2 | 23 | 24.2105 | 1 | 1.0526 | 2009-11-01 | [13 empty] | 2022-09-04 01:02
2100040960619 | 2100040960600 | Pennant walters (maesgwyn) limited | Glyn neath maesgwyn wind farm | Maesgwyn Wind Farm Export | Maesgwyn | Glynneath | West Glamorgan | SA10 9LR | United Kingdom | 286550 | 208950 | Swansea North Grid |  |  | 132 | Western Power Distribution (South Wales) Plc | Wind | Onshore wind turbines | No |  | 0 | 26 | [13 empty] | Connected | 26 | 36 | 37.8947 | 0.5 | 0.5263 | 2011-03-14 | [13 empty] | 2022-09-04 01:02
2100040975990 | 2199989282557 | Pinewood studios wales limited | Cardiff, wentloog avenue | Acer Peripherals Inc | Wentlooog Avenue, Wentloog | Cardiff | South Glamorgan | CF3 2EE | United Kingdom | 323531 | 179240 | Cardiff East Grid | Trowbridge 132/11 Kv S/S | Trowbridge Primary | 11 | Western Power Distribution (South Wales) Plc | Wind | Onshore wind turbines | No |  | 0 | 2.3 | [13 empty] | Connected | 2.3 | 2.3 | 2.421 | 0.4 | 0.421 | 2011-02-07 | [13 empty] | 2022-09-04 01:02
2100040992986 | 2100040566173 | Tesco stores limited | Newport magor tesco trunking centre import/export | Proposed Dist Centre-Tesco Stores | , Magor | Caldicot | Gwent | NP19 0TX | United Kingdom | 340049 | 186186 | Uskmouth | Magor Grid | Magor Primary | 11 | Western Power Distribution (South Wales) Plc | Wind | Onshore wind turbines | No |  | 0 | 1.25 | Wind | Onshore wind turbines | No |  | 0 | 0.8 | [7 empty] | Connected | 2.05 | 0.75 | 0.7895 | 0.45 | 0.4737 | 2011-03-01 | [13 empty] | 2022-09-04 01:02
2100040992995 | 2199989629638 | Tesco stores limited | Tesco magor distribution centre | Proposed Dist Centre-Tesco Stores | Distribution Site, Magor | Caldicot | Gwent | NP19 0TX | United Kingdom | 340389 | 186291 | Uskmouth | Magor Grid | Magor Primary | 11 | Western Power Distribution (South Wales) Plc | Wind | Onshore wind turbines | No |  | 0 | 1.25 | Wind | Onshore wind turbines | No |  | 0 | 0.8 | [7 empty] | Connected | 2.05 | 0.3 | 0.3158 | 1 | 1.0526 | 2011-03-01 | [13 empty] | 2022-09-04 01:02
2100041013923 | 2100041013932 | West sl holdings ltd | Rhosygilwen mansion | Rhosygilwen Mansion | Rhoshill | Cardigan | Dyfed | SA43 2TW | United Kingdom | 220380 | 240611 | Swansea North Grid | Rhos Grid | Bridell | 11 | Western Power Distribution (South Wales) Plc | Solar | Photovoltaic | No |  | 0 | 2 | [13 empty] | Connected | 2 | 2 | 2.1053 | 0.05 | 0.0526 | 2011-07-08 | [13 empty] | 2022-09-04 01:02
2100041023930 | 2100041023940 | Risen energy projects 1 limited | Usk llancayo solar generation site | Llancayo Solar Generation Site | Llancayo, Abergavenny Road | Usk | Monmouthshire | NP15 1HY | United Kingdom | 336401 | 202946 | Uskmouth | Panteg 66Kv Sw Site | Usk | 11 | Western Power Distribution (South Wales) Plc | Solar | Photovoltaic | No |  | 0 | 3.9 | [13 empty] | Connected | 3.9 | 3.9 | 4.1053 | 0.02 | 0.021 | 2011-07-30 | [13 empty] | 2022-09-04 01:02
2100041033887 | 2100041033896 | Crossdean limited | Monmouth hadnock road valley enterprise park | Valley Enterprise Park | Hadnock Road | Monmouth | Gwent | NP25 3NQ | United Kingdom | 351485 | 212936 | Rassau Gsp | Abergavenny | Monmouth | 11 | Western Power Distribution (South Wales) Plc | Fossil - Gas | Engine (combustion / reciprocating) | No |  | 0 | 3.2 | [13 empty] | Connected | 3.2 | 3 | 3.1579 | 0.02 | 0.021 | 2011-11-03 | [13 empty] | 2022-09-04 01:02
2100041063092 | 2199989639974 | Monier limited | Monier redland unit 15 rassau ind est | Generation Mpan, Unit 15 | Rassau Industrial Estate | Gwent |  | NP23 5SD | United Kingdom | 314670 | 212070 | Rassau Gsp | Rassau West 132/11Kv S/S | Rassau West Primary | 11 | Western Power Distribution (South Wales) Plc | Wind | Onshore wind turbines | No |  | 0 | 0.5 | [13 empty] | Connected | 0.5 | 0.5 | 0.5263 | 1.1 | 1.1579 | 2012-02-22 | [13 empty] | 2022-09-04 01:02
2100041063669 | 2100041063650 | Mynydd wind farm llp | Mynydd portref wind farm | Mynydd Windfarm |  | Tonyrefail | Mid Glamorgan | CF39 8DJ | United Kingdom | 299040 | 185870 | Upper Boat | Upper Boat Bsp |  | 33 | Western Power Distribution (South Wales) Plc | Wind | Onshore wind turbines | No |  | 0 | 9.35 | [13 empty] | Connected | 9.35 | 10 | 10.5263 | 0.15 | 0.1579 | 2012-04-05 | [13 empty] | 2022-09-04 01:02
2100041072803 | 2100041072798 | Gf173 limited | Waunarlwydd stor generation | Swansea Generation One | Alcoa Site, Titanium Road, Cockett | Swansea | West Glamorgan | SA5 4SG | United Kingdom | 260690 | 196410 | Swansea North Grid | Swansea North Bsp |  | 33 | Western Power Distribution (South Wales) Plc | Fossil - Oil | Engine (combustion / reciprocating) | No |  | 0 | 20.8 | [13 empty] | Connected | 20.8 | 20 | 21.0526 | 0.1 | 0.1053 | 2012-06-26 | [13 empty] | 2022-09-04 01:02
2100041078814 | 2100041078805 | Green frog power 214 limited | Briton ferry stor generation | Briton Ferry Generation | Brunel Way, The Quays | Briton ferry | West Glamorgan | SA11 2GA | United Kingdom | 273900 | 193340 | Swansea North Grid | Briton Ferry Grid |  | 33 | Western Power Distribution (South Wales) Plc | Fossil - Oil | Engine (combustion / reciprocating) | No |  | 0 | 21.216 | [13 empty] | Connected | 21.216 | 21.76 | 22.9053 | 0.1 | 0.1053 | 2012-09-30 | [13 empty] | 2022-09-04 01:02
2100041079047 | 2100041079038 | Cambrian renewable energy limited | Bettws |  | Mynydd Y Bettws Wind Farm, Bettws | Ammanford |  | SA18 2PN | United Kingdom | 265560 | 210130 | Swansea North Grid |  |  | 132 | Western Power Distribution (South Wales) Plc | Wind | Onshore wind turbines | No |  | 0 | 34.5 | [13 empty] | Connected | 34.5 | 37 | 38.9474 | 0.5 | 0.5263 | 2012-09-24 | [13 empty] | 2022-09-04 01:02
2100041079180 | 2100041079171 | Maerdy windfarm limited | Rhondda cynon taf maerdy windfarm |  | Maerdy Windfarm, Maerdy | Rhondda cynon taff | Mid Glamorgan | CF42 6TF | United Kingdom | 295566 | 209300 | Swansea North Grid | Hirwaun Grid | Maerdy | 33 | Western Power Distribution (South Wales) Plc | Wind | Onshore wind turbines | No |  | 0 | 24 | [13 empty] | Connected | 24 | 24 | 25.2632 | 0.3 | 0.3158 | 2013-03-15 | [13 empty] | 2022-09-04 01:02
2100041079809 | 2100041079854 | Rhymney power limited | Generator section unit 48 portmanmoor rd rover way | Power Plus Limited Stor Gen, Unit 48 | Portmanmoor Road Industrial Estate, Rover Way | Cardiff | South Glamorgan | CF24 5HB | United Kingdom | 320621 | 175688 | Cardiff East Grid | Rover Way Grid | Rover Way Primary | 11 | Western Power Distribution (South Wales) Plc | Fossil - Gas | Engine (combustion / reciprocating) | No |  | 0 | 10 | [13 empty] | Connected | 10 | 10 | 10.5263 | 0.05 | 0.0526 | 2012-08-01 | [13 empty] | 2022-09-04 01:02
2100041080130 | 2100041080121 | Ffos las solar developments limited | Ffos las solar pv farm |  | Culla Road, Trimsaran | Kidwelly | Carmarthenshire | SA17 4DE | United Kingdom | 243790 | 205540 | Swansea North Grid | Trostre Grid | New Lodge | 33 | Western Power Distribution (South Wales) Plc | Solar | Photovoltaic | No |  | 0 | 5 | [13 empty] | Connected | 5 | 5 | 5.2632 | 0.1 | 0.1053 | 2013-02-13 | [13 empty] | 2022-09-04 01:02
2100041080177 | 2100041080140 | Pont andrew limited | Pont andrew solar pv farm |  | Pontyberem | Llanelli | Carmarthenshire | SA15 5NX | United Kingdom | 252736 | 210655 | Swansea North Grid | Trostre Grid |  | 33 | Western Power Distribution (South Wales) Plc | Solar | Photovoltaic | No |  | 0 | 5 | [13 empty] | Connected | 5 | 5 | 5.2632 | 0.1 | 0.1053 | 2012-07-31 | [13 empty] | 2022-09-04 01:02
2100041089685 | 2100041089700 | Green frog power 214 limited | Hirwaun stor generation | Hirwaun Industrial Estate | Main Avenue, Hirwaun | Aberdare | Mid Glamorgan | CF44 9UY | United Kingdom | 294270 | 206050 | Swansea North Grid | Hirwaun Grid |  | 33 | Western Power Distribution (South Wales) Plc | Fossil - Oil | Engine (combustion / reciprocating) | No |  | 0 | 21.216 | [13 empty] | Connected | 21.216 | 21.76 | 22.9053 | 0.1 | 0.1053 | 2012-10-01 | [13 empty] | 2022-09-04 01:02
2100041090087 | 2100041090096 | Pennant walters (pant y wal) limited | Pant y wal wind farm | Pant Y Wal Wind Farm | Glynogwr | Bridgend | Mid Glamorgan | CF35 6EL | United Kingdom | 295420 | 191510 | Grange | Grange Bsp | Ogmore Vale | 66 | Western Power Distribution (South Wales) Plc | Wind | Onshore wind turbines | No |  | 0 | 74.7 | [13 empty] | Connected | 74.7 | 46.7 | 49.1579 | 0.5 | 0.5263 | 2016-08-15 | [13 empty] | 2022-09-04 01:02
2100041101543 | 2100041101552 | Langstone solar farm 2012 ltd | Newport, langstone solar farm | Hazel Farm | Langstone Court Road | Newport | Gwent | NP18 2NE | United Kingdom | 337022 | 189363 | Uskmouth | Newport South | Ringland Newport | 11 | Western Power Distribution (South Wales) Plc | Solar | Photovoltaic | No |  | 0 | 2.5 | [13 empty] | Connected | 2.5 | 2.5 | 2.6316 | 0.1 | 0.1053 | 2012-11-01 | [13 empty] | 2022-09-04 01:02
2100041103407 | 2100041103391 | Green frog power 214 limited | Swansea tir john stor generation | Tir John Generation | Site Adjacent To Wpd Substaion, Off Dinam Road & Tir John North Road, Saint Thomas | Swansea | West Glamorgan | SA1 8NZ | United Kingdom | 268760 | 193570 | Swansea North Grid | Tir John Power Station |  | 33 | Western Power Distribution (South Wales) Plc | Fossil - Oil | Engine (combustion / reciprocating) | No |  | 0 | 21.216 | [13 empty] | Connected | 21.216 | 23.76 | 25.0105 | 0.1 | 0.1053 | 2012-12-01 | [13 empty] | 2022-09-04 01:02
2100041105609 | 2100041105593 | Wear point wind limited | Wear point wind farm | Wear Point Wind Farm | Main Road, Waterston | Milford haven | Dyfed | SA73 1DR | United Kingdom | 193491 | 204557 | Pembroke Power Station | Haverfordwest Grid | Steynton | 33 | Western Power Distribution (South Wales) Plc | Wind | Onshore wind turbines | No |  | 0 | 8.2 | [13 empty] | Connected | 8.2 | 10 | 10.5263 | 0.07 | 0.0737 | 2013-12-20 | [13 empty] | 2022-09-04 01:02
2100041113247 | 2100041113229 | Ks spv 24 limited | Pembroke dock west farm pv | West Farm | Point Lane, Cosheston | Pembroke dock | Dyfed | SA72 4UN | United Kingdom | 200128 | 203686 | Pembroke Power Station | Golden Hill Grid |  | 33 | Western Power Distribution (South Wales) Plc | Solar | Photovoltaic | No |  | 0 | 11.475 | [13 empty] | Connected | 11.475 | 11.5 | 12.1053 | 0.13 | 0.1368 | 2013-03-27 | [13 empty] | 2022-09-04 01:02
2100041113335 | 2100041113326 | Aee renewables uk 33 limited | Jordanston farm pv generation | New Dairy, Jordanston Farm | St Florence | Tenby | Dyfed | SA70 8NQ | United Kingdom | 207121 | 201331 | Pembroke Power Station | Golden Hill Grid |  | 33 | Western Power Distribution (South Wales) Plc | Solar | Photovoltaic | No |  | 0 | 4.5504 | [13 empty] | Connected | 4.5504 | 4.55 | 4.7895 | 0.02 | 0.021 | 2013-02-27 | [13 empty] | 2022-09-04 01:02
2100041115796 | 2100041115787 | Rudbaxton solar park limited | Rudbaxton solar park | Great Rudbaxton Farm | Rudbaxton | Haverfordwest | Dyfed | SA62 4DB | United Kingdom | 196074 | 220491 | Pembroke Power Station | Haverfordwest Grid |  | 33 | Western Power Distribution (South Wales) Plc | Solar | Photovoltaic | No |  | 0 | 8.34 | [13 empty] | Connected | 8.34 | 9.1 | 9.5789 | 0.05 | 0.0526 | 2014-03-31 | [13 empty] | 2022-09-04 01:02
2100041115918 | 2100041097729 | Gp biotec ltd | Gp biotec ltd | Bio Digester, Great Porthamel | Talgarth | Brecon | Powys | LD3 0DL | United Kingdom | 316038 | 235001 | Rassau Gsp | Abergavenny | Glasbury | 11 | Western Power Distribution (South Wales) Plc | Biomass | Steam turbine (thermal power plant) | No |  | 0 | 1.5 | [13 empty] | Connected | 1.5 | 1.5 | 1.5789 | 0.1 | 0.1053 | 2015-03-25 | [13 empty] | 2022-09-04 01:02
2100041120360 | 2100041120350 | Green frog power 214 limited | Dowlais stor generation site merthyr tydfil | Dowlais Stor Generation | Penygarnddu Industrial Estate | Merthyr tydfil | Mid Glamorgan | CF48 2TA | United Kingdom | 307777 | 208875 | Upper Boat | Dowlais Grid |  | 33 | Western Power Distribution (South Wales) Plc | Fossil - Oil | Engine (combustion / reciprocating) | No |  | 0 | 21.216 | [13 empty] | Connected | 21.216 | 22.46 | 23.6421 | 0.1 | 0.1053 | 2013-02-25 | [13 empty] | 2022-09-04 01:02
2100041136546 | 2100041136537 | Ks spv 18 limited | Hoplass solar farm, rhoscrowther | Hoplass Farm | Rhoscrowther | Pembroke | Dyfed | SA71 5TG | United Kingdom | 191770 | 201076 | Pembroke Power Station | Golden Hill Grid |  | 33 | Western Power Distribution (South Wales) Plc | Solar | Photovoltaic | No |  | 0 | 8.5 | [13 empty] | Connected | 8.5 | 9 | 9.4737 | 0.03 | 0.0316 | 2015-03-13 | [13 empty] | 2022-09-04 01:02
2100041142381 | 2100041142372 | Viridor trident park limited | Cardiff, viridor trident park efw | Trident Park Generation | Off Ocean Way, Glass Avenue | Cardiff | South Glamorgan | CF24 5EN | United Kingdom | 320241 | 175410 | Cardiff East Grid | Cardiff Central Grid |  | 33 | Western Power Distribution (South Wales) Plc | Waste | Steam turbine (thermal power plant) | No |  | 0 | 39.7 | [13 empty] | Connected | 39.7 | 36.824 | 38.7621 | 5 | 5.2632 | 2014-03-31 | [13 empty] | 2022-09-04 01:02
2100041150772 | 2100041150763 | Innova bidco 1 limited | Baglan bay solar farm, port talbot | Baglan Pv Farm | Former Petrochemical Plant, Baglan Bay, Baglan | Port talbot | West Glamorgan | SA12 7BY | United Kingdom | 273390 | 191995 | Swansea North Grid | Briton Ferry Grid |  | 33 | Western Power Distribution (South Wales) Plc | Solar | Photovoltaic | No |  | 0 | 4.4 | [13 empty] | Connected | 4.4 | 5 | 5.2632 | 0.02 | 0.021 | 2014-05-01 | [13 empty] | 2022-09-04 01:02
2100041150790 | 2100041150781 | Ks spv 23 limited | Whitland caermelyn solar farm | Caermelyn Solar Farm, Land Near Llanlliwe Farm | Henllan Amgoed | Whitland | Carmarthenshire | SA34 0SS | United Kingdom | 218247 | 217877 | Pembroke Power Station | Haverfordwest Grid | Penblewin | 33 | Western Power Distribution (South Wales) Plc | Solar | Photovoltaic | No |  | 0 | 14.9796 | [13 empty] | Connected | 14.9796 | 15 | 15.7895 | 0.15 | 0.1579 | 2014-03-31 | [13 empty] | 2022-09-04 01:02
2100041150842 | 2100041150833 | Milford haven properties limited | Liddeston ridge, milford haven | Export | Liddlestone Ridge | Milford haven | Dyfed | SA73 3LS | United Kingdom | 190028 | 206597 | Pembroke Power Station | Haverfordwest Grid | Steynton | 33 | Western Power Distribution (South Wales) Plc | Solar | Photovoltaic | No |  | 0 | 4.994 | [13 empty] | Connected | 4.994 | 5.25 | 5.5263 | 0.025 | 0.0263 | 2014-03-21 | [13 empty] | 2022-09-04 01:02
2100041169090 | 2100041169081 | Morgan (power generation) ltd | Usk trostry court | Trostry Court | Trostry | Usk | Monmouthshire | NP15 1HT | United Kingdom | 336735 | 204123 | Uskmouth | Panteg 66Kv Sw Site | Usk | 11 | Western Power Distribution (South Wales) Plc | Fossil - Oil | Engine (combustion / reciprocating) | No |  | 0 | 6 | [13 empty] | Connected | 6 | 6 | 6.3158 | 0.1 | 0.1053 | 2011-12-01 | [13 empty] | 2022-09-04 01:02
2100041172084 | 2100041172075 | Peak gen power 5 limited | Peak gen llandarcy stor | Peakgen Llandarcy | D'Arcy Business Park, Llandarcy | Neath | West Glamorgan | SA10 6FG | United Kingdom | 271777 | 196146 | Swansea North Grid | Tir John Power Station |  | 33 | Western Power Distribution (South Wales) Plc | Fossil - Oil | Engine (combustion / reciprocating) | No |  | 0 | 20 | [13 empty] | Connected | 20 | 20 | 21.0526 | 0.5 | 0.5263 | 2015-08-24 | [13 empty] | 2022-09-04 01:02
2100041172109 | 2100041172093 | Equitix solar (1) limited | St hilary garn farm solar farm | Garn Farm | Llantrihyd | St hilary | Vale Of Glamorgan | CF71 7DP | United Kingdom | 303526 | 173597 | Aberthaw Power Station | Barry Grid | Cowbridge | 33 | Western Power Distribution (South Wales) Plc | Solar | Photovoltaic | No |  | 0 | 6.3 | [13 empty] | Connected | 6.3 | 6.4 | 6.7368 | 0.4 | 0.421 | 2014-03-01 | [13 empty] | 2022-09-04 01:02
2100041172242 | 2100041172001 | Oakdale wind farm limited | Crumlin, pen-y-fan ind est, plateau 1, wind turbines | Plataeu 1 | Oakdale & Penyfan Industrial Estate, Plataeu 1 | Caerphilly | Mid Glamorgan | NP11 3EF | United Kingdom | 319454 | 200065 | Rassau Gsp | Crumlin | Crumlin Primary | 11 | Western Power Distribution (South Wales) Plc | Wind | Onshore wind turbines | No |  | 0 | 4 | [13 empty] | Connected | 4 | 4.1 | 4.3158 | 0.1 | 0.1053 | 2013-12-02 | [13 empty] | 2022-09-04 01:02
2100041182170 | 2189999996981 | Associated british ports south wales | Newport associated british ports | North Docks Wind Turbine No 2 (West) | Alexandra Docks | Newport | Gwent | NP20 2UW | United Kingdom | 331260 | 185930 | Uskmouth | Newport West | Newport West Primary | 11 | Western Power Distribution (South Wales) Plc | Wind | Onshore wind turbines | No |  | 0 | 4.6 | Solar | Photovoltaic | No |  | 0 | 0.25 | Fossil - Oil | Engine (combustion / reciprocating) | No |  | 0 | 0.1 |  | Connected | 4.95 | 4.6 | 4.8421 | 20 | 21.0526 | 2016-05-27 | [13 empty] | 2022-09-04 01:02
2100041182180 | 2189999996981 | Associated british ports south wales | Newport associated british ports | North Docks Wind Turbine No 1 (East) | Alexandra Docks | Newport | Gwent | NP20 2UW | United Kingdom | 331260 | 185930 | Uskmouth | Newport West | Newport West Primary | 11 | Western Power Distribution (South Wales) Plc | Wind | Onshore wind turbines | No |  | 0 | 4.6 | Solar | Photovoltaic | No |  | 0 | 0.25 | Fossil - Oil | Engine (combustion / reciprocating) | No |  | 0 | 0.1 |  | Connected | 4.95 | 4.6 | 4.8421 | 20 | 21.0526 | 2016-05-27 | [13 empty] | 2022-09-04 01:02
2100041187903 | 2100040568659 | Dwr cymru welsh water | Haverfordwest bolton hill water process plant | Bolton Hill Wtw | Tiers Cross | Haverfordwest | Dyfed | SA62 3ER | United Kingdom | 191993 | 211126 | Pembroke Power Station | Haverfordwest Grid | Merlins Bridge | 0.4 | Western Power Distribution (South Wales) Plc | Solar | Photovoltaic | No |  | 0 | 0.8 | Solar | Photovoltaic | No |  | 0 | 0.22 | [7 empty] | Connected | 1.02 | 0.05 | 0.0526 | 0.6 | 0.6316 | 2013-12-20 | [13 empty] | 2022-09-04 01:02
2100041195106 | 2100041195090 | Lightsource spv 76 limited | Cowbridge treguff pv |  | Treguff Farm, St Mary Church | Cowbridge | Vale Of Glamorgan | CF71 7LT | United Kingdom | 302265 | 171037 | Aberthaw Power Station | East Aberthaw |  | 33 | Western Power Distribution (South Wales) Plc | Solar | Photovoltaic | No |  | 0 | 3.12 | [13 empty] | Connected | 3.12 | 3.8 | 4 | 0.1 | 0.1053 | 2015-02-04 | [13 empty] | 2022-09-04 01:02
2100041197878 | 2100041197869 | Rashmika spv1 limited | Bary sutton farm solar park | Sutton Fach Farm | Waycock Road | Barry | Mid Glamorgan | CF62 3AA | United Kingdom | 308064 | 169784 | Aberthaw Power Station | East Aberthaw |  | 33 | Western Power Distribution (South Wales) Plc | Solar | Photovoltaic | No |  | 0 | 5.6 | [13 empty] | Connected | 5.6 | 5.6 | 5.8947 | 0.07 | 0.0737 | 2014-03-31 | [13 empty] | 2022-09-04 01:02
2100041197896 | 2100041197887 | Oda solar spv1 limited | Loughor solar park, aberthaw | Loughor | West Aberthaw | Barry | South Glamorgan | CF62 4JA | United Kingdom | 302300 | 167100 | Aberthaw Power Station | East Aberthaw |  | 33 | Western Power Distribution (South Wales) Plc | Solar | Photovoltaic | No |  | 0 | 4.2 | [13 empty] | Connected | 4.2 | 4.68 | 4.9263 | 0.03 | 0.0316 | 2014-03-31 | [13 empty] | 2022-09-04 01:02
2100041200262 | 2100041200253 | Tiers cross solar limited | Tiers cross, robeston west, milford haven | Rose Cottage | Robeston West | Milford haven | Dyfed | SA73 3TN | United Kingdom | 189884 | 210108 | Pembroke Power Station | Milford Haven Grid |  | 132 | Western Power Distribution (South Wales) Plc | Solar | Photovoltaic | No |  | 0 | 23.985 | [13 empty] | Connected | 23.985 | 23.99 | 25.2526 | 0.235 | 0.2474 | 2014-09-03 | [13 empty] | 2022-09-04 01:02
2100041201309 | 2100041201293 | Elgin energy 7 limited | Clawdd ddu farm, pontarddulais | Clawdd Du | Pontardulais Road, Tycroes | Ammanford | West Glamorgan | SA18 3RE | United Kingdom | 259907 | 209211 | Swansea North Grid | Ammanford Grid | Tumble | 33 | Western Power Distribution (South Wales) Plc | Solar | Photovoltaic | No |  | 0 | 11.55 | [13 empty] | Connected | 11.55 | 12.3 | 12.9474 | 0.03 | 0.0316 | 2014-03-31 | [13 empty] | 2022-09-04 01:02
2100041201327 | 2100041201318 | Betingau solar limited | Cefn betingau farm, swansea | Cefn Betingau Farm | Rhydypandy Road, Morriston | Swansea | West Glamorgan | SA6 6NX | United Kingdom | 266073 | 201505 | Swansea North Grid | Swansea North Bsp |  | 33 | Western Power Distribution (South Wales) Plc | Solar | Photovoltaic | No |  | 0 | 8.75 | [13 empty] | Connected | 8.75 | 9 | 9.4737 | 0.025 | 0.0263 | 2014-03-31 | [13 empty] | 2022-09-04 01:02
2100041202640 | 2100041202650 | Monsolar iq limited | Woden solar park michaelstone la pit | Woden Park | Cwrt Yr Ala Road, Michaelston Le Pit | Cardiff | South Glamorgan | CF5 5QS | United Kingdom | 313806 | 175123 | Aberthaw Power Station | Cardiff West Grid | Highmead | 11 | Western Power Distribution (South Wales) Plc | Solar | Photovoltaic | No |  | 0 | 1 | [13 empty] | Connected | 1 | 4.992 | 5.2547 | 0.025 | 0.0263 | 2014-03-17 | [13 empty] | 2022-09-04 01:02
2100041212230 | 2100041212221 | Pentre solar limited | Pentre farm, llanon, llanelli | Pentre Farm | Llannon | Llanelli | Dyfed | SA14 6AP | United Kingdom | 253389 | 209267 | Swansea North Grid | Trostre Grid |  | 33 | Western Power Distribution (South Wales) Plc | Solar | Photovoltaic | No |  | 0 | 5.095 | [13 empty] | Connected | 5.095 | 5.5 | 5.7895 | 0.55 | 0.5789 | 2014-09-25 | [13 empty] | 2022-09-04 01:02
2100041217850 | 2100041217888 | Beegreen solar ltd | Sedbury solar park |  | Sedbury | Chepstow | Gwent | NP16 7EY | United Kingdom | 355426 | 193265 | Uskmouth | Sudbrook | Chepstow | 11 | Western Power Distribution (South Wales) Plc | Solar | Photovoltaic | No |  | 0 | 5 | [13 empty] | Connected | 5 | 5 | 5.2632 | 0.07 | 0.0737 | 2015-03-25 | [13 empty] | 2022-09-04 01:02
2100041221068 | 2100041221059 | Peak gen power 6 limited | Peakgen barry stor, penarth | Peak Gen Barry Stor | Sully Moors Road | Penarth | South Glamorgan | CF64 5RP | United Kingdom | 314590 | 168657 | Aberthaw Power Station | Cardiff West Grid |  | 33 | Western Power Distribution (South Wales) Plc | Fossil - Oil | Engine (combustion / reciprocating) | No |  | 0 | 20 | [13 empty] | Connected | 20 | 20 | 21.0526 | 0.5 | 0.5263 | 2015-09-22 | [13 empty] | 2022-09-04 01:02
2100041227102 | 2100041227014 | Dafen reserve power ltd | Dafen reserve power llethri rd dafen | Dafen Reserve Power (Stor) | Llethri Road, Dafen | Llanelli | Dyfed | SA14 8EU | United Kingdom | 252864 | 202219 | Swansea North Grid | Trostre Grid | Westfa | 11 | Western Power Distribution (South Wales) Plc | Fossil - Gas | Engine (combustion / reciprocating) | No |  | 0 | 10 | [13 empty] | Connected | 10 | 10 | 10.5263 | 0.125 | 0.1316 | 2015-03-05 | [13 empty] | 2022-09-04 01:02
2100041230842 | 2100041230833 | Sunsave 14 (fenton) limited | Fenton home farm solar farm | Fenton Home Farm | Crundale | Haverfordwest | Dyfed | SA62 4PY | United Kingdom | 198922 | 217424 | Pembroke Power Station | Haverfordwest Grid |  | 33 | Western Power Distribution (South Wales) Plc | Solar | Photovoltaic | No |  | 0 | 31.28 | [13 empty] | Connected | 31.28 | 36 | 37.8947 | 0.05 | 0.0526 | 2014-09-30 | [13 empty] | 2022-09-04 01:02
2100041240353 | 2100041240344 | Sunsave 23 (yerbeston) limited | Yerbeston solar farm | Yerbeston Gate | Yerbeston | Kilgetty | Dyfed | SA68 0NS | United Kingdom | 207188 | 209122 | Pembroke Power Station | Haverfordwest Grid |  | 33 | Western Power Distribution (South Wales) Plc | Solar | Photovoltaic | No |  | 0 | 4.98 | [13 empty] | Connected | 4.98 | 5 | 5.2632 | 0.05 | 0.0526 | 2015-11-27 | [13 empty] | 2022-09-04 01:02
2100041246319 | 2100041246300 | Longlands lane renewables limited | Magor, longlands lane wt |  | Longlands Lane, Redwick, Magor | Caldicot | Gwent | NP26 3TS | United Kingdom | 340830 | 185506 | Uskmouth | Magor Grid | Magor Primary | 11 | Western Power Distribution (South Wales) Plc | Wind | Onshore wind turbines | No |  | 0 | 1.5 | [13 empty] | Connected | 1.5 | 1.5 | 1.5789 | 0.01 | 0.0105 | 2014-11-17 | [13 empty] | 2022-09-04 01:02
2100041251267 | 2100041251258 | Pen y cae solar limited | Pen y cae solar farm, ammanford | Pen Y Cae Solar Farm | Saron Road | Capel hendre | Dyfed | SA18 3LH | United Kingdom | 259600 | 211700 | Swansea North Grid | Ammanford Grid |  | 33 | Western Power Distribution (South Wales) Plc | Solar | Photovoltaic | No |  | 0 | 5.9712 | [13 empty] | Connected | 5.9712 | 5.971 | 6.2853 | 0.045 | 0.0474 | 2015-03-13 | [13 empty] | 2022-09-04 01:02
2100041251285 | 2100041251276 | Saron solar limited | Saron solar farm, ammanford | Saron Road | Saron | Ammanford | West Glamorgan | SA18 3BJ | United Kingdom | 260600 | 212700 | Swansea North Grid | Ammanford Grid |  | 33 | Western Power Distribution (South Wales) Plc | Solar | Photovoltaic | No |  | 0 | 5.5656 | [13 empty] | Connected | 5.5656 | 5.565 | 5.8579 | 0.045 | 0.0474 | 2015-03-13 | [13 empty] | 2022-09-04 01:02
2100041252837 | 2100041252819 | Brynteg solar limited | Brynteg solar farm, llanelli | Brynteg Farm | Five Roads | Llanelli | Dyfed | SA15 4ND | United Kingdom | 249621 | 203808 | Swansea North Grid | Trostre Grid |  | 33 | Western Power Distribution (South Wales) Plc | Solar | Photovoltaic | No |  | 0 | 12.24 | [13 empty] | Connected | 12.24 | 12.88 | 13.5579 | 0.12 | 0.1263 | 2014-12-19 | [13 empty] | 2022-09-04 01:02
2100041254978 | 2100041254969 | Hendre fawr solar limited | Aberdare hendre fawr solar farm | Hendre Fawr Farm | Mount Road, Rhigos | Aberdare | Mid Glamorgan | CF44 9RX | United Kingdom | 390600 | 205800 | Swansea North Grid | Hirwaun Grid |  | 33 | Western Power Distribution (South Wales) Plc | Solar | Photovoltaic | No |  | 0 | 9.8 | [13 empty] | Connected | 9.8 | 10.2 | 10.7368 | 0.03 | 0.0316 | 2015-03-06 | [13 empty] | 2022-09-04 01:02
2100041256140 | 2199989610024 | Ford motor company limited | Bridgend waterton (ford motor co) ehv connection | Ford Motor Company Limited | Waterton Industrial Estate | Bridgend | Mid Glamorgan | CF31 3PJ | United Kingdom | 293500 | 178400 | Pyle Grid | Fords Grid Bridgend |  | 132 | Western Power Distribution (South Wales) Plc | Wind | Onshore wind turbines | No |  | 0 | 0.5 | [13 empty] | Connected | 0.5 | 0.5 | 0.5263 | 16 | 16.8421 | 2014-12-01 | [13 empty] | 2022-09-04 01:02
2100041256901 | 2100041256896 | Pennant walters (hirwaun) ltd | Mynydd y gynnon farm, hirwaun | Mynydd Y Gynnon Farm | Hirwaun Common, Hirwaun | Aberdare | Mid Glamorgan | CF44 9UL | United Kingdom | 296070 | 204410 | Upper Boat |  |  | 132 | Western Power Distribution (South Wales) Plc | Wind | Onshore wind turbines | No |  | 0 | 22.5 | [13 empty] | Connected | 22.5 | 24 | 25.2632 | 0.5 | 0.5263 | 2015-03-12 | [13 empty] | 2022-09-04 01:02
2100041257269 | 2100041257250 | Hendai solar limited | Hendai farm, heol adam, gelligaer | Hendai Farm | Heol Adam, Gelligaer | Hengoed | Mid Glamorgan | CF82 8FU | United Kingdom | 311861 | 197860 | Upper Boat | Dowlais Grid | Nantwen | 33 | Western Power Distribution (South Wales) Plc | Solar | Photovoltaic | No |  | 0 | 10 | [13 empty] | Connected | 10 | 10 | 10.5263 | 0.06 | 0.0632 | 2015-02-10 | [13 empty] | 2022-09-04 01:02
2100041258607 | 2100041258591 | Singrug limited | Blackwood cwm cae singrug farm | Track Off St Tudor'S Church | Mynyddislwyn | Blackwood | Gwent | NP12 2BG | United Kingdom | 319520 | 193670 | Rassau Gsp | Crumlin |  | 33 | Western Power Distribution (South Wales) Plc | Solar | Photovoltaic | No |  | 0 | 8.85 | [13 empty] | Connected | 8.85 | 10 | 10.5263 | 0.1 | 0.1053 | 2015-03-02 | [13 empty] | 2022-09-04 01:02
2100041260313 | 2100041260304 | Sunsave 29 (court colman) limited | Bridgend court colman | Court Colman Pv Park | Pen Y Fai | Bridgend | Mid Glamorgan | CF31 4NG | United Kingdom | 287766 | 181701 | Pyle Grid | Bridgend Grid |  | 33 | Western Power Distribution (South Wales) Plc | Solar | Photovoltaic | No |  | 0 | 14.96 | [13 empty] | Connected | 14.96 | 15 | 15.7895 | 0.05 | 0.0526 | 2015-09-21 | [13 empty] | 2022-09-04 01:02
2100041260340 | 2100041260331 | Esf llwyndu limited | Llwyndu solar farm | Llwyndu Pv Generation | Llwyndu Farm | Blaenporth | Cardigan | SA43 2JB | United Kingdom | 227211 | 248691 | Swansea North Grid | Rhos Grid | Blaenporth | 33 | Western Power Distribution (South Wales) Plc | Solar | Photovoltaic | No |  | 0 | 5.94 | [13 empty] | Connected | 5.94 | 6.534 | 6.8779 | 0.03 | 0.0316 | 2015-02-19 | [13 empty] | 2022-09-04 01:02
2100041260642 | 2100041260633 | Abergelli solar limited | Abergelli farm, swansea | Abergelli Fach Farm | Felindre | Swansea | West Glamorgan | SA5 7NN | United Kingdom | 265117 | 201649 | Swansea North Grid | Swansea North Bsp |  | 33 | Western Power Distribution (South Wales) Plc | Solar | Photovoltaic | No |  | 0 | 6.2238 | [13 empty] | Connected | 6.2238 | 6.735 | 7.0895 | 0.145 | 0.1526 | 2015-03-13 | [13 empty] | 2022-09-04 01:02
2100041264099 | 2100041264080 | Crug mawr solar farm limited | Cardigan crug mawr farm | Crugmore Farm | Penparc | Cardigan | Dyfed | SA43 1RD | United Kingdom | 220618 | 247249 | Swansea North Grid | Rhos Grid | Blaenporth | 33 | Western Power Distribution (South Wales) Plc | Solar | Photovoltaic | No |  | 0 | 6.06 | [13 empty] | Connected | 6.06 | 6 | 6.3158 | 0.025 | 0.0263 | 2015-03-25 | [13 empty] | 2022-09-04 01:02
2100041265525 | 2100041265516 | Wse chapel hill limited | Pembrokeshire yerbeston solar park | Yerbeston Solar Park | Chapel Hill | St twynells | Dyfed | SA71 5HY | United Kingdom | 196129 | 197836 | Pembroke Power Station | Golden Hill Grid |  | 33 | Western Power Distribution (South Wales) Plc | Solar | Photovoltaic | No |  | 0 | 7.2 | [13 empty] | Connected | 7.2 | 8 | 8.421 | 0.1 | 0.1053 | 2015-03-23 | [13 empty] | 2022-09-04 01:02
2100041265818 | 2100041265809 | Cynon power limited | Aberdare aberaman generation substation | Aberaman Generation Sub Station | Aberaman Industrial Estate, Aberaman | Aberdare | Mid Glamorgan | CF44 6DA | United Kingdom | 302130 | 207920 | Upper Boat | Mountain Ash Grid |  | 33 | Western Power Distribution (South Wales) Plc | Biofuel - Landfill gas | Gas turbine (OCGT) | No |  | 0 | 16 | [13 empty] | Connected | 16 | 17.6 | 18.5263 | 0.225 | 0.2368 | 2015-11-16 | [13 empty] | 2022-09-04 01:02
2100041267930 | 2100041267912 | Wse rhydypandy limited | Swansea cefn betingau b | Cefn Betingau 'B' Solar Park | Clydach | Swansea | West Glamorgan | SA6 6NX | United Kingdom | 266057 | 201531 | Swansea North Grid | Swansea North Bsp |  | 33 | Western Power Distribution (South Wales) Plc | Solar | Photovoltaic | No |  | 0 | 5.1 | [13 empty] | Connected | 5.1 | 6 | 6.3158 | 0.03 | 0.0316 | 2015-02-20 | [13 empty] | 2022-09-04 01:02
2100041268846 | 2100041268837 | Shoals hook solar (uk) limited | Haverfordwest shoals hook solar farm | Shoals Hook |  | Haverfordwest | Dyfed | SA62 4PZ | United Kingdom | 197815 | 216602 | Pembroke Power Station | Haverfordwest Grid |  | 33 | Western Power Distribution (South Wales) Plc | Solar | Photovoltaic | No |  | 0 | 12.12 | [13 empty] | Connected | 12.12 | 12 | 12.6316 | 0.06 | 0.0632 | 2015-03-27 | [13 empty] | 2022-09-04 01:02
2100041269840 | 2100041269830 | Golden hill solar limited | Golden hill solar park | Mylett House | Myletts Hill, Golden Hill | Pembroke | Dyfed | SA71 4SZ | United Kingdom | 198979 | 202414 | Pembroke Power Station | Golden Hill Grid | Golden Hill Primary | 11 | Western Power Distribution (South Wales) Plc | Solar | Photovoltaic | No |  | 0 | 5.05 | [13 empty] | Connected | 5.05 | 7 | 7.3684 | 0.1 | 0.1053 | 2015-03-26 | [13 empty] | 2022-09-04 01:02
2100041270232 | 2100041270241 | Cuckoo solar limited | Cuckoo grove west | Cuckoo Grove Solar Farm | Slade Hall Farm, Douglas James Way | Haverfordwest | Dyfed | SA61 2UX | United Kingdom | 192801 | 216610 | Pembroke Power Station | Haverfordwest Grid | Haverfordwest Power Stn | 11 | Western Power Distribution (South Wales) Plc | Solar | Photovoltaic | No |  | 0 | 4.8 | [13 empty] | Connected | 4.8 | 4.8 | 5.0526 | 0.018 | 0.0189 | 2015-03-19 | [13 empty] | 2022-09-04 01:02
2100041270320 | 2100041270311 | Sune hill farm solar limited | Penrhiwarwydd farm mynyddiswyn | Penrhiwarwydd Solar Farm | Mynyddislwyn | Newport | Gwent | NP11 7BB | United Kingdom | 318842 | 192333 | Rassau Gsp | Crumlin |  | 33 | Western Power Distribution (South Wales) Plc | Solar | Photovoltaic | No |  | 0 | 6.12 | [13 empty] | Connected | 6.12 | 6.12 | 6.4421 | 0.1 | 0.1053 | 2015-03-20 | [13 empty] | 2022-09-04 01:02
2100041270349 | 2100041270376 | Gpp langstone llp | Aberporth solar farm | Aberporth Solar Farm | Aberporth | Cardigan | Ceredigion | SA43 2BS | United Kingdom | 224840 | 250289 | Swansea North Grid | Rhos Grid | Blaenporth | 11 | Western Power Distribution (South Wales) Plc | Solar | Photovoltaic | No |  | 0 | 1.19 | [13 empty] | Connected | 1.19 | 1.2 | 1.2632 | 0.05 | 0.0526 | 2015-03-24 | [13 empty] | 2022-09-04 01:02
2100041272870 | 2100041272860 | Sune little neath solar limited | Little neath, wogaston farm | Wogaston Farm | Rhoscrowther, Angle | Pembroke | Dyfed | SA71 5AA | United Kingdom | 191778 | 200645 | Pembroke Power Station | Haverfordwest Grid | Steynton | 33 | Western Power Distribution (South Wales) Plc | Solar | Photovoltaic | No |  | 0 | 5.1 | [13 empty] | Connected | 5.1 | 5 | 5.2632 | 0.03 | 0.0316 | 2015-03-12 | [13 empty] | 2022-09-04 01:02
2100041275356 | 2100041275347 | Lightsource spv 105 limited | Maes bach solar farm | Maes Bach Farm | Willowford Road | Ton-teg | Mid Glamorgan | CF38 1SL | United Kingdom | 310586 | 185761 | Upper Boat | Upper Boat Bsp | Upper Boat Primary | 11 | Western Power Distribution (South Wales) Plc | Solar | Photovoltaic | No |  | 0 | 3.5 | [13 empty] | Connected | 3.5 | 3.5 | 3.6842 | 0.25 | 0.2632 | 2015-12-16 | [13 empty] | 2022-09-04 01:02
2100041278161 | 2100041278152 | Gelliwern solar limited | Gelliwern isaf solar farm, felindre, swansea | Solar Photovoltaic Panels, Gelli Wern Isaf | Felindre | Swansea | West Glamorgan | SA5 7PJ | United Kingdom | 262382 | 202019 | Swansea North Grid | Swansea North Bsp |  | 33 | Western Power Distribution (South Wales) Plc | Solar | Photovoltaic | No |  | 0 | 5 | [13 empty] | Connected | 5 | 5 | 5.2632 | 0.025 | 0.0263 | 2015-03-27 | [13 empty] | 2022-09-04 01:02
2100041286890 | 2100041286881 | Biogen uk ltd | Bryn pica waste | Bryn Pica | Landfill Site, Llwydcoed | Aberdare | Mid Glamorgan | CF44 0BX | United Kingdom | 300910 | 205370 | Swansea North Grid | Hirwaun Grid | Aberdare | 11 | Western Power Distribution (South Wales) Plc | Biofuel - Biogas from anaerobic digestion (excluding landfill & sewage) | Engine (combustion / reciprocating) | Yes |  | 0 | 1.189 | [13 empty] | Connected | 1.189 | 1.1 | 1.1579 | 0.25 | 0.2632 | 2015-05-25 | [13 empty] | 2022-09-04 01:02
2100041288620 | 2199989610177 | Associated british ports | Port of swansea | Port Of Swansea Harbour Office | Kings Dock | Swansea |  | SA1 1QR | United Kingdom | 267406 | 192787 | Swansea North Grid | Tir John Power Station | Tir John Primary | 66 | Western Power Distribution (South Wales) Plc | Wind | Onshore wind turbines | No |  | 0 | 0.25 | Solar | Photovoltaic | No |  | 0 | 0.23 | [7 empty] | Connected | 0.48 | 0.94 | 0.9895 | 3.5 | 3.6842 | 2015-05-30 | [13 empty] | 2022-09-04 01:02
2100041290967 | 2100041290958 | Fim solar distribution llp | Oak cottage,wiston, haverfordwest | Oak Cottage | Wiston | Haverfordwest | Dyfed | SA62 4PR | United Kingdom | 202911 | 217724 | Pembroke Power Station | Haverfordwest Grid |  | 33 | Western Power Distribution (South Wales) Plc | Solar | Photovoltaic | No |  | 0 | 4.59 | [13 empty] | Connected | 4.59 | 4.59 | 4.8316 | 0.06 | 0.0632 | 2015-08-24 | [13 empty] | 2022-09-04 01:02
2100041295618 | 2100041295609 | Gilfach renewable energy ltd | Blaenau fuel depot | D J Davies Fuels Limited, Blaenau Fuel Depot | Penygroes Road, Blaenau | Ammanford | West Glamorgan | SA18 3BZ | United Kingdom | 260311 | 213516 | Swansea North Grid | Ammanford Grid | Cross Hands | 11 | Western Power Distribution (South Wales) Plc | Wind | Onshore wind turbines | No |  | 0 | 1 | [13 empty] | Connected | 1 | 0.526 | 0.5537 | 0.02 | 0.021 | 2015-12-08 | [13 empty] | 2022-09-04 01:02
2100041309935 | 2100041309926 | Ridgeway solar energy limited | Red court farm, llysonnen rd, carmarthen | Redcourt Farm | Llysonnen Road | Carmarthen | Dyfed | SA33 5DR | United Kingdom | 237901 | 219366 | Swansea North Grid | Carmarthen Grid |  | 33 | Western Power Distribution (South Wales) Plc | Solar | Photovoltaic | No |  | 0 | 4.77 | [13 empty] | Connected | 4.77 | 4.8 | 5.0526 | 0.03 | 0.0316 | 2015-10-19 | [13 empty] | 2022-09-04 01:02
2100041320655 | 2100041320646 | Good energy brynwhilach solar park limited | Brynwhilach farm swansea | Solar Farm, Bryn Whilach Farm | Morriston | Swansea | West Glamorgan | SA5 7PE | United Kingdom | 264396 | 200216 | Swansea North Grid | Swansea North Bsp |  | 33 | Western Power Distribution (South Wales) Plc | Solar | Photovoltaic | No |  | 0 | 4.08 | [13 empty] | Connected | 4.08 | 4.295 | 4.521 | 0.23 | 0.2421 | 2017-03-03 | [13 empty] | 2022-09-04 01:02
2100041320673 | 2100041320664 | Spf roberts wall limited | Roberts wall solar park | Roberts Wall Farm | Penally | Tenby | Dyfed | SA70 8NF | United Kingdom | 210038 | 200493 | Pembroke Power Station | Haverfordwest Grid | Tenby | 11 | Western Power Distribution (South Wales) Plc | Solar | Photovoltaic | No |  | 0 | 1.96 | [13 empty] | Connected | 1.96 | 2.064 | 2.1726 | 0.05 | 0.0526 | 2015-12-23 | [13 empty] | 2022-09-04 01:02
2100041320691 | 2100041320682 | Pant y moch renewables limited | Pant y moch farm, mynydd emroc | Pantymoch Farm | Penycae | Port talbot | West Glamorgan | SA13 2UT | United Kingdom | 277887 | 189892 | Swansea North Grid | Briton Ferry Grid |  | 33 | Western Power Distribution (South Wales) Plc | Solar | Photovoltaic | No |  | 0 | 9.984 | [13 empty] | Connected | 9.984 | 4.44 | 4.6737 | 0.025 | 0.0263 | 2015-11-01 | [13 empty] | 2022-09-04 01:02
2100041321817 | 2100041321808 | Sune waycock road solar limited | Barry jesus college pv generation | Jesus College Pv Generation | Waycock Road | Barry | South Glamorgan | CF62 3AA | United Kingdom | 309056 | 169637 | Aberthaw Power Station | Barry Grid |  | 33 | Western Power Distribution (South Wales) Plc | Solar | Photovoltaic | No |  | 0 | 5.25 | [13 empty] | Connected | 5.25 | 5.1 | 5.3684 | 0.03 | 0.0316 | 2016-03-31 | [13 empty] | 2022-09-04 01:02
2100041322192 | 2100041322183 | Cadoxton reserve power limited | Barry sully moors | Former Ineos Chlor Chemical Works Site | Sully Moors Road | Barry | South Glamorgan | CF64 5RP | United Kingdom | 314500 | 168700 | Aberthaw Power Station | Barry Grid |  | 33 | Western Power Distribution (South Wales) Plc | Fossil - Gas | Engine (combustion / reciprocating) | No |  | 0 | 16 | [13 empty] | Connected | 16 | 16 | 16.8421 | 0.175 | 0.1842 | 2016-02-01 | [13 empty] | 2022-09-04 01:02
2100041327882 | 2100041327873 | Margam green energy limited | Western wood biomass 2 | Western Wood 2;Biomass Generation | Heol Cae'R-Bont | Port talbot |  | SA13 2NS | United Kingdom | 279198 | 186292 | Pyle Grid | Pyle Bsp | Pyle Primary | 132 | Western Power Distribution (South Wales) Plc | Biomass | Steam turbine (thermal power plant) | No |  | 0 | 48.96 | [13 empty] | Connected | 48.96 | 46.947 | 49.4179 | 4 | 4.2105 | 2013-09-23 | [13 empty] | 2022-09-04 01:02
2100041327907 | 2100041327891 | Larigan power limited | Pontyclun larigan power | Unit B1-B3 | Coedcae Lane Industrial Estate, Coedcae Lane | Pontyclun | Mid Glamorgan | CF72 9HG | United Kingdom | 302952 | 182310 | Upper Boat | Pontyclun Primary | Pontyclun 132/11Kv | 11 | Western Power Distribution (South Wales) Plc | Fossil - Gas | Engine (combustion / reciprocating) | No |  | 0 | 22.72 | [13 empty] | Connected | 22.72 | 16.84 | 17.7263 | 0.35 | 0.3684 | 2016-05-27 | [13 empty] | 2022-09-04 01:02
2100041328733 | 2100041328715 | Larigan power limited | Pontyclun larigan power | Unit B1-B3 | Coedcae Lane Industrial Estate, Coedcae Lane | Pontyclun | Mid Glamorgan | CF72 9HG | United Kingdom | 302952 | 182310 | Upper Boat | Pontyclun Primary | Pontyclun 132/11Kv | 11 | Western Power Distribution (South Wales) Plc | Fossil - Gas | Engine (combustion / reciprocating) | No |  | 0 | 22.72 | [13 empty] | Connected | 22.72 | 16.84 | 17.7263 | 0.6 | 0.6316 | 2016-05-27 | [13 empty] | 2022-09-04 01:02
2100041329072 | 2100041329063 | Llancadle solar farm limited | Llancadle - llancadle solar farm | Llancadle Solar Farm | Llancadle Road | Llancadle | Vale Of Glamorgan | CF62 3AQ | United Kingdom | 303225 | 167770 | Aberthaw Power Station | East Aberthaw |  | 33 | Western Power Distribution (South Wales) Plc | Solar | Photovoltaic | No |  | 0 | 3.9 | [13 empty] | Connected | 3.9 | 3.9 | 4.1053 | 0.2 | 0.2105 | 2015-12-01 | [13 empty] | 2022-09-04 01:02
2100041329899 | 2100041329880 | Short bros homes limited | Dura park bynea yspitty road llanelli | Short Bros Homes Limited | Dura Park 7, Yspitty Road | Llanelli |  | SA14 9TD | United Kingdom | 255610 | 198600 | Swansea North Grid | Trostre Grid | Maesarddafen | 11 | Western Power Distribution (South Wales) Plc | Solar | Photovoltaic | No |  | 0 | 1.1 | [13 empty] | Connected | 1.1 | 1.1 | 1.1579 | 0.3 | 0.3158 | 2015-12-19 | [13 empty] | 2022-09-04 01:02
2100041329978 | 2100041329969 | Trecastle renewables limited | Trecastle solar farm |  | Tyla Coch Solar, Trecastle Farm, Llanharry | Pontyclun | Mid Glamorgan | CF72 9LY | United Kingdom | 302587 | 181508 | Upper Boat | Pontyclun Primary | Pontyclun 132/11Kv | 11 | Western Power Distribution (South Wales) Plc | Solar | Photovoltaic | No |  | 0 | 3.996 | [13 empty] | Connected | 3.996 | 4 | 4.2105 | 0.05 | 0.0526 | 2015-12-16 | [13 empty] | 2022-09-04 01:02
2100041330236 | 2100041330245 | Court solarfarm limited | Court solar farm, treoes, bridgend | Court Solar Farm | Treoes | Bridgend | Vale Of Glamorgan | CF35 5DD | United Kingdom | 294751 | 178444 | Pyle Grid | Waterton Industrial Grid | Waterton Industrial Primary | 11 | Western Power Distribution (South Wales) Plc | Solar | Photovoltaic | No |  | 0 | 2 | [13 empty] | Connected | 2 | 2 | 2.1053 | 0.02 | 0.021 | 2016-01-28 | [13 empty] | 2022-09-04 01:02
2100041330779 | 2100041330760 | Volac international limited | Volac factory | Volac International | Felinfach | Lampeter | Dyfed | SA48 8AG | United Kingdom | 252705 | 256118 | Swansea North Grid | Lampeter Grid | Llanfihangel Ystrad | 11 | Western Power Distribution (South Wales) Plc | Biomass | Steam turbine (thermal power plant) | No |  | 0 | 3.5 | [13 empty] | Connected | 3.5 | 0.999 | 1.0516 | 4.5 | 4.7368 | 2016-04-01 | [13 empty] | 2022-09-04 01:02
2100041330900 | 2100041330894 | Lightsource spv 20 limited | Langton farm | Langton Farm | Dwrbach | Fishguard | Dyfed | SA65 9RH | United Kingdom | 194473 | 233813 | Pembroke Power Station | Haverfordwest Grid | Fishguard | 11 | Western Power Distribution (South Wales) Plc | Solar | Photovoltaic | No |  | 0 | 2.9 | [13 empty] | Connected | 2.9 | 2.96 | 3.1158 | 0.03 | 0.0316 | 2016-12-02 | [13 empty] | 2022-09-04 01:02
2100041330928 | 2100041330919 | Ks spv 53 limited | Hafod y dafal solar farm, aberbeeg | Hafod-Y-Dafal Solar Farm | Hafod-Y-Dafal, Aberbeeg | Abertillery | Gwent | NP13 2ER | United Kingdom | 320042 | 203683 | Rassau Gsp | Crumlin |  | 33 | Western Power Distribution (South Wales) Plc | Solar | Photovoltaic | No |  | 0 | 6.24 | [13 empty] | Connected | 6.24 | 6.24 | 6.5684 | 0.1 | 0.1053 | 2015-12-15 | [13 empty] | 2022-09-04 01:02
2100041336725 | 2100041336716 | Ssr stormy west limited | Stormy down pv generation, bridgend | Stormy Down Quarry | Heol-Y-Splot, South Cornelly | Bridgend | Mid Glamorgan | CF33 4RS | United Kingdom | 284118 | 180078 | Pyle Grid | Pyle Bsp |  | 33 | Western Power Distribution (South Wales) Plc | Solar | Photovoltaic | No |  | 0 | 3.72 | [13 empty] | Connected | 3.72 | 3.8 | 4 | 0.08 | 0.0842 | 2017-03-20 | [13 empty] | 2022-09-04 01:02
2100041336743 | 2100041336734 | Monmouthshire county council | Oak grove farm, crick, monmouthshire | Oak Grove Farm | Crick | Caldicot | Monmouthshire | NP26 5UT | United Kingdom | 349448 | 189952 | Uskmouth | Sudbrook |  | 33 | Western Power Distribution (South Wales) Plc | Solar | Photovoltaic | No |  | 0 | 4.2 | [13 empty] | Connected | 4.2 | 5 | 5.2632 | 0.02 | 0.021 | 2016-03-31 | [13 empty] | 2022-09-04 01:02
2100041339187 | 2100041339178 | Sesmp110 lower house solar farm | Usk lower house farm | Lower House | Kemeys Commander | Usk | Gwent | NP15 1JU | United Kingdom | 334800 | 204209 | Rassau Gsp | Abergavenny | Monmouth | 66 | Western Power Distribution (South Wales) Plc | Solar | Photovoltaic | No |  | 0 | 6.5225 | [13 empty] | Connected | 6.5225 | 6.6 | 6.9474 | 0.15 | 0.1579 | 2016-03-15 | [13 empty] | 2022-09-04 01:02
2100041339708 | 2100041255011 | Bryn recycling limited | Bryn recycling gelliargwellt farm bryn quarry gelligaer hengoed | Gelliargwelltt Farm | Gelligaer | Hengoed | Mid Glamorgan | CF82 8FY | United Kingdom | 312485 | 196441 | Rassau Gsp | Pengam Grid Bsp | Pengam Grid | 11 | Western Power Distribution (South Wales) Plc | Fossil - Gas | Engine (combustion / reciprocating) | Yes |  | 0 | 1.1 | Solar | Photovoltaic | No |  | 0 | 0.25 | [7 empty] | Connected | 1.35 | 1 | 1.0526 | 0.25 | 0.2632 | 2015-12-16 | [13 empty] | 2022-09-04 01:02
2100041343411 | 2100041343402 | Csi sea view limited | Nottage sea view farm solar | Sea View Farm | Pyle Road, Nottage | Porthcawl | Mid Glamorgan | CF36 5TB | United Kingdom | 282304 | 179030 | Pyle Grid | Pyle Bsp | Nottage | 11 | Western Power Distribution (South Wales) Plc | Solar | Photovoltaic | No |  | 0 | 1.472 | [13 empty] | Connected | 1.472 | 1.472 | 1.5495 | 0.04 | 0.0421 | 2016-03-30 | [13 empty] | 2022-09-04 01:02
2100041343607 | 2100041343582 | Bee derwen limited | Derwen solar farm, land at cwm y derwyn farm | Derwyn Solar Farm | Cwm Y Derwyn Farm | Barry | South Glamorgan | CF62 3AA | United Kingdom | 310830 | 169169 | Aberthaw Power Station | East Aberthaw |  | 33 | Western Power Distribution (South Wales) Plc | Solar | Photovoltaic | No |  | 0 | 3.72 | [13 empty] | Connected | 3.72 | 4 | 4.2105 | 0.05 | 0.0526 | 2016-02-29 | [13 empty] | 2022-09-04 01:02
2100041344656 | 2100041344647 | Lightsource spv 58 limited | Mountain ash pen rhiw, caradog farm, llanwono road | Penrhiw Cradoc Farm | Llanwonno Road | Mountain ash | Mid Glamorgan | CF45 3UX | United Kingdom | 304551 | 197964 | Upper Boat | Mountain Ash Grid |  | 33 | Western Power Distribution (South Wales) Plc | Solar | Photovoltaic | No |  | 0 | 4.12 | [13 empty] | Connected | 4.12 | 4.12 | 4.3368 | 0.1 | 0.1053 | 2017-02-14 | [13 empty] | 2022-09-04 01:02
2100041345419 | 2100041345400 | Awel y gwrhyd cic | Ammanford mynydd y gwrhyd wind farm | Mynydd Y Gwrhyd Wind Farm | Cwaun Cae Gurwen | Ammanford | West Glamorgan | SA18 1PP | United Kingdom | 272622 | 210662 | Swansea North Grid | Ystradgynlais Grid |  | 33 | Western Power Distribution (South Wales) Plc | Wind | Onshore wind turbines | No |  | 0 | 4.7 | [13 empty] | Connected | 4.7 | 4.7 | 4.9474 | 0.1 | 0.1053 | 2016-11-28 | [13 empty] | 2022-09-04 01:02
2100041345507 | 2100041345757 | Lightsource spv 57 limited | Morfa farm, morfa lane, llantwit major, cf61 2yf | Morfa Farm | Morfa Lane | Llantwit major | Vale Of Glamorgan | CF61 2YT | United Kingdom | 295957 | 170243 | Aberthaw Power Station | East Aberthaw | Boverton | 11 | Western Power Distribution (South Wales) Plc | Solar | Photovoltaic | No |  | 0 | 1 | [13 empty] | Connected | 1 | 1 | 1.0526 | 0.05 | 0.0526 | 2017-03-31 | [13 empty] | 2022-09-04 01:02
2100041346885 | 2100041346867 | Uk capacity reserve limited | Traston road stor, newport | Export | Traston Road Stor, Traston Road | Newport | Gwent | NP19 4RQ | United Kingdom | 333010 | 185720 | Uskmouth | Newport South |  | 33 | Western Power Distribution (South Wales) Plc | Fossil - Gas | Engine (combustion / reciprocating) | No |  | 0 | 20 | [13 empty] | Connected | 20 | 21.05 | 22.1579 | 0.2 | 0.2105 | 2016-10-26 | [13 empty] | 2022-09-04 01:02
2100041346900 | 2100041346894 | Uk capacity reserve limited | Tonypandy stor, off llwynpia road | Gas Fired Generator | Llwynypia Road | Tonypandy | Mid Glamorgan | CF40 2ET | United Kingdom | 299300 | 193100 | Upper Boat | Upper Boat Bsp |  | 33 | Western Power Distribution (South Wales) Plc | Fossil - Gas | Engine (combustion / reciprocating) | No |  | 0 | 18 | [13 empty] | Connected | 18 | 21 | 22.1053 | 0.2 | 0.2105 | 2016-10-22 | [13 empty] | 2022-09-04 01:02
2100041347211 | 2100041347202 | Drym developments limited | Maesgwyn extension wind farm | Extension Wind Farm, , Maesgwyn | Inter-Valley Road | Glynneath | West Glamorgan | SA10 9LR | United Kingdom | 286473 | 208908 | Swansea North Grid | Ystradgynlais Grid | Abercrave | 33 | Western Power Distribution (South Wales) Plc | Solar | Photovoltaic | No |  | 0 | 2.94 | Wind | Onshore wind turbines | No |  | 0 | 2.5 | [7 empty] | Connected | 5.44 | 5.263 | 5.54 | 0.3 | 0.3158 | 2017-03-01 | [13 empty] | 2022-09-04 01:02
2100041349812 | 2100041349803 | Sunventures 8 limited | Caldicot southbrook solar farm | Solar Site, Southbrook Farm | Sudbrook Road, Sudbrook | Caldicot | Gwent | NP26 5SR | United Kingdom | 350049 | 187788 | Uskmouth | Sudbrook | Sudbrook Primary | 11 | Western Power Distribution (South Wales) Plc | Solar | Photovoltaic | No |  | 0 | 4.08 | [13 empty] | Connected | 4.08 | 4.08 | 4.2947 | 0.05 | 0.0526 | 2106-03-31 | [13 empty] | 2022-09-04 01:02
2100041352550 | 2100041352540 | Sunventures 1 ltd | Crumlin, pentreygroes farm, crumlin pv solar park | Upper Pant-Ysgawen Farm | Maes-Yr-Haf Farm, Croespenmaen | Crumlin | Gwent | NP11 3BT | United Kingdom | 320178 | 198086 | Rassau Gsp | Crumlin | Crumlin Primary | 11 | Western Power Distribution (South Wales) Plc | Solar | Photovoltaic | No |  | 0 | 3.64 | [13 empty] | Connected | 3.64 | 3.808 | 4.0084 | 0.04 | 0.0421 | 2016-04-25 | [13 empty] | 2022-09-04 01:02
2100041355198 | 2100041355189 | Rhewl solar farm community cic | Rhewl farm solar park, chepstow, shirenewton | Rhewl Farm | Shirenewton | Chepstow | Gwent | NP16 6AG | United Kingdom | 350203 | 193576 | Uskmouth | Sudbrook |  | 33 | Western Power Distribution (South Wales) Plc | Solar | Photovoltaic | No |  | 0 | 5.9926 | [13 empty] | Connected | 5.9926 | 6 | 6.3158 | 0.1 | 0.1053 | 2016-06-27 | [13 empty] | 2022-09-04 01:02
2100041357831 | 2100041358560 | Bee biglis limited | Barry biglis farm | Biglis Solar Pv Installation | Argae Lane, Palmerstown | St andrews major | South Glamorgan | CF63 1BL | United Kingdom | 314068 | 169805 | Aberthaw Power Station | Sully Grid | Sully Grid Primary | 11 | Western Power Distribution (South Wales) Plc | Solar | Photovoltaic | No |  | 0 | 4.14 | [13 empty] | Connected | 4.14 | 5 | 5.2632 | 0.2 | 0.2105 | 2016-03-30 | [13 empty] | 2022-09-04 01:02
2100041363427 | 2100041363418 | Manor solar 2 limited | Abergavenny manor farm solar park | Manor Farm | Llanvapley | Abergavenny | Monmouthshire | NP7 8SW | United Kingdom | 336478 | 215383 | Rassau Gsp | Abergavenny | Monmouth | 66 | Western Power Distribution (South Wales) Plc | Solar | Photovoltaic | No |  | 0 | 7.7 | [13 empty] | Connected | 7.7 | 7.7 | 8.1053 | 0.1 | 0.1053 | 2016-06-30 | [13 empty] | 2022-09-04 01:02
2100041380715 | 2100041517140 | Eurocaps limited | Tredegar, dukestown, crown business park, unit b | Eurocaps No2, Unit B | Crown Business Park, Dukestown | Tredegar | Blaenau Gwent | NP22 4EF | United Kingdom | 314251 | 210970 | Rassau Gsp | Rassau West 132/11Kv S/S | Rassau West Primary | 11 | Western Power Distribution (South Wales) Plc | Wind | Onshore wind turbines | No |  | 0 | 0.45 | [13 empty] | Connected | 0.45 | 0.5 | 0.5263 | 1.365 | 1.4368 | 2016-12-12 | [13 empty] | 2022-09-04 01:02
2100041383520 | 2100041383511 | Bargoed pv limited | Bargoed solar farm, cwm bargoed | Bargoed Solar Farm | Cwm, Bargoed | Merthyr tydfill | Mid Glamorgan | CF48 4AQ | United Kingdom | 309503 | 205476 | Upper Boat | Dowlais Grid | Nantwen | 33 | Western Power Distribution (South Wales) Plc | Solar | Photovoltaic | No |  | 0 | 4.08 | [13 empty] | Connected | 4.08 | 4.082 | 4.2968 | 0.05 | 0.0526 | 2017-02-23 | [13 empty] | 2022-09-04 01:02
2100041383831 | 2100041383822 | Mynydd brombil ltd | Port talbot mynydd brombil wind farm | Mynydd Brombil Windfarm | Goytre | Port talbot | West Glamorgan | SA13 2YF | United Kingdom | 279009 | 188629 | Swansea North Grid | Briton Ferry Grid |  | 33 | Western Power Distribution (South Wales) Plc | Wind | Onshore wind turbines | No |  | 0 | 8 | [13 empty] | Connected | 8 | 8.421 | 8.8642 | 0.25 | 0.2632 | 2016-09-21 | [13 empty] | 2022-09-04 01:02
2100041383850 | 2100041383840 | Ogmore power limited | Ebbw vale, land at rassau industrial estate |  | Land At Rassau Industrial Estate, Ebbw Vale | Blaenau | Gwent | NP23 5SD | United Kingdom | 315169 | 212025 | Rassau Gsp | Ebbw Vale |  | 33 | Western Power Distribution (South Wales) Plc | Fossil - Gas | Engine (combustion / reciprocating) | No |  | 0 | 16 | [13 empty] | Connected | 16 | 16.84 | 17.7263 | 0.225 | 0.2368 | 2016-12-30 | [13 empty] | 2022-09-04 01:02
2100041383887 | 2100041383878 | Newton down wind farm limited | Tythegston, stormy lane, stormy down |  | Tythegston, Stormy Down | Porthcawl | Mid Glamorgan | CF33 4RT | United Kingdom | 284597 | 179807 | Pyle Grid | Pyle Bsp |  | 33 | Western Power Distribution (South Wales) Plc | Wind | Onshore wind turbines | No |  | 0 | 5 | [13 empty] | Connected | 5 | 5.263 | 5.54 | 0.11 | 0.1158 | 2017-01-19 | [13 empty] | 2022-09-04 01:02
2100041391363 | 2199989611765 | Dwr cymru welsh water | Sewage works port tennant | Waste Water Treatment Works | Fabian Way, Crymlyn Burrows | Swansea | West Glamorgan | SA1 8QP | United Kingdom | 268883 | 192978 | Swansea North Grid | Tir John Power Station | Swansea Waterfront | 11 | Western Power Distribution (South Wales) Plc | Wind | Onshore wind turbines | No |  | 0 | 0.9 | [13 empty] | Connected | 0.9 | 0.9 | 0.9474 | 2.005 | 2.1105 | 2016-09-22 | [13 empty] | 2022-09-04 01:02
2100041394114 | 2100041394105 | Llynfi afan renewable energy park limited | Llynfi afan wind farm | Llynfi Afan Wind Farm | Afan Valley, Abergwynfi | Port talbot | West Glamorgan | SA13 3YN | United Kingdom | 288281 | 193251 | Pyle Grid | Pyle Bsp |  | 66 | Western Power Distribution (South Wales) Plc | Wind | Onshore wind turbines | No |  | 0 | 24.84 | [13 empty] | Connected | 24.84 | 25.26 | 26.5895 | 0.25 | 0.2632 | 2017-03-01 | [13 empty] | 2022-09-04 01:02
2100041394132 | 2100041394123 | Pennant walters (pywx) limited | Mynydd yr aber wind generation, ogmore, bridgend | Mynydd Yr Aber Wind Farm | Glynogwr, Ogmore Vale | Bridgend | Mid Glamorgan | CF32 6EL | United Kingdom | 295400 | 191500 | Pyle Grid | Pyle Bsp |  | 66 | Western Power Distribution (South Wales) Plc | Wind | Onshore wind turbines | No |  | 0 | 20 | [13 empty] | Connected | 20 | 21.3 | 22.421 | 0.5 | 0.5263 | 2017-03-31 | [13 empty] | 2022-09-04 01:02
2100041401792 | 2100041401774 | Clyne power ltd | Ebbw vale waun y pound 1 | Waun Y Pound Industial Estate |  | Ebbw vale | Blaenau Gwent | NP23 6PL | United Kingdom | 315350 | 210665 | Rassau Gsp | Ebbw Vale |  | 33 | Western Power Distribution (South Wales) Plc | Fossil - Gas | Engine (combustion / reciprocating) | No |  | 0 | 16 | [13 empty] | Connected | 16 | 16.84 | 17.7263 | 0.175 | 0.1842 | 2016-11-30 | [13 empty] | 2022-09-04 01:02
2100041403647 | 2100041403638 | R d w (11) limited | Cockett valley solar park, swansea |  | Wuanarlwydd Road, Wuanarlwydd | Swansea | West Glamorgan | SA5 4TH | United Kingdom | 261127 | 195006 | Swansea North Grid | Swansea West Grid |  | 33 | Western Power Distribution (South Wales) Plc | Solar | Photovoltaic | No |  | 0 | 4 | [13 empty] | Connected | 4 | 4.082 | 4.2968 | 0.02 | 0.021 | 2017-03-31 | [13 empty] | 2022-09-04 01:02
2100041403665 | 2100041403656 | Rochester 006 limited | Nanthenfoel pv park, cribyn | Nanthenfoel Solar Park | Cribyn | Lampeter | Dyfed | SA48 7NP | United Kingdom | 254460 | 252495 | Swansea North Grid | Lampeter Grid |  | 33 | Western Power Distribution (South Wales) Plc | Solar | Photovoltaic | No |  | 0 | 4.2 | [13 empty] | Connected | 4.2 | 4.2 | 4.4211 | 0.01 | 0.0105 | 2017-03-31 | [13 empty] | 2022-09-04 01:02
2100041403683 | 2100041403674 | Nevern power limited | Ebbw vale waun y pound 2 | Waun Y Pound 2, Waun Y Pound Industial Estate |  | Ebbw vale | Blaenau Gwent | NP23 6PL | United Kingdom | 315350 | 210465 | Rassau Gsp | Ebbw Vale |  | 33 | Western Power Distribution (South Wales) Plc | Fossil - Gas | Engine (combustion / reciprocating) | No |  | 0 | 16 | [13 empty] | Connected | 16 | 16.84 | 17.7263 | 0.2 | 0.2105 | 2016-11-30 | [13 empty] | 2022-09-04 01:02
2100041407001 | 2100041407010 | Ssr corntown limited | Corntown farm, corntown, bridgend, cf35 5bb | Solar Park | Corntown Farm, Corntown | Bridgend | Mid Glamorgan | CF35 5AU | United Kingdom | 293677 | 176888 | Pyle Grid | Waterton Industrial Grid | Waterton Industrial Primary | 11 | Western Power Distribution (South Wales) Plc | Solar | Photovoltaic | No |  | 0 | 2 | [13 empty] | Connected | 2 | 2 | 2.1053 | 0.08 | 0.0842 | 2017-03-31 | [13 empty] | 2022-09-04 01:02
2100041407758 | 2100041407749 | Berthllwyd solar project limited | Berthllwyd solar farm | Berthlwyd Farm | Maendy Road, Penycoedcae | Pontypridd | Mid Glamorgan | CF37 1PS | United Kingdom | 307879 | 188058 | Upper Boat | Upper Boat Bsp |  | 33 | Western Power Distribution (South Wales) Plc | Solar | Photovoltaic | No |  | 0 | 4.356 | [13 empty] | Connected | 4.356 | 5.102 | 5.3705 | 0.03 | 0.0316 | 2017-03-31 | [13 empty] | 2022-09-04 01:02
2100041407776 | 2100041407767 | Mynydd portref windfarm limited | Mynydd portref wind farm | St Peters Church Wind Farm | Pencoed | Bridgend | Mid Glamorgan | CF72 9FB | United Kingdom | 299908 | 185913 | Upper Boat | Upper Boat Bsp |  | 33 | Western Power Distribution (South Wales) Plc | Wind | Onshore wind turbines | No |  | 0 | 12 | [13 empty] | Connected | 12 | 12.632 | 13.2968 | 0.27 | 0.2842 | 2017-01-30 | [13 empty] | 2022-09-04 01:02
2100041412109 | 2100041412093 | Whitton solar limited | Cenin whitton mawr | Cenin Whitton Mawr | Duffryn | St lythans | Vale Of Glamorgan | CF5 6SU | United Kingdom | 308255 | 172057 | Aberthaw Power Station | Barry Grid |  | 33 | Western Power Distribution (South Wales) Plc | Solar | Photovoltaic | No |  | 0 | 4.38 | [13 empty] | Connected | 4.38 | 4.4 | 4.6316 | 0.1 | 0.1053 | 2017-03-31 | [13 empty] | 2022-09-04 01:02
2100041412127 | 2100041412118 | Biomass uk no 2 limited | Barry, david davies road, barry docks | Barry Docks (Abp) | David Davies Road | Barry | South Glamorgan | CF63 4AB | United Kingdom | 312597 | 167687 | Aberthaw Power Station | Barry Grid |  | 33 | Western Power Distribution (South Wales) Plc | Biomass | Steam turbine (thermal power plant) | No |  | 0 | 11.705 | [13 empty] | Connected | 11.705 | 11.316 | 11.9116 | 0.99 | 1.0421 | 2017-03-31 | [13 empty] | 2022-09-04 01:02
2100041412181 | 2100041412172 | North tenement solar ltd | North tenement farm, pope hill, haverfordwest | North Tenement Solar Park | Pope Hill, Johnston | Haverfordwest | Dyfed | SA61 1XL | United Kingdom | 194516 | 212351 | Pembroke Power Station | Haverfordwest Grid |  | 33 | Western Power Distribution (South Wales) Plc | Solar | Photovoltaic | No |  | 0 | 3.99 | [13 empty] | Connected | 3.99 | 4.55 | 4.7895 | 0.1 | 0.1053 | 2017-03-28 | [13 empty] | 2022-09-04 01:02
2100041413548 | 2100041414904 | Michaelston solar limited | Michaelstone solar farm |  | Began Road, Michaelstone Y Fedw | Cardiff | Mid Glamorgan | CF3 6XU | United Kingdom | 323267 | 183723 | Cardiff East Grid | Cardiff East Grid Bsp | St Mellons | 11 | Western Power Distribution (South Wales) Plc | Solar | Photovoltaic | No |  | 0 | 3.5 | [13 empty] | Connected | 3.5 | 3.5 | 3.6842 | 0.05 | 0.0526 | 2016-12-14 | [13 empty] | 2022-09-04 01:02
2100041413575 | 2100041413566 | Geibc solar 4 limited | Chepstow tump solar farm | Tump Farm | Sedbury | Chepstow | Monmouthshire | NP16 7HN | United Kingdom | 355058 | 194495 | Uskmouth | Sudbrook | Chepstow | 11 | Western Power Distribution (South Wales) Plc | Solar | Photovoltaic | No |  | 0 | 4 | [13 empty] | Connected | 4 | 4 | 4.2105 | 0.05 | 0.0526 | 2017-02-01 | [13 empty] | 2022-09-04 01:02
2100041414142 | 2100041414124 | Lightsource spv 131 limited | Cwmbran henllys cwrt henllys solar park | Cwrt Henllys Farm | Cwm Lane, Henllys | Cwmbran | Gwent | NP44 7AS | United Kingdom | 32568 | 19212 | Uskmouth | Llantarnam |  | 11 | Western Power Distribution (South Wales) Plc | Solar | Photovoltaic | No |  | 0 | 4.23 | [13 empty] | Connected | 4.23 | 4.23 | 4.4526 | 0.07 | 0.0737 | 2016-12-07 | [13 empty] | 2022-09-04 01:02
2100041415410 | 2100041415401 | Killan solar cic | Killan fach farm pv site, dunvant, swansea |  | Killan Road, Dunvant | Swansea | West Glamorgan | SA2 7US | United Kingdom | 258487 | 194026 | Swansea North Grid | Swansea West Grid | Sketty Park | 11 | Western Power Distribution (South Wales) Plc | Solar | Photovoltaic | No |  | 0 | 0.92 | Stored Energy (all stored energy irrespective of the original energy source) | Storage - Electrochemical (Batteries) | No |  | 0 | 0.232 | [7 empty] | Connected | 1.152 | 1 | 1.0526 | 0.25 | 0.2632 | 2020-04-14 | [13 empty] | 2022-09-04 01:02
2100041416432 | 2100041416423 | Gsii carmarthen solar limited | Bryncyrnau isaf, carmarthen | Bryncyrnau Isaf | Cwmffrwd | Carmarthen | Dyfed | SA31 2LS | United Kingdom | 243017 | 217577 | Swansea North Grid | Carmarthen Grid |  | 33 | Western Power Distribution (South Wales) Plc | Solar | Photovoltaic | No |  | 0 | 3.84 | [13 empty] | Connected | 3.84 | 3.877 | 4.081 | 0.06 | 0.0632 | 2017-03-31 | [13 empty] | 2022-09-04 01:02
2100041416450 | 2100041416441 | Hirwaun energy limited | Aberdare hirwaun industrial park units 43-44 | Units 43-44 | Hirwaun Industrial Estate, Hirwaun | Aberdare | Mid Glaorgan | CF44 9UP | United Kingdom | 294300 | 206143 | Swansea North Grid | Hirwaun Grid |  | 33 | Western Power Distribution (South Wales) Plc | Fossil - Gas | Engine (combustion / reciprocating) | No |  | 0 | 1.3 | [13 empty] | Connected | 1.3 | 1.369 | 1.441 | 0.4 | 0.421 | 2018-03-21 | [13 empty] | 2022-09-04 01:02
2100041416497 | 2199989644273 | Abingdon flooring limited | Crumlin, pen-y-fan ind est, abingdon flooring ltd | Abington Flooring Limited | Penyfan Rqad | Newbridge | Gwent | NP11 4XG | United Kingdom | 319845 | 200113 | Rassau Gsp | Crumlin | Crumlin Primary | 11 | Western Power Distribution (South Wales) Plc | Wind | Onshore wind turbines | No |  | 0 | 1.5 | [13 empty] | Connected | 1.5 | 1.5 | 1.5789 | 4.5 | 4.7368 | 2017-01-20 | [13 empty] | 2022-09-04 01:02
2100041416549 | 2100041416530 | Home farm solar ltd | Drope road solar farm st georges cardiff | Drop Farm | Drope Road, St Georges Super Ely | Cardiff | South Glamorgan | CF5 6ET | United Kingdom | 310041 | 176071 | Upper Boat | Upper Boat Bsp | Morlanga | 11 | Western Power Distribution (South Wales) Plc | Solar | Photovoltaic | No |  | 0 | 2.5 | [13 empty] | Connected | 2.5 | 2.5 | 2.6316 | 0.05 | 0.0526 | 2016-12-13 | [13 empty] | 2022-09-04 01:02
2100041418360 | 2100041418350 | Obton solenergi nagel gmbh & co kg | Blackwood manmoel solar farm | Manmoel Farm | Manmoel Road, Manmoel | Blackwood | Mid Glamorgan | NP12 0HY | United Kingdom | 320721 | 201038 | Rassau Gsp | Crumlin |  | 33 | Western Power Distribution (South Wales) Plc | Solar | Photovoltaic | No |  | 0 | 3.44 | [13 empty] | Connected | 3.44 | 3.467 | 3.6495 | 0.1 | 0.1053 | 2017-03-21 | [13 empty] | 2022-09-04 01:02
2100041420448 | 2100041420457 | Penyrheollas solarfield limited | Crumlin, manmoel, penyrheollas farm, solar | Penyrheollas Solar Farm | Manmoel | Blackwood | Gwent | NP12 0RQ | United Kingdom | 318660 | 201549 | Rassau Gsp | Crumlin | Crumlin Primary | 11 | Western Power Distribution (South Wales) Plc | Solar | Photovoltaic | No |  | 0 | 3.72 | [13 empty] | Connected | 3.72 | 4 | 4.2105 | 0.04 | 0.0421 | 2017-03-20 | [13 empty] | 2022-09-04 01:02
2100041420527 | 2100041420518 | Elm solar (darran) ltd | Crumlin, manmoel, darren farm solar | Darran Farm | Argoed | Blackwood | Gwent | NP12 0HX | United Kingdom | 318506 | 199508 | Rassau Gsp | Crumlin | Crumlin Primary | 11 | Western Power Distribution (South Wales) Plc | Solar | Photovoltaic | No |  | 0 | 1.5 | [13 empty] | Connected | 1.5 | 1.5 | 1.5789 | 0.04 | 0.0421 | 2017-03-24 | [13 empty] | 2022-09-04 01:02
2100041421051 | 2100041421042 | Uk capacity reserve limited | Newport, docks way, newport np20 2ny | Dock Way |  | Newport | Gwent | NP20 2NY | United Kingdom | 330979 | 186168 | Uskmouth | Newport West | Newport West Primary | 11 | Western Power Distribution (South Wales) Plc | Fossil - Gas | Engine (combustion / reciprocating) | No |  | 0 | 8 | [13 empty] | Connected | 8 | 8 | 8.421 | 0.15 | 0.1579 | 2017-09-08 | [13 empty] | 2022-09-04 01:02
2100041421405 | 2100041421414 | Lightsource spv 209 limited | Cwmbran, park farm west solar park | Park Farm West | Malthouse Road, Llantarnam | Cwmbran | Gwent | NP44 3EE | United Kingdom | 331289 | 191950 | Uskmouth | Llantarnam | Llantarnam Primary | 11 | Western Power Distribution (South Wales) Plc | Solar | Photovoltaic | No |  | 0 | 6.6 | Solar | Photovoltaic | [11 empty] | Connected | 6.6 | 3.3 | 3.4737 | 0.1 | 0.1053 | 2017-03-02 | [13 empty] | 2022-09-04 01:02
2100041422677 | 2100041422668 | Innogy renewables uk limited | Brechfa forest west wind farm | Brechfa Forest | Alltwalis | Carmarthen | Carmarthenshire | SA31 3PQ | United Kingdom | 247965 | 232584 | Swansea North Grid |  |  | 132 | Western Power Distribution (South Wales) Plc | Wind | Onshore wind turbines | No |  | 0 | 57.4 | [13 empty] | Connected | 57.4 | 60.5 | 63.6842 | 0.5 | 0.5263 | 2018-01-01 | [13 empty] | 2022-09-04 01:02
2100041424239 | 2100041424070 | Parabel court farm limited | Newport, court farm solar | Court Farm | Magor Road | Llanmartin | Gwent | NP18 2EB | United Kingdom | 339276 | 190018 | Uskmouth | Magor Grid | Magor Primary | 11 | Western Power Distribution (South Wales) Plc | Solar | Photovoltaic | No |  | 0 | 3.906 | [13 empty] | Connected | 3.906 | 4.992 | 5.2547 | 0.05 | 0.0526 | 2017-03-28 | [13 empty] | 2022-09-04 01:02
2100041424257 | 2100041424248 | Sunventures 7 ltd | Caegarw solar park |  | Caegarw Farm, Pyle | Bridgend | Mid Glamorgan | CF33 6PT | United Kingdom | 282597 | 183192 | Pyle Grid | Pyle Bsp | Pyle Primary | 11 | Western Power Distribution (South Wales) Plc | Solar | Photovoltaic | No |  | 0 | 5 | [13 empty] | Connected | 5 | 5 | 5.2632 | 0.1 | 0.1053 | 2017-03-15 | [13 empty] | 2022-09-04 01:02
2100041425970 | 2199989627125 | Dwr cymru welsh water | Newport, nash sewage treatment works, newport | Nash Sewage Treatment Works | West Nash Road, Nash | Newport | Gwent | NP18 2YH | United Kingdom | 333578 | 184096 | Uskmouth | Newport South | Newport South Primary | 11 | Western Power Distribution (South Wales) Plc | Wind | Onshore wind turbines | No |  | 0 | 2.5 | Solar | Photovoltaic | No |  | 0 | 0.087 | [7 empty] | Connected | 2.587 | 2 | 2.1053 | 2 | 2.1053 | 2017-03-21 | [13 empty] | 2022-09-04 01:02
2100041428298 | 2100041428289 | Mamhilad solar limited | Pontypool, mahmilad solar | Mamhilad | Llanvihangel | Pontypool | Gwent | NP4 8QX | United Kingdom | 331399 | 202167 | Uskmouth | Pontypool North Grid | Pontypool North Primary | 11 | Western Power Distribution (South Wales) Plc | Solar | Photovoltaic | No |  | 0 | 3.2 | [13 empty] | Connected | 3.2 | 3.6 | 3.7895 | 0.1 | 0.1053 | 2017-03-26 | [13 empty] | 2022-09-04 01:02
2100041444810 | 2100041444801 | Flexible generation ltd | Newport crumlin stor | Crumlin Stor |  | Newbridge | Gwent | NP11 3BT | United Kingdom | 319933 | 197942 | Rassau Gsp | Crumlin |  | 33 | Western Power Distribution (South Wales) Plc | Fossil - Oil | Engine (combustion / reciprocating) | No |  | 0 | 20.006 | [13 empty] | Connected | 20.006 | 21.056 | 22.1642 | 0.35 | 0.3684 | 2017-10-31 | [13 empty] | 2022-09-04 01:02
2100041445967 | 2100041445958 | Pen bryn oer limited | Pen bryn oer wind farm, rhymney, tredegar, gwent | Pen Bryn-Oer Wind Farm, Land At Bryn-Oer Patch | Bryn-Oer Patch Access | Rhymney | Gwent | NP22 5QR | United Kingdom | 312259 | 209394 | Upper Boat | Dowlais Grid |  | 33 | Western Power Distribution (South Wales) Plc | Wind | Onshore wind turbines | No |  | 0 | 6 | [13 empty] | Connected | 6 | 6.32 | 6.6526 | 0.2 | 0.2105 | 2017-10-31 | [13 empty] | 2022-09-04 01:02
2100041446038 | 2100041446029 | Conrad (alcoa) limited | Swansea, alcoa, gowerton east | Alcoa Manufacturing (Gb) Limited Unit 9 | Westfield Industrial Park, Waunarlwydd | Swansea | West Glamorgan | SA5 4SF | United Kingdom | 260484 | 195785 | Swansea North Grid | Swansea West Grid |  | 33 | Western Power Distribution (South Wales) Plc | Fossil - Gas | Engine (combustion / reciprocating) | No |  | 0 | 40.149 | [13 empty] | Connected | 40.149 | 42.105 | 44.321 | 0.95 | 1 | 2017-12-05 | [13 empty] | 2022-09-04 01:02
2100041448727 | 2100040688340 | British gas plc | 4 callaghan square cardiff cf10 5bt | Export Supply, 4 | Callaghan Square | Cardiff | South Glamorgan | CF10 5BT | United Kingdom | 318356 | 175755 | Cardiff East Grid | Cardiff Central Grid | Taff Bank | 0.4 | Western Power Distribution (South Wales) Plc | Fossil - Oil | Engine (combustion / reciprocating) | No |  | 0 | 1.65 | [13 empty] | Connected | 1.65 | 0.65 | 0.6842 | 0.93 | 0.9789 | 2017-06-30 | [13 empty] | 2022-09-04 01:02
2100041453141 | 2100041453132 | Innogy renewables uk limited | Mynydd y gwair wind farm, felindre, swansea |  | Mynydd Y Gwair | Ammanford | Swansea | SA4 8DX | United Kingdom | 264500 | 207800 | Swansea North Grid |  |  | 132 | Western Power Distribution (South Wales) Plc | Wind | Onshore wind turbines | No |  | 0 | 32.8 | [13 empty] | Connected | 32.8 | 32.8 | 34.5263 | 0.2 | 0.2105 | 2018-12-03 | [13 empty] | 2022-09-04 01:02
2100041469513 | 2100041438844 | Rightacres property co limited | 2 central square cardiff cf10 1fs | Export Supply, Plot 2 | Central Square, Wood Street | Cardiff |  | CF10 1EP | United Kingdom | 318110 | 175975 | Cardiff East Grid | Cardiff Central Grid | Wood Street | 11 | Western Power Distribution (South Wales) Plc | Solar | Photovoltaic | No |  | 0 | 0.65 | Solar | Photovoltaic | No |  | 0 | 0.033 | [7 empty] | Connected | 0.683 | 0.033 | 0.0347 | 1.3 | 1.3684 | 2017-10-09 | [13 empty] | 2022-09-04 01:02
2100041477782 | 2199989611320 | Cardiff and vale nhs trust | University hospital llandough penlan road llandough penarth | Export Supply, University Hospital Llandough | Penlan Road, Llandough | Penarth | South Glamorgan | CF64 2XX | United Kingdom | 316518 | 173054 | Aberthaw Power Station | Cardiff West Grid | Llandough | 11 | Western Power Distribution (South Wales) Plc | Solar | Photovoltaic | No |  | 0 | 0.45 | Solar | Photovoltaic | No |  | 0 | 0.05 | [7 empty] | Connected | 0.5 | 0.05 | 0.0526 | 2.5 | 2.6316 | 2017-11-16 | [13 empty] | 2022-09-04 01:02
2100041483128 | 2198765386413 | St merryn meat limited | Merthyr tydfil pengarnddu industrial estate | St Merryn Foods | Pengarnddu Industrial Estate, Dowlais | Merthyr tydfil | Mid Glamorgan | CF48 2TA | United Kingdom | 307940 | 208770 | Upper Boat | Merthyr East Grid | Merthyr East Primary | 11 | Western Power Distribution (South Wales) Plc | Wind | Onshore wind turbines | No |  | 0 | 1.5 | [13 empty] | Connected | 1.5 | 1.6 | 1.6842 | 3.2 | 3.3684 | 2019-09-07 | [13 empty] | 2022-09-04 01:02
2100041490046 | 2100041490037 | Uk utility reserve limited | Port talbot, afan way | Former Gas Works Site | Afan Way | Port talbot | West Glamorgan | SA12 6HQ | United Kingdom | 275574 | 189745 | Swansea North Grid | Briton Ferry Grid |  | 33 | Western Power Distribution (South Wales) Plc | Fossil - Gas | Engine (combustion / reciprocating) | No |  | 0 | 20 | [13 empty] | Connected | 20 | 20 | 21.0526 | 0.25 | 0.2632 | 2018-10-08 | [13 empty] | 2022-09-04 01:02
2100041495921 | 2100041495912 | Beaufort power limited | Unit 26c rassau industrial estate rassau | Unit 26C | , Rassau Industrial Estate, Rassau | Ebbw vale |  | NP23 5DD | United Kingdom | 314310 | 211780 | Rassau Gsp | Ebbw Vale |  | 33 | Western Power Distribution (South Wales) Plc | Fossil - Oil | Engine (combustion / reciprocating) | No |  | 0 | 21 | [13 empty] | Connected | 21 | 22 | 23.1579 | 0.67 | 0.7053 | 2021-07-31 | [13 empty] | 2022-09-04 01:02
2100041495959 | 2100041495940 | Brecon power limited | Ebbw vale rassau ind est former techboard site | Former Techboard Site | Rassau Industrial Estate, Rassau | Ebbw vale | Gwent | NP23 5DW | United Kingdom | 315646 | 212537 | Rassau Gsp | Ebbw Vale |  | 33 | Western Power Distribution (South Wales) Plc | Fossil - Gas | Engine (combustion / reciprocating) | No |  | 0 | 20.818 | [13 empty] | Connected | 20.818 | 21.3 | 22.421 | 0.67 | 0.7053 | 2018-11-12 | [13 empty] | 2022-09-04 01:02
2100041500173 | 2100041195950 | Cardiff and vale university health board | Adult mental health unit llandough hospital | Adult Mental Health Unit, Adult Mental Health Unit | Llandough Hospital, Penlan Road, Llandough | Penarth |  | CF64 2XX | United Kingdom | 316470 | 172770 | Aberthaw Power Station | Cardiff West Grid | Llandough | 11 | Western Power Distribution (South Wales) Plc | Solar | Photovoltaic | No |  | 0 | 0.1 | [13 empty] | Connected | 0.1 | 0.122 | 0.1284 | 1.2 | 1.2632 | 2018-03-15 | [13 empty] | 2022-09-04 01:02
2100041539180 | 2100041539170 | Hydro electric developments limited | Ystradffin hydro generation llandovery | Ystradffin Hydro Power Station | Ystradffin | Llandovery | Dyfed | SA20 0PH | United Kingdom | 277580 | 245880 | Swansea North Grid | Ammanford Grid | Llandovery | 33 | Western Power Distribution (South Wales) Plc | Water (flowing water or head of water) | Hydro - Run of river | No |  | 0 | 1.99 | [13 empty] | Connected | 1.99 | 1.8 | 1.8947 | 0.1 | 0.1053 | 2020-06-28 | [13 empty] | 2022-09-04 01:02
2100041591640 | 2189999997052 | University of south wales | University of south wales treforest campus pontypridd | Export Supply, University Of Glamorgan | Treforest | Pontypridd | Mid Glamorgan | CF37 1DL | United Kingdom | 308182 | 188475 | Upper Boat | Upper Boat Bsp | Upper Boat Primary | 11 | Western Power Distribution (South Wales) Plc | Solar | Photovoltaic | No |  | 0 | 0.08 | [13 empty] | Connected | 0.08 | 0.099 | 0.1042 | 3.2 | 3.3684 | 2019-09-16 | [13 empty] | 2022-09-04 01:02
2100041591659 | 2189999997052 | University of south wales | University of south wales treforest campus pontypridd | Export Supply, University Of Glamorgan | Treforest | Pontypridd | Mid Glamorgan | CF37 1DL | United Kingdom | 308182 | 188475 | Upper Boat | Upper Boat Bsp | Upper Boat Primary | 11 | Western Power Distribution (South Wales) Plc | Solar | Photovoltaic | No |  | 0 | 0.08 | [13 empty] | Connected | 0.08 | 0.099 | 0.1042 | 3.2 | 3.3684 | 2019-09-16 | [13 empty] | 2022-09-04 01:02
2100041612477 | 2100041612468 | Greenfields (f) limited | Llanwern 132kv solar park, whitson, newport, np18 2ay | Llanwern Site | Whitson | Newport | Gwent | NP18 2AY | United Kingdom | 333756 | 118530 | Uskmouth |  |  | 132 | Western Power Distribution (South Wales) Plc | Solar | Photovoltaic | No |  | 0 | 53.895 | [13 empty] | Connected | 53.895 | 50 | 52.6316 | 0.083 | 0.0874 | 2020-11-01 | [13 empty] | 2022-09-04 01:02
2100041638155 | 2100041566778 | Department for work and pensions | Dwp building main ave treforest ind est pontypridd | Export Supply, G13 | Main Avenue, Treforest Industrial Estate | Pontypridd |  | CF37 5UA | United Kingdom | 311301 | 185805 | Upper Boat | Nantgarw Grid | Nantgarw Primary | 11 | Western Power Distribution (South Wales) Plc | Solar | Photovoltaic | No |  | 0 | 0.057 | [13 empty] | Connected | 0.057 | 0.057 | 0.06 | 2.5 | 2.6316 | 2020-06-23 | [13 empty] | 2022-09-04 01:02
2100041648473 |  | Cardiff county council | Lamby way solar farm cardiff refuse site | Lamby Way Solar Farm, Lamby Way Hwrc | Lamby Way, Rumney | Cardiff |  | CF3 2HP | United Kingdom | 321944 | 178274 | Cardiff East Grid | Trowbridge 132/11 Kv S/S | Trowbridge Primary | 11 | Western Power Distribution (South Wales) Plc | Solar | Photovoltaic | No |  | 0 | 5 | [13 empty] | Connected | 5 | 5 | 5.2632 |  |  | 2020-09-01 | [13 empty] | 2022-09-04 01:02
2100041653190 | 2100041653171 | Ce rush wall turbine limited | Rush wall wtg | Rushwall Wind Turbine | Longlands Lane, Redwick | Caldicot |  | NP26 3DX | United Kingdom | 341538 | 187150 | Uskmouth | Magor Grid | Magor Primary | 11 | Western Power Distribution (South Wales) Plc | Wind | Onshore wind turbines | No |  | 0 | 3.5 | [13 empty] | Connected | 3.5 | 3.5 | 3.6842 | 0.015 | 0.0158 | 2020-12-15 | [13 empty] | 2022-09-04 01:02
2100041665725 | 2100041665716 | Gresham house solar distribution llp | Afon llan solar park | Maeseglwys Farm | Morriston | Swansea |  | SA6 6NR | United Kingdom | 265459 | 201047 | Swansea North Grid | Swansea North Bsp |  | 33 | Western Power Distribution (South Wales) Plc | Solar | Photovoltaic | No |  | 0 | 9.24 | [13 empty] | Connected | 9.24 | 9 | 9.4737 | 0.1 | 0.1053 | 2021-06-10 | [13 empty] | 2022-09-04 01:02
2100041686121 | 2199989628848 | Yuasa battery uk ltd | Ebbw vale, rassau ind est, unit 22 yuasa | Yuasa-Rassau Lec;Unit 22 | , Rassau Industrial Estate, Rassau | Ebbw vale |  | NP23 5SD | United Kingdom | 314873 | 212114 | Rassau Gsp | Rassau West 132/11Kv S/S | Rassau West Primary | 11 | Western Power Distribution (South Wales) Plc | Wind | Onshore wind turbines | No |  | 0 | 0.9 | Solar | Photovoltaic | No |  | 0 | 0.6 | [7 empty] | Connected | 1.5 | 1.5 | 1.5789 | 3.5 | 3.6842 | 2021-09-25 | [13 empty] | 2022-09-04 01:02
2100041725729 | 2100041725695 | Graig fatha ce turbine ltd | Tonyrefail graig fatha wind turbine coed ely | Wind Turbine Export Supply, Graig Fatha Farm | Coed Ely | Tonyrefail | Rct | CF39 8EX | United Kingdom | 300690 | 118550 | Upper Boat | Talbot Green Grid | Talbot Green Primary | 11 | Western Power Distribution (South Wales) Plc | Wind | Onshore wind turbines | No |  | 0 | 2.5 | [13 empty] | Connected | 2.5 | 2.5 | 2.6316 | 0.05 | 0.0526 | 2021-10-21 | [13 empty] | 2022-09-04 01:02
2100041785523 | 2199989634930 | Howard tenens limited | Unit 8, newhouse farm industrial estate | Howard Tenens Limited | Newhouse, Farm Industrial Estate, Mathern | Chepstow |  | NP16 6UD | United Kingdom | 353672 | 191148 | Uskmouth | Sudbrook | Newhouse Primary S/S | 11 | Western Power Distribution (South Wales) Plc | Solar | Photovoltaic | No |  | 0 | 0.08 | [13 empty] | Connected | 0.08 | 0.099 | 0.1042 | 1.027 | 1.081 | 2022-08-31 | [13 empty] | 2022-09-04 01:02
2189999997345 | 2199989641937 | Beaufort wind limited | Taff ely windfarm | Taff Ely Wind Farm | Blackmill | Tonyrefail | Mid Glamorgan | CF39 8EG | United Kingdom | 298650 | 186500 | Upper Boat | Upper Boat Bsp |  | 33 | Western Power Distribution (South Wales) Plc | Wind | Onshore wind turbines | No |  | 0 | 9 | [13 empty] | Connected | 9 | 11 | 11.5789 | 0.1 | 0.1053 | 1993-02-25 | [13 empty] | 2022-09-04 01:02
2189999997354 | 2199989353701 | Dow corning limited | Dow corning 132kv connection |  |  | Barry |  | CF63 2YL | United Kingdom | 314620 | 168600 | Aberthaw Power Station | Barry Grid |  | 132 | Western Power Distribution (South Wales) Plc | Waste | Steam turbine (thermal power plant) | No |  | 0 | 27.4 | [13 empty] | Connected | 27.4 | 10 | 10.5263 | 15 | 15.7895 | 1997-12-24 | [13 empty] | 2022-09-04 01:02
2189999997390 | 2199989635669 | Renewable energy systems limited | Dyffryn brodyn windfarm |  | Duffryn Brodyn Wind Farm, Blaenwaun | Whitland | Dyfed | SA34 0JA | United Kingdom | 221830 | 226950 | Swansea North Grid | Carmarthen Grid |  | 33 | Western Power Distribution (South Wales) Plc | Wind | Onshore wind turbines | No |  | 0 | 5.5 | [13 empty] | Connected | 5.5 | 6 | 6.3158 | 0.1 | 0.1053 | 1994-10-07 | [13 empty] | 2022-09-04 01:02
2198765142992 | 2198765146436 | Parc cynog wind farm limited | Parc cynog, pendine | Parc Cynog Wind Farm | Colston | Pendine | Carmarthenshire | SA33 4PY | United Kingdom | 225720 | 209520 | Swansea North Grid | Carmarthen Grid |  | 33 | Western Power Distribution (South Wales) Plc | Solar | Photovoltaic | No |  | 0 | 4.19 | Wind | Onshore wind turbines | No |  | 0 | 3.6 | [7 empty] | Connected | 7.79 | 4.1 | 4.3158 | 0.05 | 0.0526 | 2016-03-31 | [13 empty] | 2022-09-04 01:02
2198765266030 | 2100040977180 | Novera energy generation no2 limited | Newport, docksway landfill site | Import Mpan, Docks Way Landfill Generation | Maesglas Retail Park, Docks Way | Newport | Gwent | NP20 2NS | United Kingdom | 330687 | 185375 | Uskmouth | Newport West | Newport West Primary | 11 | Western Power Distribution (South Wales) Plc | Biofuel - Landfill gas | Gas turbine (OCGT) | No |  | 0 | 1.006 | [13 empty] | Connected | 1.006 | 2 | 2.1053 | 0.05 | 0.0526 | 2000-04-17 | [13 empty] | 2022-09-04 01:02
2198765426164 | 2198765326567 | Cardiff city council | Landfill site generation staion, lamby way, rumney, cardiff | Landfill Site Generation Staion | Lamby Way, Rumney | Cardiff | South Glamorgan | CF3 2EQ | United Kingdom | 321991 | 178259 | Cardiff East Grid | Trowbridge 132/11 Kv S/S | Trowbridge Primary | 11 | Western Power Distribution (South Wales) Plc | Biofuel - Landfill gas | Gas turbine (OCGT) | No |  | 0 | 5.84 | [13 empty] | Connected | 5.84 | 2 | 2.1053 | 0.1 | 0.1053 | 2004-01-01 | [13 empty] | 2022-09-04 01:02
2198765426173 | 2199989298706 | Novera energy generation no2 limited | Tythegston landfill generation | Landfill Site | Tythgston | Bridgend | Mid Glamorgan | CF32 0NE | United Kingdom | 285107 | 179065 | Pyle Grid | Pyle Bsp | Nottage | 11 | Western Power Distribution (South Wales) Plc | Biofuel - Landfill gas | Gas turbine (OCGT) | No |  | 0 | 1.236 | [13 empty] | Connected | 1.236 | 1.268 | 1.3347 | 0.04 | 0.0421 | 1998-09-15 | [13 empty] | 2022-09-04 01:02
2198765427530 | 2199989633165 | Jamont (uk) limited | Bridgend paper mill | Jamont (Uk) Limited, Bridgend Paper Mills | Llangynwyd | Maesteg | Mid Glamorgan | CF34 9RS | United Kingdom | 287816 | 187146 | Grange | Grange Bsp | Llynfi | 11 | Western Power Distribution (South Wales) Plc | Fossil - Gas | Gas turbine (OCGT) | No |  | 0 | 12.75 | [13 empty] | Connected | 12.75 | 4 | 4.2105 | 45 | 47.3684 | 1995-02-17 | [13 empty] | 2022-09-04 01:02
2199989612680 | 2199989613708 | Dwr cymru welsh water | Elan valley nffo hydro electric generating facility | Import Mpan, Elen Electric Generating Facility | Elan Valley | Rhayader | Powys | LD6 5HP | United Kingdom | 292560 | 264550 | Rassau Gsp | Abergavenny | Rhayader | 11 | Western Power Distribution (South Wales) Plc | Water (flowing water or head of water) | Hydro - Run of river | No |  | 0 | 4 | [13 empty] | Connected | 4 | 2.723 | 2.8663 | 0.025 | 0.0263 | 1997-03-10 | [13 empty] | 2022-09-04 01:02
2199989612769 | 2199989614809 | Dwr cymru welsh water | Llyn brianne reservoir, dyfed | Hydro Electric Station | Llyn Brianne, Rhandirmwyn | Llandovery | Dyfed | SA20 0NG | United Kingdom | 279140 | 248270 | Swansea North Grid | Ammanford Grid | Llandovery | 33 | Western Power Distribution (South Wales) Plc | Water (flowing water or head of water) | Hydro - Run of river | No |  | 0 | 5.45 | [13 empty] | Connected | 5.45 | 6 | 6.3158 | 0.1 | 0.1053 | 1996-08-31 | [13 empty] | 2022-09-04 01:02
2199989612801 | 2199989613717 | Dwr cymru welsh water | Elan non-nffo facility | Hydro Electric Station | Elan Valley | Rhayader | Powys | LD6 5HP | United Kingdom | 292560 | 264550 | Rassau Gsp | Abergavenny | Rhayader | 11 | Western Power Distribution (South Wales) Plc | Water (flowing water or head of water) | Hydro - Run of river | No |  | 0 | 1.3 | [13 empty] | Connected | 1.3 | 1.05 | 1.1053 | 0.025 | 0.0263 | 1997-03-10 | [13 empty] | 2022-09-04 01:02
2199989617794 |  | Nhs wales shared services partnership | Princess of wales hospital | Princess Of Wales Hospital | Coity Road | Bridgend | Mid Glamorgan | CF31 1RQ | United Kingdom | 291046 | 181032 | Pyle Grid | Bridgend Grid | Litchard | 11 | Western Power Distribution (South Wales) Plc | Fossil - Oil | Engine (combustion / reciprocating) | No |  | 0 | 1.225 | [13 empty] | Connected | 1.225 |  |  |  |  | 2008-05-01 | [13 empty] | 2022-09-04 01:02
2199989630606 | 2199989630615 | Infinis (re-gen) limited | Swansea tir john landfill site | Tir John Landfill Site | Port Tennant | Swansea | West Glamorgam | SA1 8QP | United Kingdom | 268893 | 193523 | Swansea North Grid | Tir John Power Station | Tir John Primary | 66 | Western Power Distribution (South Wales) Plc | Biomass | Steam turbine (thermal power plant) | No |  | 0 | 3.09 | [13 empty] | Connected | 3.09 | 3.4 | 3.5789 | 0.1 | 0.1053 | 2003-10-01 | [13 empty] | 2022-09-04 01:02
2199989632384 | 2199989639264 | Beaufort wind limited | Bryn titli windfarm ****66,000volt connection**** | Bryn Titli Windfarm | Bryntitli Platuae | Rhayader | Dyfed | LD6 5AB | United Kingdom | 296510 | 272610 | Rassau Gsp | Abergavenny | Builth Wells | 66 | Western Power Distribution (South Wales) Plc | Wind | Onshore wind turbines | No |  | 0 | 9.9 | [13 empty] | Connected | 9.9 | 11 | 11.5789 | 0.3 | 0.3158 | 2018-02-06 | [13 empty] | 2022-09-04 01:02
2199989641360 | 2100040983990 | Gf173 limited | Tregaron 33/11kv llanddewi brefi road | South Wales Power Limited | Llanddewi Brefi Road | Tregaron | Ceredigion | SY25 6JR | United Kingdom | 267730 | 259140 | Swansea North Grid | Lampeter Grid | Tregaron | 11 | Western Power Distribution (South Wales) Plc | Fossil - Oil | Engine (combustion / reciprocating) | No |  | 0 | 10.25 | [13 empty] | Connected | 10.25 | 10 | 10.5263 | 0.1 | 0.1053 | 2014-10-17 | [13 empty] | 2022-09-04 01:02
2200030347690 | 2200030348382 | Imerys minerals limited | Imerys, bugle intake | (Bugle), Drinnick Bugle Retew Blackpool, Bugle Intake | Roche Road, Bugle | St austell | Cornwall | PL26 7XY | United Kingdom | 201500 | 59300 | Indian Queens Sgp | St Austell Bsp | Sawles Road | 11 | Western Power Distribution (South West) Plc | Fossil - Oil | Engine (combustion / reciprocating) | Yes |  | 0 | 6.75 | Fossil - Oil | Engine (combustion / reciprocating) | No |  | 0 | 2.5 | Solar | Photovoltaic | No |  | 0 | 2.25 |  | Connected | 11.5 | 8.5 | 8.9474 | 7.5 | 7.8947 | 2017-01-01 | [13 empty] | 2022-09-04 01:02
2200031664357 | 2200040848888 | Scottish power renewables (uk) limited | Mitchell new 33kv carland cross wind farm |  | Carland Cross | Mitchell | Cornwall | TR8 5AY | United Kingdom | 184110 | 54670 | Indian Queens Sgp | Truro Bsp | Truro Shortlanesend | 33 | Western Power Distribution (South West) Plc | Wind | Onshore wind turbines | No |  | 0 | 20 |  |  | No |  | 0 | 11.48 |  |  | No |  | 0 | 1.03 |  | Connected | 32.51 | 20 | 21.0526 | 1.1 | 1.1579 | 2022-02-01 | [13 empty] | 2022-09-04 01:02
2200031823530 | 2200030112133 | St breock limited | St breock windfarm, near wadebridge | St Breock Wind Farm | Access To Haycrock, St Breock | Wadebridge | Cornwall | PL27 7LG | United Kingdom | 197411 | 68941 | Indian Queens Sgp | St Tudy Bsp | Wadebridge | 33 | Western Power Distribution (South West) Plc | Wind | Onshore wind turbines | No |  | 0 | 10 | [13 empty] | Connected | 10 | 10 | 10.5263 | 0.18 | 0.1895 | 2013-02-09 | [13 empty] | 2022-09-04 01:02
2200031823558 | 2200030109831 | Four burrows ltd | Truro four burrows windfarm | Four Burrows Windfarm | Four Burrows, Blackwater | Truro | Cornwall | TR4 8JB | United Kingdom | 176800 | 48400 | Indian Queens Sgp | Truro Bsp |  | 33 | Western Power Distribution (South West) Plc | Wind | Onshore wind turbines | No |  | 0 | 4.5 | [13 empty] | Connected | 4.5 | 4.5 | 4.7368 | 0.1 | 0.1053 | 1994-11-07 | [13 empty] | 2022-09-04 01:02
2200031824213 | 2200030349075 | South west water ltd | Okehampton roadford reservoir | Roadford Reservoir |  | Lifton | Devon | PL16 0JJ | United Kingdom | 241985 | 89916 | Alverdiscott Sgp | Pyworthy Bsp | Ashwater | 33 | Western Power Distribution (South West) Plc | Wind | Onshore wind turbines | No |  | 0 | 0.95 |  |  | No |  | 0 | 0.95 | [7 empty] | Connected | 1.9 | 1.2 | 1.2632 | 6 | 6.3158 | 1990-05-16 | [13 empty] | 2022-09-04 01:02
2200031824231 | 2200030349048 | South west water ltd | Plymouth derriford crownhill waterworks | South West Water - Derriford, Crownhill Waterworks | Tavistock Road | Plymouth | Devon | PL6 5DA | United Kingdom | 248860 | 59600 | Landulph Sgp | Ernesettle Bsp | Southway | 11 | Western Power Distribution (South West) Plc | Wind | Onshore wind turbines | No |  | 0 | 1.8 | [13 empty] | Connected | 1.8 | 0.25 | 0.2632 | 5 | 5.2632 | 2004-07-01 | [13 empty] | 2022-09-04 01:02
2200031824445 | 2200041808760 | Viridor waste management ltd | Yanley landfill main import/export site | Yanley Landfill | Bridgwater Road, Long Ashton | Bristol | North Somerset | BS13 8AF | United Kingdom | 355687 | 168952 | Iron Acton Sgp | Feeder Road 33Kv | Bower Ashton | 11 | Western Power Distribution (South West) Plc | Biofuel - Landfill gas | Gas turbine (OCGT) | No |  | 0 | 1.052 | [13 empty] | Connected | 1.052 | 1.16 | 1.221 | 0.2 | 0.2105 | 1996-08-01 | [13 empty] | 2022-09-04 01:02
2200031824490 | 2200030348666 | Imerys minerals limited | Imerys, par harbour intake | (Par Harbour), Drinnick Bugle Retew Blackpool, Par Intake | Par Harbour | Par | Cornwall | PL24 2BH | United Kingdom | 207400 | 52900 | Indian Queens Sgp | St Austell Bsp | Par Harbour | 11 | Western Power Distribution (South West) Plc | Waste | Steam-gas turbine (CCGT) | Yes |  | 0 | 11.1 | Solar | Photovoltaic | No |  | 0 | 0.2496 | [7 empty] | Connected | 11.3496 | 10.5 | 11.0526 | 5.5 | 5.7895 | 2017-01-01 | [13 empty] | 2022-09-04 01:02
2200031824524 | 2200030348373 | Imerys minerals limited | Lee moor |  | Lee Moor | Plymouth | Devon | PL7 5JR | United Kingdom | 257194 | 61777 | Abham Sgp | Plympton Bsp | Torycombe | 11 | Western Power Distribution (South West) Plc | Fossil - Oil | Engine (combustion / reciprocating) | No |  | 0 | 3.75 | Biomass | Steam turbine (thermal power plant) | No |  | 0 | 3 | [7 empty] | Connected | 6.75 | 5.85 | 6.1579 | 4 | 4.2105 | 2011-10-01 | [13 empty] | 2022-09-04 01:02
2200031824542 | 2200032010850 | Imerys minerals limited | Imerys, blackpool intake | (Blackpool), Drinnick Bugle Retew Blackpool, Blackpool Intake | High Street | St austell | Cornwall | PL25 5TJ | United Kingdom | 198600 | 53200 | Indian Queens Sgp | St Austell Bsp | Blackpool | 11 | Western Power Distribution (South West) Plc | Wind | Onshore wind turbines | No |  | 0 | 0.5 | [13 empty] | Connected | 0.5 | 0 | 0 | 4 | 4.2105 | 2017-01-01 | [13 empty] | 2022-09-04 01:02
2200031824551 | 2200030348452 | Imerys minerals limited | Imerys, drinnick intake | (Drinnick), Drinnick Bugle Retew Blackpool, Imerys Plant & Trasport | Drinnick, Nanpean | St austell | Cornwall | PL26 7XY | United Kingdom | 195600 | 55300 | Indian Queens Sgp | St Austell Bsp | Sawles Road | 11 | Western Power Distribution (South West) Plc | Fossil - Oil | Engine (combustion / reciprocating) | No |  | 0 | 9.403 | Solar | Photovoltaic | No |  | 0 | 2.5 | Wind | Onshore wind turbines | No |  | 0 | 0.5 |  | Connected | 12.403 | 7.25 | 7.6316 | 14.5 | 15.2632 | 2017-01-01 | [13 empty] | 2022-09-04 01:02
2200031824560 | 2200032010860 | Imerys minerals limited | Retew import/export site | Drinnick Bugle Retew Blackpool, Retew Intake | Higher Fraddon | St columb | Cornwall | TR9 6LF | United Kingdom | 192470 | 56780 | Indian Queens Sgp | Fraddon Bsp | Fraddon | 11 | Western Power Distribution (South West) Plc | Fossil - Oil | Engine (combustion / reciprocating) | No |  | 0 | 1 | [13 empty] | Connected | 1 | 1.25 | 1.3158 | 3.5 | 3.6842 | 1996-04-01 | [13 empty] | 2022-09-04 01:02
2200031824738 | 2200032010879 | Imerys minerals limited | Imerys, trebal intake | (Trebal), Drinnick Bugle Retew Blackpool, Trebal Intake | Trethurgy | St austell | Cornwall | PL26 8YQ | United Kingdom | 203745 | 56395 | Indian Queens Sgp | St Austell Bsp | Trebal | 11 | Western Power Distribution (South West) Plc | Fossil - Oil | Engine (combustion / reciprocating) | No |  | 0 | 0.2 | [13 empty] | Connected | 0.2 | 0.25 | 0.2632 | 5 | 5.2632 | 1996-04-01 | [13 empty] | 2022-09-04 01:02
2200031824747 | 2200031846059 | Flogas britain ltd | Severn road, hallen, bristol, bs10 7sq |  | Severn Road, Hallen | Bristol |  | BS10 7SQ | United Kingdom | 353556 | 182824 | Seabank Sgp | Avonmouth Bsp | Kingsweston | 11 | Western Power Distribution (South West) Plc | Fossil - Gas | Gas turbine (OCGT) | No |  | 0 | 5.5 | [13 empty] | Connected | 5.5 | 4.99 | 5.2526 | 2 | 2.1053 | 1990-01-22 | [13 empty] | 2022-09-04 01:02
2200031824792 | 2200030512991 | Wessex water services ltd | Sutton bingham import/export site | Water Treatment Works, Wessex Water Limi | Sutton Bingham | Yeovil | Somerset | BA22 9QL | United Kingdom | 355603 | 111614 | Axminster Sgp | Yeovil Bsp | Coker | 11 | Western Power Distribution (South West) Plc | Fossil - Oil | Engine (combustion / reciprocating) | No |  | 0 | 1 | [13 empty] | Connected | 1 | 1 | 1.0526 | 0.62 | 0.6526 | 1995-07-01 | [13 empty] | 2022-09-04 01:02
2200031824826 | 2200030354846 | Wessex water services ltd | Bridgwater chilton trinity stw import/export site | Saltlands Household Waste Recycling | Saltlands Lane, Chilton Trinity | Bridgwater | Somerset | TA6 3JS | United Kingdom | 330111 | 138280 | Bridgwater Sgp | Bridgwater Grid Bsp | Bath Road Primary | 11 | Western Power Distribution (South West) Plc | Fossil - Oil | Engine (combustion / reciprocating) | No |  | 0 | 1.25 | [13 empty] | Connected | 1.25 | 1.25 | 1.3158 | 0.83 | 0.8737 | 2001-04-01 | [13 empty] | 2022-09-04 01:02
2200031825740 | 2200030348684 | Lloyds bank plc | Bristol canons house canons way (lloyds tsb) | Canons House | Canons Way, City Centre | Bristol |  | BS1 5LL | United Kingdom | 358342 | 172352 | Iron Acton Sgp | Lockleaze Bsp 132Kv | Clifton | 11 | Western Power Distribution (South West) Plc | Fossil - Oil | Engine (combustion / reciprocating) | No |  | 0 | 3.4 | [13 empty] | Connected | 3.4 | 4 | 4.2105 | 3.6 | 3.7895 | 2002-10-01 | [13 empty] | 2022-09-04 01:02
2200031825778 | 2200030347398 | Secanim limited | Spring gardens, canal banks, exeter, devon, ex2 8dx | Jl Thomas & Co Limited, Spring Gardens | Canal Banks | Exeter | Devon | EX2 8DX | United Kingdom | 292375 | 91127 | Exeter Main Sgp | Exeter City Bsp | Haven Road | 11 | Western Power Distribution (South West) Plc | Solar | Photovoltaic | Yes |  | 0 | 1.025 | [13 empty] | Connected | 1.025 | 0.697 | 0.7337 | 0.25 | 0.2632 | 1997-07-01 | [13 empty] | 2022-09-04 01:02
2200031825801 | 2200030348267 | Infinis (re-gen) limited | Bridgwater walpole landfill 2 exit point's import/export site | Walpole Landfill Site | Walpole | Bridgwater | Somerset | TA6 4TF | United Kingdom | 330910 | 142652 | Bridgwater Sgp | Bridgwater Grid Bsp | Bath Road Primary | 11 | Western Power Distribution (South West) Plc | Biofuel - Landfill gas | Gas turbine (OCGT) | No |  | 0 | 4.932 | [13 empty] | Connected | 4.932 | 1.6 | 1.6842 | 0.094 | 0.0989 | 2006-06-01 | [13 empty] | 2022-09-04 01:02
2200032020539 | 2200040035025 | South west water ltd | Mary tavy generator import/export site | Mary Tavy Hydro Power Station, The Power Station | Mary Tavy | Tavistock | Devon | PL19 9PR | United Kingdom | 250929 | 78449 | Landulph Sgp | Ernesettle Bsp | Tavistock | 11 | Western Power Distribution (South West) Plc | Water (flowing water or head of water) | Hydro - Run of river | No |  | 0 | 2.622 | [13 empty] | Connected | 2.622 | 2.9 | 3.0526 | 0.1 | 0.1053 | 1996-04-12 | [13 empty] | 2022-09-04 01:02
2200032026647 | 2200031659738 | Chelson meadow energy limited | Plymouth nffo4 landfill site laira bridge import/export site | Chelson Meadow | The Ride, Laira Bridge Road | Plymouth | Devon | PL9 7JB | United Kingdom | 250717 | 54762 | Abham Sgp | Plymouth Bsp | Longbridge | 11 | Western Power Distribution (South West) Plc | Biofuel - Landfill gas | Gas turbine (OCGT) | No |  | 0 | 2.204 | [13 empty] | Connected | 2.204 | 2.204 | 2.32 | 0.041 | 0.0432 | 1998-05-01 | [13 empty] | 2022-09-04 01:02
2200032108184 | 2200032110402 | Infinis (re-gen) limited | 1 | Deepmoor Landfill Site | High Bullen | Torrington | Devon | EX38 7JA | United Kingdom | 253004 | 120812 | Alverdiscott Sgp | Barnstaple Bsp | Great Torrington | 11 | Western Power Distribution (South West) Plc | Biofuel - Landfill gas | Gas turbine (OCGT) | No |  | 0 | 2.5 | [13 empty] | Connected | 2.5 | 2.425 | 2.5526 | 0.18 | 0.1895 | 1999-06-01 | [13 empty] | 2022-09-04 01:02
2200032116120 | 2200030365379 | South west water ltd | St ives porthgwidden import/export site |  | Porthgwidden Sewage, Off Carncrows Road | St ives | Cornwall | TR26 1PP | United Kingdom | 152131 | 40980 | Indian Queens Sgp | Hayle Bsp | St Ives | 11 | Western Power Distribution (South West) Plc | Fossil - Oil | Engine (combustion / reciprocating) | No |  | 0 | 1.813 | [13 empty] | Connected | 1.813 | 1.07 | 1.1263 | 1.07 | 1.1263 | 1999-12-01 | [13 empty] | 2022-09-04 01:02
2200032116130 | 2200030364792 | South west water ltd | Penzance chyandour sps import/export site | Chyandour Sewage Pumping Station |  | Penzance | Cornwall | TR18 2ES | United Kingdom | 147697 | 30701 | Indian Queens Sgp | Hayle Bsp | Penzance Causewayhead | 11 | Western Power Distribution (South West) Plc | Fossil - Oil | Engine (combustion / reciprocating) | No |  | 0 | 1.75 | [13 empty] | Connected | 1.75 | 1.059 | 1.1147 | 1.059 | 1.1147 | 1999-12-01 | [13 empty] | 2022-09-04 01:02
2200032168616 | 2200032168607 | Uk power reserve limited | Taunton bradon farm t/a cantelo nurseries | Bradon Farm | Isle Abbotts | Taunton | Somerset | TA3 6RX | United Kingdom | 336004 | 119775 | Bridgwater Sgp | Bridgwater Grid Bsp |  | 33 | Western Power Distribution (South West) Plc | Fossil - Gas | Engine (combustion / reciprocating) | No |  | 0 | 9.9 | [13 empty] | Connected | 9.9 | 9.7 | 10.2105 | 0.75 | 0.7895 | 2000-01-01 | [13 empty] | 2022-09-04 01:02
2200032190931 | 2200030349048 | South west water ltd | Plymouth derriford crownhill waterworks | 1 | Derriford | Plymouth | Devon | PL6 5DA | United Kingdom | 248860 | 59600 | Landulph Sgp | Ernesettle Bsp | Southway | 11 | Western Power Distribution (South West) Plc | Wind | Onshore wind turbines | No |  | 0 | 1.8 | [13 empty] | Connected | 1.8 | 0.25 | 0.2632 | 5 | 5.2632 | 2004-07-01 | [13 empty] | 2022-09-04 01:02
2200032191484 | 2200032013017 | Chelson meadow energy limited | Plymouth nffo5 laira bridge import/export site | Chelson Meadow Nff05, Southern Sector | Laira Bridge, Plymstock | Plymouth | Devon | PL9 7JD | United Kingdom | 250711 | 54753 | Abham Sgp | Plymouth Bsp | Longbridge | 11 | Western Power Distribution (South West) Plc | Biofuel - Landfill gas | Gas turbine (OCGT) | No |  | 0 | 1.024 | [13 empty] | Connected | 1.024 | 1.024 | 1.0779 | 0.03 | 0.0316 | 1999-08-01 | [13 empty] | 2022-09-04 01:02
2200040118141 | 2200031596859 | Wessex water services ltd | Wessex water - bleadon levels, weston-super-mare | Bleadon Levels Sewage Treatment Works | Accomodation Road, Bleadon | Weston-super-mare |  | BS24 0AP | United Kingdom | 330958 | 156654 | Seabank Sgp | Weston Bsp 132Kv | Bournville | 11 | Western Power Distribution (South West) Plc | Fossil - Oil | Engine (combustion / reciprocating) | No |  | 0 | 5.85 | [13 empty] | Connected | 5.85 | 3.8 | 4 | 2.4 | 2.5263 | 2012-10-17 | [13 empty] | 2022-09-04 01:02
2200040118160 | 2200030354623 | Wessex water services ltd | Minehead dunster marsh import/export site | Minehead Lso, Lower Marsh | Dunster | Minehead | Somerset | TA24 6PJ | United Kingdom | 298946 | 145150 | Taunton Sgp | Bowhays Cross Bsp | Alcombe | 11 | Western Power Distribution (South West) Plc | Fossil - Gas | Engine (combustion / reciprocating) | No |  | 0 | 1.315 | [13 empty] | Connected | 1.315 | 1.2 | 1.2632 | 0.57 | 0.6 | 1998-03-01 | [13 empty] | 2022-09-04 01:02
2200040164254 | 2200040164245 | Bears down wind farm ltd | Newquay bears down windfarm import/export site | Bears Down Wind Farm | St Mawgan | Newquay | Cornwall | TR8 4RJ | United Kingdom | 190761 | 67613 | Indian Queens Sgp | Fraddon Bsp | St Columb Major | 33 | Western Power Distribution (South West) Plc | Wind | Onshore wind turbines | No |  | 0 | 9.6 | [13 empty] | Connected | 9.6 | 9.6 | 10.1053 | 0.04 | 0.0421 | 2001-07-03 | [13 empty] | 2022-09-04 01:02
2200040203188 | 2200030347802 | Wessex water services ltd | Weston super mare black rock sps import/export | Black Rock Pumping Station | Windwhistle Road | Weston-super-mare |  | BS23 4PD | United Kingdom | 332143 | 159195 | Seabank Sgp | Weston Bsp 132Kv | Bournville | 11 | Western Power Distribution (South West) Plc | Fossil - Oil | Engine (combustion / reciprocating) | No |  | 0 | 2 | [13 empty] | Connected | 2 | 1.2 | 1.2632 | 1.56 | 1.6421 | 2003-06-01 | [13 empty] | 2022-09-04 01:02
2200040210501 | 2200030348540 | South west water ltd | Restormel wtw | Restormel Water Treatment Works |  | Lostwithiel | Cornwall | PL22 0HE | United Kingdom | 209669 | 62475 | Indian Queens Sgp | Fraddon Bsp | Lostwithiel | 11 | Western Power Distribution (South West) Plc | Solar | Photovoltaic | No |  | 0 | 4.5 | [13 empty] | Connected | 4.5 | 4.5 | 4.7368 | 4.2 | 4.4211 | 2014-10-14 | [13 empty] | 2022-09-04 01:02
2200040278866 | 2200031091895 | Viridor waste management ltd | Newton abbot supply c heathfield landfill import/export site | Heathfield 'C' Power Plant | Heathfield Landfill Site, John Acres Lane, Bovey Tracey | Newton abbot | Devon | TQ12 6EB | United Kingdom | 286107 | 76077 | Abham Sgp | Newton Abbot Bsp (Forde Road) | Chudleigh Knighton | 11 | Western Power Distribution (South West) Plc | Biofuel - Sewage gas | Gas turbine (OCGT) | No |  | 0 | 2.3 | [13 empty] | Connected | 2.3 | 3.5 | 3.6842 | 0.15 | 0.1579 | 1998-06-01 | [13 empty] | 2022-09-04 01:02
2200040278875 | 2200031881026 | United mines energy ltd | Redruth landfill import/export site | Landfill Site | United Downs, St Day | Redruth | Cornwall | TR16 5HU | United Kingdom | 174410 | 41194 | Indian Queens Sgp | Truro Bsp | Twelveheads | 11 | Western Power Distribution (South West) Plc | Biofuel - Landfill gas | Gas turbine (OCGT) | No |  | 0 | 3.726 | [13 empty] | Connected | 3.726 | 3.03 | 3.1895 | 0.1 | 0.1053 | 1998-05-01 | [13 empty] | 2022-09-04 01:02
2200040571122 | 2200040571113 | Connon bridge energy limited | Liskeard connon bridge 33kv gen project 2 import/export | Connon Bridge Generation Project 2 | Connon Bridge Landfill Site, East Taphouse | Liskeard | Cornwall | PL14 4NP | United Kingdom | 217800 | 62000 | Landulph Sgp | St Germans Bsp | Liskeard | 33 | Western Power Distribution (South West) Plc | Biofuel - Landfill gas | Gas turbine (OCGT) | No |  | 0 | 7.75 | [13 empty] | Connected | 7.75 | 5 | 5.2632 | 0.15 | 0.1579 | 2003-12-01 | [13 empty] | 2022-09-04 01:02
2200040700133 | 2200040700124 | Clp envirogas ltd | Plymouth chelson meadow landfill import/export (clp envirogas) | Chelson Meadow | Laira Bridge Road, The Ride | Plymouth | Devon | PL9 8AB | United Kingdom | 250716 | 54751 | Abham Sgp | Plymouth Bsp | Longbridge | 11 | Western Power Distribution (South West) Plc | Biofuel - Landfill gas | Gas turbine (OCGT) | No |  | 0 | 1.05 | [13 empty] | Connected | 1.05 | 1.05 | 1.1053 | 0.2 | 0.2105 | 2004-06-01 | [13 empty] | 2022-09-04 01:02
2200040870944 | 2200040870953 | Edl (uk) lfg generation limited | Wellington poole waste disposal site import/export site | Poole Generation Plant | , Poole | Wellington | Somerset | TA21 9HH | United Kingdom | 315045 | 121652 | Taunton Sgp | Taunton Main Bsp | Wellington Town | 11 | Western Power Distribution (South West) Plc | Biofuel - Landfill gas | Gas turbine (OCGT) | No |  | 0 | 1.25 | [13 empty] | Connected | 1.25 | 1.4 | 1.4737 | 0.2 | 0.2105 | 2005-02-01 | [13 empty] | 2022-09-04 01:02
2200040956254 | 2200040956263 | Infinis (re-gen) limited | Bridgwater walpole landfill 2 exit point's import/export site | Generation Site 1 | Walpole Landfill, Horsey Rhyne | Bridgwater | Somerset | TA6 | United Kingdom | 331462 | 143270 | Bridgwater Sgp | Bridgwater Grid Bsp | Bath Road Primary | 11 | Western Power Distribution (South West) Plc | Biofuel - Landfill gas | Gas turbine (OCGT) | No |  | 0 | 4.932 | [13 empty] | Connected | 4.932 | 1.9 | 2 | 0.1 | 0.1053 | 2006-06-01 | [13 empty] | 2022-09-04 01:02
2200040979039 | 2200040979020 | Chelson meadow energy limited | Plymouth chelson meadow landfill (33kv generator) nov 2005 | Chelson Meadow Generator | Laira Bridge Road | Plymouth | Devon | PL9 7JF | United Kingdom | 250561 | 54773 | Abham Sgp | Plymouth Bsp |  | 33 | Western Power Distribution (South West) Plc | Biofuel - Landfill gas | Gas turbine (OCGT) | No |  | 0 | 3.1 | [13 empty] | Connected | 3.1 | 2.1 | 2.2105 | 0.07 | 0.0737 | 2005-11-01 | [13 empty] | 2022-09-04 01:02
2200041253506 | 2200041957685 | Wind energy renewables llp | Torrington darracott moor windfarm | Darracott Moor Windfarm |  | Great torrington | North Devon | EX38 | United Kingdom | 251345 | 121333 | Alverdiscott Sgp | Barnstaple Bsp |  | 33 | Western Power Distribution (South West) Plc | Wind | Onshore wind turbines | No |  | 0 | 2.55 | [13 empty] | Connected | 2.55 | 2.55 | 2.6842 | 0.14 | 0.1474 | 2011-04-01 | [13 empty] | 2022-09-04 01:02
2200041310085 | 2200030348718 | First corporate shipping limited | Bristol avonmouth royal edward docks | Royal Edward | Avonmouth Docks | Bristol |  | BS11 9DQ | United Kingdom | 351454 | 178589 | Seabank Sgp | Avonmouth Bsp | Avonmouth Docks | 66 | Western Power Distribution (South West) Plc | Wind | Onshore wind turbines | No |  | 0 | 4.6 | [13 empty] | Connected | 4.6 | 4.6 | 4.8421 | 4.36 | 4.5895 | 1991-04-01 | [13 empty] | 2022-09-04 01:02
2200041310094 | 2200030349260 | First corporate shipping limited | Bristol royal portbury docks |  | Royal Portbury Dock, Portbury | Bristol |  | BS20 7XL | United Kingdom | 349901 | 177119 | Seabank Sgp | Portishead New Bsp | Royal Portbury Dock | 11 | Western Power Distribution (South West) Plc | Wind | Onshore wind turbines | No |  | 0 | 2.3 | [13 empty] | Connected | 2.3 | 2 | 2.1053 | 7.5 | 7.8947 | 2003-03-01 | [13 empty] | 2022-09-04 01:02
2200041327140 | 2200041327159 | Roskrow barton limited | Falmouth roskrow barton wind farm |  | Roskrow | Penryn | Cornwall | TR10 9AW | United Kingdom | 175940 | 35253 | Indian Queens Sgp | Rame Bsp | Falmouth Bickland Hl | 11 | Western Power Distribution (South West) Plc | Wind | Onshore wind turbines | No |  | 0 | 1.7 | [13 empty] | Connected | 1.7 | 1.7 | 1.7895 | 0.05 | 0.0526 | 2007-11-01 | [13 empty] | 2022-09-04 01:02
2200041499762 | 2200041499771 | Shooters bottom windpark limited | Chewton mendip shooters bottom windfarm | Shooters Bottom Farm | Townshead Lane, Chewton Mendip | Radstock | North Somerset | BA3 4LU | United Kingdom | 359520 | 150470 | Seabank Sgp | Radstock Bsp 132Kv |  | 33 | Western Power Distribution (South West) Plc | Wind | Onshore wind turbines | No |  | 0 | 2 | [13 empty] | Connected | 2 | 2 | 2.1053 | 0.035 | 0.0368 | 2008-06-01 | [13 empty] | 2022-09-04 01:02
2200041625587 | 2200041625596 | Viridor waste management ltd | Newton abbot 33kv connection heathfield landfill & recycling centre | Heathfield Landfill | Fosterville, Sandygate | Newton abbot | Devon | TQ12 3GP | United Kingdom | 286134 | 76110 | Abham Sgp | Newton Abbot Bsp (Forde Road) | Chudleigh Knighton | 33 | Western Power Distribution (South West) Plc | Fossil - Gas | Engine (combustion / reciprocating) | No |  | 0 | 3.5 | [13 empty] | Connected | 3.5 | 5 | 5.2632 | 0.25 | 0.2632 | 2009-04-01 | [13 empty] | 2022-09-04 01:02
2200041667754 | 2200030368723 | Cannington enterprises limited | Bridgwater swang farm (2009) | The Potato Centre, Swang Farm Cottages | Cannington, Cannington | Bridgwater | Somerset | TA5 2NJ | United Kingdom | 323271 | 138971 | Bridgwater Sgp | Bridgwater Grid Bsp | Nether Stowey | 11 | Western Power Distribution (South West) Plc | Fossil - Oil | Engine (combustion / reciprocating) | No |  | 0 | 1.36 | [13 empty] | Connected | 1.36 | 2 | 2.1053 | 0.35 | 0.3684 | 2009-03-17 | [13 empty] | 2022-09-04 01:02
2200041804446 | 2200041804437 | Wave hub grid connection limited | Hayle harbour north quay | Wave Hub Generations | Hayle Harbour | Hayle | Cornwall | TR27 4BL | United Kingdom | 155305 | 38182 | Indian Queens Sgp | Hayle Bsp | Hayle | 33 | Western Power Distribution (South West) Plc | Stored Energy (all stored energy irrespective of the original energy source) | Storage - Electrochemical (Batteries) | No |  | 0 | 2 | Water (flowing water or head of water) | Tidal stream devices | No |  | 0 | 0 | [7 empty] | Connected | 2 | 30 | 31.5789 | 1.5 | 1.5789 | 2020-07-29 | [13 empty] | 2022-09-04 01:02
2200041868592 | 2200030355079 | Wessex water services ltd | Taunton creech st michael ham stw | Ham Sewage Treatment Works | Ham, Creech St Michael | Taunton | Somerset | TA3 5NU | United Kingdom | 328459 | 124682 | Bridgwater Sgp | Bridgwater Grid Bsp | Creech St Michael | 11 | Western Power Distribution (South West) Plc | Fossil - Gas | Engine (combustion / reciprocating) | No |  | 0 | 0.944 | [13 empty] | Connected | 0.944 | 2.7 | 2.8421 | 1.041 | 1.0958 | 1993-10-01 | [13 empty] | 2022-09-04 01:02
2200041879896 | 2200041769066 | Tesco stores limited | Tesco g park hvm | Tesco Distribution Centre | Marsh Common Road, Marsh Common South | Pilning | South Gloucestershire | BS35 4GG | United Kingdom | 355709 | 183991 | Iron Acton Sgp | Seabank Bsp | Western Approach | 11 | Western Power Distribution (South West) Plc | Fossil - Oil | Engine (combustion / reciprocating) | No |  | 0 | 4 | [13 empty] | Connected | 4 | 0.2 | 0.2105 | 1.9 | 2 | 2017-10-01 | [13 empty] | 2022-09-04 01:02
2200041930498 | 2200041930489 | Devon wind power | Barnstaple luscott barton fullabrook windfarm | Devon Wind Power, Fullabrook Substation | Luscott Barton | Ashford | North Devon | EX31 4DD | United Kingdom | 252028 | 136272 | Alverdiscott Sgp | Fullabrook Windfarm |  | 132 | Western Power Distribution (South West) Plc | Wind | Onshore wind turbines | No |  | 0 | 66 | [13 empty] | Connected | 66 | 69.474 | 73.1305 | 0.8 | 0.8421 | 2011-05-20 | [13 empty] | 2022-09-04 01:02
2200041937953 | 2200041937962 | Nima power limited | Truro wheal jane solar farm baldhu | Wheal Jane Mine | Baldhu | Truro | Cornwall | TR3 6EE | United Kingdom | 177490 | 42519 | Indian Queens Sgp | Truro Bsp | Twelveheads | 11 | Western Power Distribution (South West) Plc | Solar | Photovoltaic | No |  | 0 | 1.32 | [13 empty] | Connected | 1.32 | 1.32 | 1.3895 | 0.05 | 0.0526 | 2011-07-31 | [13 empty] | 2022-09-04 01:02
2200041941700 | 2200041941719 | Ks spv1 limited | Trefullock solar farm | Trefullock Farm | Summercourt | Truro | Cornwall | TR8 5BH | United Kingdom | 189998 | 56133 | Indian Queens Sgp | Fraddon Bsp | Fraddon | 11 | Western Power Distribution (South West) Plc | Solar | Photovoltaic | No |  | 0 | 5.151 | [13 empty] | Connected | 5.151 | 5 | 5.2632 | 0.05 | 0.0526 | 2011-07-27 | [13 empty] | 2022-09-04 01:02
2200041970393 | 2200030355760 | A h warren trust ltd | Crewkerne coombe farm | Coombe Farm | Roundham | Crewkerne | Somerset | TA18 8RR | United Kingdom | 341019 | 109509 | Axminster Sgp | Woodcote Bsp | Crewkerne | 11 | Western Power Distribution (South West) Plc | Solar | Photovoltaic | No |  | 0 | 1 | Fossil - Oil | Engine (combustion / reciprocating) | No |  | 0 | 0.3 | [7 empty] | Connected | 1.3 | 2 | 2.1053 | 1.2 | 1.2632 | 1993-10-01 | [13 empty] | 2022-09-04 01:02
2200041973446 |  | Meri power limited | Wadebridge benbole solar farm st kew | Benbole Farm | St Kew Highway | Bodmin | Cornwall | PL30 3EF | United Kingdom | 203041 | 74858 | Indian Queens Sgp | St Tudy Bsp | Wadebridge | 11 | Western Power Distribution (South West) Plc | Solar | Photovoltaic | No |  | 0 | 2.006 | [13 empty] | Connected | 2.006 | 2 | 2.1053 |  |  | 2011-07-31 | [13 empty] | 2022-09-04 01:02
2200041978737 | 2200041978728 | East langford solar limited | East langford 33kv solar park | East Langford | Kilkhampton | Bude | Cornwall | EX23 9SA | United Kingdom | 228630 | 110614 | Alverdiscott Sgp | Pyworthy Bsp | Stratton | 33 | Western Power Distribution (South West) Plc | Solar | Photovoltaic | No |  | 0 | 5 | [13 empty] | Connected | 5 | 5 | 5.2632 | 0.035 | 0.0368 | 2011-07-11 | [13 empty] | 2022-09-04 01:02
2200041978782 | 2200041978773 | Manor farm solar limited | St austell manor farm 33kv solar park | Manor Farm Solar Park | Burngullow Lane, High Street | St austell | Cornwall | PL26 7TQ | United Kingdom | 198400 | 52325 | Indian Queens Sgp | Fraddon Bsp | Blackpool | 33 | Western Power Distribution (South West) Plc | Solar | Photovoltaic | No |  | 0 | 4 | [13 empty] | Connected | 4 | 5 | 5.2632 | 0.036 | 0.0379 | 2011-07-11 | [13 empty] | 2022-09-04 01:02
2200041978807 | 2200041978791 | Trenouth solar farm limited | Trenouth farm 33kv solar park |  | Trenouth Farm, St Ervan | Wadebridge | Cornwall | PL27 7SQ | United Kingdom | 191060 | 70290 | Indian Queens Sgp | Fraddon Bsp | St Columb Major | 33 | Western Power Distribution (South West) Plc | Solar | Photovoltaic | No |  | 0 | 4 | [13 empty] | Connected | 4 | 4 | 4.2105 | 0.05 | 0.0526 | 2011-07-11 | [13 empty] | 2022-09-04 01:02
2200041978861 | 2200041978852 | Churchtown farm solar limited | Hayle churchtown farm 33kv solar park | Churchtown Farm | Nanterrow Lane, Gwithian | Connor downs | Cornwall | TR27 5BX | United Kingdom | 159831 | 40475 | Indian Queens Sgp | Camborne Bsp |  | 33 | Western Power Distribution (South West) Plc | Solar | Photovoltaic | No |  | 0 | 4 | [13 empty] | Connected | 4 | 5 | 5.2632 | 0.036 | 0.0379 | 2011-07-11 | [13 empty] | 2022-09-04 01:02
2200041979883 | 2200041979874 | Kala power limited | Howton farm 33kv solar park | Howton Fields Farm | Howton Farm, Pillaton | Saltash | Cornwall | PL12 6QY | United Kingdom | 237210 | 63380 | Landulph Sgp | Landulph Bsp |  | 33 | Western Power Distribution (South West) Plc | Solar | Photovoltaic | No |  | 0 | 4.998 | [13 empty] | Connected | 4.998 | 5 | 5.2632 | 0.035 | 0.0368 | 2011-07-11 | [13 empty] | 2022-09-04 01:02
2200041982167 | 2200041981980 | Langage solar park limited | Plymouth lower langage farm | Langage Solar Park | Langage Cross To Voss Cross | Plympton | Devon | PL7 5AW | United Kingdom | 257564 | 56040 | Abham Sgp | Plympton Bsp | Langage | 11 | Western Power Distribution (South West) Plc | Solar | Photovoltaic | No |  | 0 | 4.9 | [13 empty] | Connected | 4.9 | 4.995 | 5.2579 | 1 | 1.0526 | 2011-08-01 | [13 empty] | 2022-09-04 01:02
2200041982947 | 2200041982938 | Miralalou spv 1 limited | Causilgey farm, tregavethan | Causilgey Farm | Causilgey, Tregavathan | Truro | Cornwall | TR4 9EP | United Kingdom | 178100 | 47800 | Indian Queens Sgp | Truro Bsp |  | 33 | Western Power Distribution (South West) Plc | Solar | Photovoltaic | No |  | 0 | 4.4 | [13 empty] | Connected | 4.4 | 4.5 | 4.7368 | 0.025 | 0.0263 | 2013-03-13 | [13 empty] | 2022-09-04 01:02
2200041984085 | 2200041984076 | Palk power limited | Taunton adj lethbridge park pv generator | Lethbridge Park | Ash Priors | Taunton | Somerset | TA4 3NG | United Kingdom | 316203 | 129866 | Taunton Sgp | Taunton Main Bsp | Lydeard St Lawrence Primary | 11 | Western Power Distribution (South West) Plc | Solar | Photovoltaic | No |  | 0 | 1.7 | [13 empty] | Connected | 1.7 | 1.8 | 1.8947 | 0.045 | 0.0474 | 2011-07-07 | [13 empty] | 2022-09-04 01:02
2200041987314 | 2200030346710 | Royal united hospital bath nhs trust | Bath combe park - royal united hospital | Royal United Hospital | Combe Park | Bath |  | BA1 3NG | United Kingdom | 373030 | 166066 | Melksham Sgp | Bath (Dolemeads) 132 | Combe Park | 66 | Western Power Distribution (South West) Plc | Fossil - Oil | Engine (combustion / reciprocating) | Yes |  | 0 | 2 | Solar | Photovoltaic | No |  | 0 | 0.065 | [7 empty] | Connected | 2.065 | 2.068 | 2.1768 | 2.7 | 2.8421 | 2019-04-26 | [13 empty] | 2022-09-04 01:02
2200041987323 | 2200032196710 | Royal united hospital bath nhs trust | Bath combe park - royal united hospital | Royal United Hospital | Combe Park | Bath |  | BA1 3NG | United Kingdom | 372876 | 165920 | Melksham Sgp | Bath (Dolemeads) 132 | Combe Park | 66 | Western Power Distribution (South West) Plc | Fossil - Oil | Engine (combustion / reciprocating) | Yes |  | 0 | 2 | Solar | Photovoltaic | No |  | 0 | 0.065 | [7 empty] | Connected | 2.065 | 2 | 2.1053 | 2.7 | 2.8421 | 2019-04-26 | [13 empty] | 2022-09-04 01:02
2200042001621 | 2200042001640 | Nextpower trevemper limited | Newquay trevemper solar farm | Trevemper Farm | Trevemper | Newquay | Cornwall | TR8 5EL | United Kingdom | 181571 | 59912 | Indian Queens Sgp | Fraddon Bsp | Newquay Trevemper | 11 | Western Power Distribution (South West) Plc | Solar | Photovoltaic | No |  | 0 | 1.02 | [13 empty] | Connected | 1.02 | 1.7 | 1.7895 | 0.015 | 0.0158 | 2021-05-24 | [13 empty] | 2022-09-04 01:02
2200042013273 | 2200042013307 | Michco 1204 limited | Street higher hill pv farm | Higher Hill Farm | Butleigh Hill, Butleigh | Glastonbury | Somerset | BA6 8TW | United Kingdom | 351750 | 132112 | Bridgwater Sgp | Street Bsp | Millfield | 11 | Western Power Distribution (South West) Plc | Solar | Photovoltaic | No |  | 0 | 5.015 | [13 empty] | Connected | 5.015 | 4.96 | 5.221 | 0.05 | 0.0526 | 2011-09-26 | [13 empty] | 2022-09-04 01:02
2200042013316 | 2200042013325 | Michco 1204 limited | Street park wood pv farm | Butleigh Solar Park | Back Town Lane | Glastonbury | Somerset | BA6 8UE | United Kingdom | 352772 | 134063 | Bridgwater Sgp | Street Bsp | Millfield | 11 | Western Power Distribution (South West) Plc | Solar | Photovoltaic | No |  | 0 | 5.015 | [13 empty] | Connected | 5.015 | 4.96 | 5.221 | 0.05 | 0.0526 | 2011-09-26 | [13 empty] | 2022-09-04 01:02
2200042014791 | 2200042014807 | Bridgewater solar limited | Summerway drove pv generator site | Summerway Drove | Westernzoyland Road | Bridgwater | Somerset | TA7 0HY | United Kingdom | 332371 | 136495 | Bridgwater Sgp | Bridgwater Grid Bsp | Bath Road Primary | 11 | Western Power Distribution (South West) Plc | Solar | Photovoltaic | No |  | 0 | 1.734 | [13 empty] | Connected | 1.734 | 1.7 | 1.7895 | 0.05 | 0.0526 | 2011-09-27 | [13 empty] | 2022-09-04 01:02
2200042019354 | 2200042019345 | Puriton solar limited | Puriton blackditch woolavington road (33kv) | Woolavington Road |  | Puriton | Somerset | TA7 8AD | United Kingdom | 332510 | 142910 | Bridgwater Sgp | Bridgwater Grid Bsp |  | 33 | Western Power Distribution (South West) Plc | Solar | Photovoltaic | No |  | 0 | 4.29 | [13 empty] | Connected | 4.29 | 4.29 | 4.5158 | 0.005 | 0.0053 | 2011-09-23 | [13 empty] | 2022-09-04 01:02
2200042042975 | 2200042042966 | Aee renewables uk 15 limited | Axminster beechgrove farm hawkchurch 33kv pv | Beechgrove Farm | Hawchurch | Axminster | Devon | EX13 5TX | United Kingdom | 334876 | 99202 | Axminster Sgp | Woodcote Bsp |  | 33 | Western Power Distribution (South West) Plc | Solar | Photovoltaic | No |  | 0 | 4.5 | [13 empty] | Connected | 4.5 | 4.5 | 4.7368 | 0.014 | 0.0147 | 2011-10-12 | [13 empty] | 2022-09-04 01:02
2200042076706 | 2200042076681 | Ks spv 12 limited | Launceston grange farm boyton | The Grange | Boyton | Launceston | Cornwall | PL15 8NS | United Kingdom | 229048 | 93007 | Alverdiscott Sgp | Pyworthy Bsp | East Curry | 11 | Western Power Distribution (South West) Plc | Solar | Photovoltaic | No |  | 0 | 4.9 | [13 empty] | Connected | 4.9 | 4.9 | 5.1579 | 0.05 | 0.0526 | 2012-03-14 | [13 empty] | 2022-09-04 01:02
2200042093720 | 2200041648681 | University hospitals bristol and weston nhs foundation trust | Bristol uhb cotham intake | Uhbt Supply A Export | Cotham Intake, Myrtle Road, Cotham | Bristol |  | BS2 8BL | United Kingdom | 358420 | 173618 | Iron Acton Sgp | Lockleaze Bsp 132Kv | Cotham Primary | 11 | Western Power Distribution (South West) Plc | Fossil - Oil | Engine (combustion / reciprocating) | No |  | 0 | 8.864 | Fossil - Gas | Gas turbine (OCGT) | Yes |  | 0 | 3.36 | [7 empty] | Connected | 12.224 | 9.12 | 9.6 | 8 | 8.421 | 2021-03-17 | [13 empty] | 2022-09-04 01:02
2200042093739 | 2200041648690 | University hospitals bristol and weston nhs foundation trust | Bristol uhb cotham intake | Uhbt Supply B Export | Cotham Intake, Myrtle Road, Cotham | Bristol |  | BS2 8BL | United Kingdom | 358420 | 173618 | Iron Acton Sgp | Lockleaze Bsp 132Kv | Cotham Primary | 11 | Western Power Distribution (South West) Plc | Fossil - Oil | Engine (combustion / reciprocating) | No |  | 0 | 7.048 | Fossil - Gas | Gas turbine (OCGT) | Yes |  | 0 | 3.36 | [7 empty] | Connected | 10.408 | 9.12 | 9.6 | 8 | 8.421 | 2021-03-17 | [13 empty] | 2022-09-04 01:02
2200042093757 | 2200042093766 | University hospitals bristol and weston nhs foundation trust | Bristol uhb cotham intake | Uhbt Supply C Export | Cotham Intake, Myrtle Road, Cotham | Bristol |  | BS2 8BL | United Kingdom | 358270 | 173640 | Iron Acton Sgp | Lockleaze Bsp 132Kv | Cotham Primary | 11 | Western Power Distribution (South West) Plc | Fossil - Oil | Engine (combustion / reciprocating) | No |  | 0 | 7.048 | Fossil - Gas | Gas turbine (OCGT) | Yes |  | 0 | 3.36 | [7 empty] | Connected | 10.408 | 9.12 | 9.6 | 8 | 8.421 | 2021-03-17 | [13 empty] | 2022-09-04 01:02
2200042103449 | 2200042194640 | Bristol city council | Bristol avonmouth wind farm severn road | Avonmouth Wind Farm | Severn Road, Avonmouth | Bristol | North Somerset | BS11 0YL | United Kingdom | 353265 | 181977 | Iron Acton Sgp | Seabank Bsp |  | 33 | Western Power Distribution (South West) Plc | Wind | Onshore wind turbines | No |  | 0 | 5 | [13 empty] | Connected | 5 | 5 | 5.2632 | 0.12 | 0.1263 | 2013-07-01 | [13 empty] | 2022-09-04 01:02
2200042108289 | 2200042108127 | Bodmin solar limited | Bodinial lower bodinial farm | Lower Bodiniel Farm | Bodiniel | Bodmin | Cornwall | PL31 2PF | United Kingdom | 205785 | 67971 | Indian Queens Sgp | St Tudy Bsp | Bodmin | 33 | Western Power Distribution (South West) Plc | Solar | Photovoltaic | No |  | 0 | 5 | [13 empty] | Connected | 5 | 5 | 5.2632 | 0.03 | 0.0316 | 2012-06-01 | [13 empty] | 2022-09-04 01:02
2200042117238 | 2200030356009 | Holmsleigh limited | Ilfracombe mullacott industrial estate | Devonia Cold Store | Mullacott Industrial Estate | Ilfracombe | Devon | EX34 8PL | United Kingdom | 251485 | 144184 | Alverdiscott Sgp | East Yelland Bsp | Ilfracombe | 11 | Western Power Distribution (South West) Plc | Wind | Onshore wind turbines | No |  | 0 | 1.4 | Solar | Photovoltaic | No |  | 0 | 0.25 | [7 empty] | Connected | 1.65 | 1.4 | 1.4737 | 0.65 | 0.6842 | 2016-04-01 | [13 empty] | 2022-09-04 01:02
2200042128211 | 2200042128202 | Colchen solar limited | Ivybridge luson farm pv | Luson Farm Pv | Ermington | Ivybridge | Devon | PL21 9LZ | United Kingdom | 262235 | 52862 | Abham Sgp | Plympton Bsp | Ivybridge | 11 | Western Power Distribution (South West) Plc | Solar | Photovoltaic | No |  | 0 | 1.38 | [13 empty] | Connected | 1.38 | 1.5 | 1.5789 | 0.05 | 0.0526 | 2012-06-27 | [13 empty] | 2022-09-04 01:02
2200042129526 | 2200042129517 | Gpp eastcott llp | Bude eastcott solar farm | Eastcott Farm | Eastcott Cross, Morwenstow | Bude | Cornwall | EX23 9SG | United Kingdom | 226100 | 116373 | Alverdiscott Sgp | Pyworthy Bsp | Morwenstow | 11 | Western Power Distribution (South West) Plc | Solar | Photovoltaic | No |  | 0 | 5 | [13 empty] | Connected | 5 | 5 | 5.2632 | 0.25 | 0.2632 | 2012-06-12 | [13 empty] | 2022-09-04 01:02
2200042131232 | 2200042131223 | Tgc solar 91 limited | Holsworthy great knowle solar farm pyworthy | Deriton Road | Pyworthy | Holsworthy | Devon | EX22 6JY | United Kingdom | 233114 | 103333 | Alverdiscott Sgp | Pyworthy Bsp | Holsworthy | 11 | Western Power Distribution (South West) Plc | Solar | Photovoltaic | No |  | 0 | 5 | [13 empty] | Connected | 5 | 5 | 5.2632 | 0.05 | 0.0526 | 2012-06-28 | [13 empty] | 2022-09-04 01:02
2200042131385 | 2200042131376 | Chantico solar limited | Congresbury stock lane pv array | Stock Lane | Congresbury | Bristol | North Somerset | BS49 5JL | United Kingdom | 344830 | 162360 | Bridgwater Sgp | Churchill Bsp 132Kv | Congresbury | 11 | Western Power Distribution (South West) Plc | Solar | Photovoltaic | No |  | 0 | 1.1 | [13 empty] | Connected | 1.1 | 1.1 | 1.1579 | 0.045 | 0.0474 | 2012-07-26 | [13 empty] | 2022-09-04 01:02
2200042137838 | 2200042137847 | Lightsource spv 49 limited | West bradley solar farm, templeton | West Bradley Farm | Templeton | Tiverton | Devon | EX16 8BJ | United Kingdom | 289192 | 114098 | Exeter Main Sgp | Tiverton Bsp | Tiverton Moorhayes | 11 | Western Power Distribution (South West) Plc | Solar | Photovoltaic | No |  | 0 | 1.5 | [13 empty] | Connected | 1.5 | 1.5 | 1.5789 | 0.05 | 0.0526 | 2012-07-01 | [13 empty] | 2022-09-04 01:02
2200042137917 | 2200042137926 | Velleda energy limited | Hgr pirzwell solar farm, kentisbeare | Higher Pirzwell Farm | Kentisbeare | Cullompton | Devon | EX15 2AH | United Kingdom | 307538 | 109698 | Exeter Main Sgp | Tiverton Bsp | Hemyock | 11 | Western Power Distribution (South West) Plc | Solar | Photovoltaic | No |  | 0 | 1.5 | [13 empty] | Connected | 1.5 | 1.5 | 1.5789 | 0.05 | 0.0526 | 2012-07-01 | [13 empty] | 2022-09-04 01:02
2200042138520 | 2200042138511 | Kirsa solar limited | Barton solar farm, tiverton | Oakfield House | Burlescombe, Turnpike | Tiverton | Devon | EX16 7JW | United Kingdom | 307776 | 116916 | Exeter Main Sgp | Tiverton Bsp | Burlescombe | 11 | Western Power Distribution (South West) Plc | Solar | Photovoltaic | No |  | 0 | 1.5 | [13 empty] | Connected | 1.5 | 1.5 | 1.5789 | 0.05 | 0.0526 | 2012-07-01 | [13 empty] | 2022-09-04 01:02
2200042141142 | 2200042141133 | Wyld meadow farm solar park limited | Butleigh higher hill farm 33kv solar park | Wyld Meadow Farm | Monkton Wyld | Bridport | Dorset | DT6 6DD | United Kingdom | 333898 | 97856 | Axminster Sgp | Woodcote Bsp |  | 33 | Western Power Distribution (South West) Plc | Solar | Photovoltaic | No |  | 0 | 4.8 | [13 empty] | Connected | 4.8 | 4.9 | 5.1579 | 0.05 | 0.0526 | 2013-03-12 | [13 empty] | 2022-09-04 01:02
2200042141160 | 2200042141151 | Tgc solar 106 limited | Holsworthy eastacombe farm solar | Eastacombe Farm | Clawton | Holsworthy | Devon | EX22 6RP | United Kingdom | 235435 | 99647 | Alverdiscott Sgp | Pyworthy Bsp |  | 33 | Western Power Distribution (South West) Plc | Solar | Photovoltaic | No |  | 0 | 3.3 | [13 empty] | Connected | 3.3 | 3.19 | 3.3579 | 0.025 | 0.0263 | 2012-12-18 | [13 empty] | 2022-09-04 01:02
2200042141277 | 2200042141259 | Green frog power 214 limited | Faraday road stor generation | Prince Rock Substation | Faraday Road, Cattedown | Plymouth | Devon | PL4 0PX | United Kingdom | 249863 | 54123 | Abham Sgp | Plymouth Bsp |  | 33 | Western Power Distribution (South West) Plc | Fossil - Oil | Engine (combustion / reciprocating) | No |  | 0 | 29 | [13 empty] | Connected | 29 | 25.52 | 26.8632 | 0.1 | 0.1053 | 2012-11-01 | [13 empty] | 2022-09-04 01:02
2200042142410 | 2200042142094 | Ks spv 3 limited | Luxulyan trenoweth farm solar farm | Trenowth Farm | Luxulyan | Bodmin | Cornwall | PL30 5DP | United Kingdom | 204716 | 58972 | Indian Queens Sgp | St Austell Bsp |  | 33 | Western Power Distribution (South West) Plc | Solar | Photovoltaic | No |  | 0 | 7.54 | [13 empty] | Connected | 7.54 | 7.22 | 7.6 | 0.025 | 0.0263 | 2013-03-04 | [13 empty] | 2022-09-04 01:02
2200042142457 | 2200042142439 | Ks spv4 limited | Woodland barton farm victoria | Woodland Barton Solar Farm | Roche | St austell | Cornwall | PL26 8LW | United Kingdom | 200446 | 61814 | Indian Queens Sgp | Fraddon Bsp |  | 33 | Western Power Distribution (South West) Plc | Solar | Photovoltaic | No |  | 0 | 4.9 | [13 empty] | Connected | 4.9 | 5 | 5.2632 | 0.05 | 0.0526 | 2013-01-09 | [13 empty] | 2022-09-04 01:02
2200042163457 | 2200042163410 | Burcroft solar parks limited | Broadclyst burrowton farm | Wards Cross | Broadclyst | Exeter | Devon | EX5 3DA | United Kingdom | 300380 | 97290 | Exeter Main Sgp | Exeter Main Bsp |  | 33 | Western Power Distribution (South West) Plc | Solar | Photovoltaic | No |  | 0 | 10.881 | [13 empty] | Connected | 10.881 | 10.9 | 11.4737 | 0.08 | 0.0842 | 2013-03-14 | [13 empty] | 2022-09-04 01:02
2200042163493 | 2200042163484 | Marley thatch solar limited | Totnes marley thatch farm webland lane | Marley Thatch Farm | Marley Head To New Cross | South brent | Devon | TQ10 9LW | United Kingdom | 272373 | 59831 | Abham Sgp | Totnes Bsp |  | 33 | Western Power Distribution (South West) Plc | Solar | Photovoltaic | No |  | 0 | 5.25 | [13 empty] | Connected | 5.25 | 8.5 | 8.9474 | 0.05 | 0.0526 | 2013-03-19 | [13 empty] | 2022-09-04 01:02
2200042165046 | 2200042165037 | Warleigh barton solar park limited | Plymouth tamerton foliot warleigh barton solar park |  | Beau Vallan, Station Road, Tamerton Foliot | Plymouth | Devon | PL5 4LG | United Kingdom | 245770 | 60870 | Landulph Sgp | Ernesettle Bsp |  | 33 | Western Power Distribution (South West) Plc | Solar | Photovoltaic | No |  | 0 | 7 | [13 empty] | Connected | 7 | 7 | 7.3684 | 0.05 | 0.0526 | 2013-03-01 | [13 empty] | 2022-09-04 01:02
2200042165064 | 2200042165055 | Callington solar park limited | Callington haye lane 33kv solar park haye farm | Hope Farm | Haye Lane | Callington | Cornwall | PL17 7LG | United Kingdom | 135230 | 70290 | Landulph Sgp | St Germans Bsp | Callington | 33 | Western Power Distribution (South West) Plc | Solar | Photovoltaic | No |  | 0 | 5.25 | [13 empty] | Connected | 5.25 | 5.25 | 5.5263 | 0.05 | 0.0526 | 2013-12-18 | [13 empty] | 2022-09-04 01:02
2200042165082 | 2200042165073 | Hope solar park limited | Hayle - gwithian road, connor downs |  | Gwithian Road, Connor Downs | Hayle | Cornwall | TR27 5EB | United Kingdom | 159740 | 39900 | Indian Queens Sgp | Camborne Bsp |  | 33 | Western Power Distribution (South West) Plc | Solar | Photovoltaic | No |  | 0 | 5.25 | [13 empty] | Connected | 5.25 | 5.25 | 5.5263 | 0.05 | 0.0526 | 2013-12-19 | [13 empty] | 2022-09-04 01:02
2200042169723 | 2200042169714 | Tgc solar slade limited | Kingsbridge slade farm | Lower Slade Farm |  | Kingsbridge | Devon | TQ7 2HE | United Kingdom | 274053 | 45232 | Abham Sgp | Paignton Bsp | Dartmouth | 33 | Western Power Distribution (South West) Plc | Solar | Photovoltaic | No |  | 0 | 3.77 | [13 empty] | Connected | 3.77 | 3.77 | 3.9684 | 0.025 | 0.0263 | 2015-09-14 | [13 empty] | 2022-09-04 01:02
2200042171192 | 2200042171183 | Tgc solar 68 limited | Rew farm, sweethouse, nr lanhydrock, bodmin | Rew Farm | Sweetshouse | Bodmin | Cornwall | PL30 5AW | United Kingdom | 208579 | 61609 | Indian Queens Sgp | Fraddon Bsp | Lostwithiel | 33 | Western Power Distribution (South West) Plc | Solar | Photovoltaic | No |  | 0 | 4.56 | [13 empty] | Connected | 4.56 | 4.3 | 4.5263 | 0.025 | 0.0263 | 2014-03-21 | [13 empty] | 2022-09-04 01:02
2200042171226 | 2200042171208 | Tgc solar 102 limited | Hayle land at higher trenhayle farm | Higher Trenhayle Farm | Wheal Alfred Road | Hayle | Cornwall | TR27 6EA | United Kingdom | 158300 | 36400 | Indian Queens Sgp | Hayle Bsp |  | 33 | Western Power Distribution (South West) Plc | Solar | Photovoltaic | No |  | 0 | 2.508 | [13 empty] | Connected | 2.508 | 3 | 3.1579 | 0.025 | 0.0263 | 2013-10-29 | [13 empty] | 2022-09-04 01:02
2200042171253 | 2200042171244 | Wadebridge belectric solar limited | Wadebridge, middle treworder solar farm | Middle Treworder Farm | Egloshayle | Wadebridge | Cornwall | PL27 6HX | United Kingdom | 201103 | 72585 | Indian Queens Sgp | St Tudy Bsp |  | 33 | Western Power Distribution (South West) Plc | Solar | Photovoltaic | No |  | 0 | 4.4 | [13 empty] | Connected | 4.4 | 4.4 | 4.6316 | 0.009 | 0.0095 | 2013-03-13 | [13 empty] | 2022-09-04 01:02
2200042171458 | 2200042171449 | Winnards solar limited | South moor farm, winnards perch, st columb, | South Moor Farm | Winnards Perch | St columb | Cornwall | TR9 6DE | United Kingdom | 192400 | 66800 | Indian Queens Sgp | Fraddon Bsp | St Columb Major | 33 | Western Power Distribution (South West) Plc | Solar | Photovoltaic | No |  | 0 | 3.5 | [13 empty] | Connected | 3.5 | 3.5 | 3.6842 | 0.06 | 0.0632 | 2015-01-30 | [13 empty] | 2022-09-04 01:02
2200042171625 | 2200042171616 | Sun green energy limited | Wadebridge penhale solar park | Penhale Farm | Whitecross | Wadebridge | Cornwall | PL27 7RN | United Kingdom | 195100 | 71300 | Indian Queens Sgp | St Tudy Bsp | Wadebridge | 33 | Western Power Distribution (South West) Plc | Solar | Photovoltaic | No |  | 0 | 3.27 | [13 empty] | Connected | 3.27 | 3 | 3.1579 | 0.05 | 0.0526 | 2013-03-13 | [13 empty] | 2022-09-04 01:02
2200042172052 | 2200042172043 | Grundon waste management ltd | Bristol 33kv kingsweston lane lawrence weston |  | Kings Weston Lane, Lawrence Weston | Bristol | North Somerset | BS11 8HT | United Kingdom | 352180 | 179380 | Seabank Sgp | Avonmouth Bsp |  | 33 | Western Power Distribution (South West) Plc | Waste | Steam turbine (thermal power plant) | No |  | 0 | 15.6 | [13 empty] | Connected | 15.6 | 14 | 14.7368 | 3.5 | 3.6842 | 2013-03-01 | [13 empty] | 2022-09-04 01:02
2200042172521 | 2200042172512 | Aee renewables uk 13 limited | Tiverton, ayshford court farm | Ayshford Court Farm | Westleigh | Tiverton | Devon | EX16 7HL | United Kingdom | 304743 | 115184 | Exeter Main Sgp | Tiverton Bsp |  | 33 | Western Power Distribution (South West) Plc | Solar | Photovoltaic | No |  | 0 | 4.55 | [13 empty] | Connected | 4.55 | 4.55 | 4.7895 | 0.015 | 0.0158 | 2012-03-13 | [13 empty] | 2022-09-04 01:02
2200042172888 | 2200042172879 | Bratton fleming limited | Barnstaple grange hill bratton fleming solar park | Bratton Fleming Solar Park | Grange Hill, Bratton Fleming | Barnstaple | Devon | EX32 7JG | United Kingdom | 265820 | 138380 | Alverdiscott Sgp | Barnstaple Bsp |  | 33 | Western Power Distribution (South West) Plc | Solar | Photovoltaic | No |  | 0 | 4.68 | [13 empty] | Connected | 4.68 | 5 | 5.2632 | 0.05 | 0.0526 | 2013-03-20 | [13 empty] | 2022-09-04 01:02
2200042172902 | 2200042172897 | Knockworthy solar park limited | Torrington - knockworthy pv farm | Knockworthy Farm | Huntshaw | Torrington | Devon | EX38 7HJ | United Kingdom | 251415 | 122721 | Alverdiscott Sgp | Barnstaple Bsp |  | 33 | Western Power Distribution (South West) Plc | Solar | Photovoltaic | No |  | 0 | 4.23 | [13 empty] | Connected | 4.23 | 5 | 5.2632 | 0.045 | 0.0474 | 2013-03-19 | [13 empty] | 2022-09-04 01:02
2200042172930 | 2200042172920 | Lumicity 2 limited | Ilfracombe west hill farm west dean | West Hill Solar Farm | West Down | Ilfracombe | Devon | EX34 8NF | United Kingdom | 250800 | 140900 | Alverdiscott Sgp | East Yelland Bsp |  | 33 | Western Power Distribution (South West) Plc | Solar | Photovoltaic | No |  | 0 | 7.7 | [13 empty] | Connected | 7.7 | 9.435 | 9.9316 | 0.07 | 0.0737 | 2014-07-31 | [13 empty] | 2022-09-04 01:02
2200042174281 | 2200042174272 | St columb solar park limited | Trekenning farm, st columb, cornwall, |  | Trekenning Farm, Quiot | St columb | Cornwall | TR8 4JA | United Kingdom | 192340 | 62800 | Indian Queens Sgp | Fraddon Bsp |  | 33 | Western Power Distribution (South West) Plc | Solar | Photovoltaic | No |  | 0 | 5.42 | [13 empty] | Connected | 5.42 | 5.965 | 6.279 | 0.05 | 0.0526 | 2014-03-01 | [13 empty] | 2022-09-04 01:02
2200042180017 | 2200042179944 | Snowdon energy limited | Chard snowdon hill farm | Snowdon Hill Farm |  | Chard | Somerset | TA20 3PS | United Kingdom | 330507 | 109074 | Axminster Sgp | Woodcote Bsp | Chard | 11 | Western Power Distribution (South West) Plc | Fossil - Gas | Engine (combustion / reciprocating) | Yes |  | 0 | 1 | [13 empty] | Connected | 1 | 1 | 1.0526 | 0.1 | 0.1053 | 2012-12-01 | [13 empty] | 2022-09-04 01:02
2200042183230 | 2200042183240 | Viridor waste management ltd | Bridgwater, viridor landfill, pawlett | Walpole Landfill Site | Walpole | Bridgwater | Somerset | TA6 4TF | United Kingdom | 330910 | 142652 | Bridgwater Sgp | Bridgwater Grid Bsp | Bath Road Primary | 11 | Western Power Distribution (South West) Plc | Biofuel - Landfill gas | Gas turbine (OCGT) | No |  | 0 | 2.088 | Solar | Photovoltaic | No |  | 0 | 0.154 | [7 empty] | Connected | 2.242 | 1.3 | 1.3684 | 0.67 | 0.7053 | 2016-06-01 | [13 empty] | 2022-09-04 01:02
2200042184378 | 2200042184369 | Four burrows solar park limited | Truro four burrows solar park | Four Burrows Solar Park | Road From Heather Farm To A3075 | Penhallow | Cornwall | TR4 9NG | United Kingdom | 176169 | 49839 | Indian Queens Sgp | Truro Bsp |  | 33 | Western Power Distribution (South West) Plc | Solar | Photovoltaic | No |  | 0 | 6.26 | [13 empty] | Connected | 6.26 | 6.9 | 7.2632 | 0.05 | 0.0526 | 2014-02-19 | [13 empty] | 2022-09-04 01:02
2200042189613 | 2200041810087 | Cornwall council | Newquay civil airport hv connection | Export Generation, Newquay Airport | Trebarber, St Mawgan | Newquay | Cornwall | TR8 4RQ | United Kingdom | 186664 | 62932 | Indian Queens Sgp | Fraddon Bsp | St Mawgan | 11 | Western Power Distribution (South West) Plc | Solar | Photovoltaic | No |  | 0 | 1.32 | [13 empty] | Connected | 1.32 | 1.5 | 1.5789 | 2.5 | 2.6316 | 2013-01-09 | [13 empty] | 2022-09-04 01:02
2200042189631 | 2200042189622 | Cornwall council | Newquay kernow solar farm st mawgan | Kernow Solar Farm | Trebarber, St Mawgan | Newquay | Cornwall | TR8 4RQ | United Kingdom | 186664 | 62932 | Indian Queens Sgp | Fraddon Bsp | St Mawgan | 11 | Western Power Distribution (South West) Plc | Solar | Photovoltaic | No |  | 0 | 2.64 | [13 empty] | Connected | 2.64 | 3 | 3.1579 | 0.015 | 0.0158 | 2012-12-12 | [13 empty] | 2022-09-04 01:02
2200042190691 | 2200030360478 | Trago mills (s devon) limited | Newton abbot stover (trago mills) | Regional Shopping Centre | Export Mpan, Liverton | Newton abbot | Devon | TQ12 6JD | United Kingdom | 282150 | 74400 | Abham Sgp | Totnes Bsp | Ashburton | 11 | Western Power Distribution (South West) Plc | Fossil - Oil | Engine (combustion / reciprocating) | No |  | 0 | 0.816 | Solar | Photovoltaic | No |  | 0 | 0.76 |  |  | No |  | 0 | 0.599 |  | Connected | 2.175 | 0.804 | 0.8463 | 0.85 | 0.8947 | 2012-12-01 | [13 empty] | 2022-09-04 01:02
2200042191765 | 2200042191756 | Aee renewables uk 18 limited | Taunton halse farm, halse |  | Halse Farm, Halse | Taunton | Somerset | TA4 3HA | United Kingdom | 315600 | 128400 | Taunton Sgp | Taunton Main Bsp |  | 33 | Western Power Distribution (South West) Plc | Solar | Photovoltaic | No |  | 0 | 4.68 | [13 empty] | Connected | 4.68 | 7.5 | 7.8947 | 0.02 | 0.021 | 2013-03-15 | [13 empty] | 2022-09-04 01:02
2200042192769 | 2200042192750 | Mts hatchlands solar limited | Totnes hatchlands farm solar park, blue post | Hatchlands Farm | Harberton | Totnes | Devon | TQ9 7LR | United Kingdom | 273304 | 59713 | Abham Sgp | Totnes Bsp |  | 33 | Western Power Distribution (South West) Plc | Solar | Photovoltaic | No |  | 0 | 4.512 | [13 empty] | Connected | 4.512 | 5 | 5.2632 | 0.09 | 0.0947 | 2013-03-22 | [13 empty] | 2022-09-04 01:02
2200042193744 | 2200042193735 | Higher tregarne solar (uk) limited | Falmouth higher tregarne farm ehv connection | Higher Tregarne | Mawnan Smith | Falmouth | Cornwall | TR11 5JW | United Kingdom | 176584 | 30119 | Indian Queens Sgp | Rame Bsp |  | 33 | Western Power Distribution (South West) Plc | Solar | Photovoltaic | No |  | 0 | 4.4 | [13 empty] | Connected | 4.4 | 4.5 | 4.7368 | 0.105 | 0.1105 | 2014-02-13 | [13 empty] | 2022-09-04 01:02
2200042193888 | 2200042193879 | Smarter energy solutions ltd | Liskeard higher trevartha farm pengover | Higher Trevartha Farm | Pengover | Liskeard | Cornwall | PL14 3NJ | United Kingdom | 227600 | 64200 | Landulph Sgp | St Germans Bsp | Liskeard | 33 | Western Power Distribution (South West) Plc | Solar | Photovoltaic | No |  | 0 | 3.7558 | [13 empty] | Connected | 3.7558 | 3.3 | 3.4737 | 0.05 | 0.0526 | 2013-03-13 | [13 empty] | 2022-09-04 01:02
2200042194056 | 2200042194047 | Fs ford farm solar 1 limited | Liskeard ford farm pv | Ford Farm House | St Ive | Liskeard | Cornwall | PL14 3LX | United Kingdom | 231200 | 66300 | Landulph Sgp | St Germans Bsp | Liskeard | 33 | Western Power Distribution (South West) Plc | Solar | Photovoltaic | No |  | 0 | 4.575 | [13 empty] | Connected | 4.575 | 4.5 | 4.7368 | 0.042 | 0.0442 | 2013-03-13 | [13 empty] | 2022-09-04 01:02
2200042194288 | 2200042194279 | Ninnis farm limited | St austell ninnis farm sticker | Ninnis Farm | Sticker | St austell | Cornwall | PL26 7EJ | United Kingdom | 197990 | 51060 | Indian Queens Sgp | Fraddon Bsp | Blackpool | 33 | Western Power Distribution (South West) Plc | Solar | Photovoltaic | No |  | 0 | 3.465 | [13 empty] | Connected | 3.465 | 4.96 | 5.221 | 0.05 | 0.0526 | 2013-03-13 | [13 empty] | 2022-09-04 01:02
2200042195608 | 2200042195592 | North beer solar limited | Launceston higher north beer farm boyton | North Beer Photovoltaic Installation | North Beer Lane, Boyton | Launceston | Cornwall | PL15 8NP | United Kingdom | 230731 | 92029 | Alverdiscott Sgp | Pyworthy Bsp |  | 33 | Western Power Distribution (South West) Plc | Solar | Photovoltaic | No |  | 0 | 6.68 | [13 empty] | Connected | 6.68 | 7.03 | 7.4 | 0.01 | 0.0105 | 2013-03-27 | [13 empty] | 2022-09-04 01:02
2200042196745 | 2200042196736 | Gpp langstone llp | Winkleigh beaford pv farm | Beaford Farm | Beaford Brook | Winkleigh | Devon | EX19 8AQ | United Kingdom | 257200 | 115700 | Alverdiscott Sgp | Barnstaple Bsp | Great Torrington | 33 | Western Power Distribution (South West) Plc | Solar | Photovoltaic | No |  | 0 | 4.44 | [13 empty] | Connected | 4.44 | 5 | 5.2632 | 0.025 | 0.0263 | 2013-03-13 | [13 empty] | 2022-09-04 01:02
2200042196790 | 2200042196781 | Lumicity 4 limited | Horsacott farm, barnstaple | Horsacott Farm | Lydacott | Barnstaple | Devon | EX31 2PD | United Kingdom | 251874 | 131401 | Alverdiscott Sgp | East Yelland Bsp |  | 33 | Western Power Distribution (South West) Plc | Solar | Photovoltaic | No |  | 0 | 5.46 | [13 empty] | Connected | 5.46 | 7.09 | 7.4632 | 0.025 | 0.0263 | 2013-03-13 | [13 empty] | 2022-09-04 01:02
2200042198520 | 2200042198501 | Wse bradford limited | Holsworthy bradford manor farm pyworthy | Bradford Manor Farm |  | Pyworthy | Devon | EX22 6LQ | United Kingdom | 228129 | 100883 | Alverdiscott Sgp | Pyworthy Bsp |  | 33 | Western Power Distribution (South West) Plc | Solar | Photovoltaic | No |  | 0 | 4.5 | [13 empty] | Connected | 4.5 | 5 | 5.2632 | 0.05 | 0.0526 | 2013-03-21 | [13 empty] | 2022-09-04 01:02
2200042198798 | 2200042198789 | Msp strete ltd | Strete solar farm, rockbeare, devon | Strete Farm | Turkey Lane, Whimple | Exeter | Devon | EX5 2PN | United Kingdom | 304350 | 95096 | Exeter Main Sgp | Sowton Bsp | Marsh Green | 11 | Western Power Distribution (South West) Plc | Solar | Photovoltaic | No |  | 0 | 5 | [13 empty] | Connected | 5 | 4.75 | 5 | 0.045 | 0.0474 | 2013-03-01 | [13 empty] | 2022-09-04 01:02
2200042199090 | 2200042199081 | Lightsource spv 81 limited | Southcombe farm, shebbear | Southcombe Farm | Shebbear | Beaworthy | Devon | EX21 5RF | United Kingdom | 244103 | 112565 | Alverdiscott Sgp | Pyworthy Bsp | Shebbear | 11 | Western Power Distribution (South West) Plc | Solar | Photovoltaic | No |  | 0 | 1 | [13 empty] | Connected | 1 | 1 | 1.0526 | 0.05 | 0.0526 | 2013-02-02 | [13 empty] | 2022-09-04 01:02
2200042199338 | 2200042199329 | Langlands solar limited | Langlands solar park | Langlands Business Park | Uffculme Road | Willand | Devon | EX15 2SA | United Kingdom | 304508 | 111721 | Exeter Main Sgp | Tiverton Bsp | Tiverton Junction | 11 | Western Power Distribution (South West) Plc | Solar | Photovoltaic | No |  | 0 | 1.8 | [13 empty] | Connected | 1.8 | 1.8 | 1.8947 | 0.02 | 0.021 | 2012-12-05 | [13 empty] | 2022-09-04 01:02
2200042201261 | 2200042201252 | Boyton solar park limited | Lostwithiel langunnett solar farm, st veep | Langunnett Solar Farm | St Veep | Lostwithiel | Cornwall | PL22 0NQ | United Kingdom | 215258 | 57899 | Landulph Sgp | St Germans Bsp | Lanreath | 33 | Western Power Distribution (South West) Plc | Solar | Photovoltaic | No |  | 0 | 4.4887 | [13 empty] | Connected | 4.4887 | 4.737 | 4.9863 | 0.05 | 0.0526 | 2013-03-21 | [13 empty] | 2022-09-04 01:02
2200042201280 | 2200042201270 | Mts trefinnick solar limited | Callington trefinnick farm trefinnick road, bray shop, | Trefinnick Farm | Trefinnick Road | Callington | Cornwall | PL17 8QD | United Kingdom | 232727 | 74058 | Landulph Sgp | St Germans Bsp | Callington | 33 | Western Power Distribution (South West) Plc | Solar | Photovoltaic | No |  | 0 | 3.948 | [13 empty] | Connected | 3.948 | 5 | 5.2632 | 0.06 | 0.0632 | 2013-03-28 | [13 empty] | 2022-09-04 01:02
2200042202600 | 2200042202594 | Lightsource spv 36 limited | North curry, higher knapp farm | Higher Knapp Farm | Knapp, North Curry | Taunton | Somerset | TA3 6AY | United Kingdom | 330319 | 125325 | Bridgwater Sgp | Bridgwater Grid Bsp | Creech St Michael | 11 | Western Power Distribution (South West) Plc | Solar | Photovoltaic | No |  | 0 | 1.1316 | [13 empty] | Connected | 1.1316 | 1.17 | 1.2316 | 0.05 | 0.0526 | 2013-03-21 | [13 empty] | 2022-09-04 01:02
2200042202948 | 2200042202939 | Little t solar limited | Little trevease 33kv solar farm, near constantine | Butteries Farm Lane | Edgcumbe | Constantine | Cornwall | TR11 5QU | United Kingdom | 172281 | 32168 | Indian Queens Sgp | Rame Bsp |  | 33 | Western Power Distribution (South West) Plc | Solar | Photovoltaic | No |  | 0 | 4.38 | [13 empty] | Connected | 4.38 | 4.8 | 5.0526 | 0.05 | 0.0526 | 2013-03-13 | [13 empty] | 2022-09-04 01:02
2200042202984 | 2200042202975 | Gpp langstone llp | Bridgwater cobbs cross solar farm | Cobbs Cross Solar Park | Durleigh | Bridgwater | Somerset | TA5 2AR | United Kingdom | 327390 | 135440 | Bridgwater Sgp | Bridgwater Grid Bsp |  | 33 | Western Power Distribution (South West) Plc | Solar | Photovoltaic | No |  | 0 | 5 | [13 empty] | Connected | 5 | 5 | 5.2632 | 0.025 | 0.0263 | 2013-03-21 | [13 empty] | 2022-09-04 01:02
2200042204661 | 2200042204652 | Newlands solar limited | Axminster newlands farm | Newlands Farm | Crewkerne Road | Axminster | Devon | EX13 5SF | United Kingdom | 333254 | 97500 | Axminster Sgp | Woodcote Bsp | Axminster | 33 | Western Power Distribution (South West) Plc | Solar | Photovoltaic | No |  | 0 | 3.25 | [13 empty] | Connected | 3.25 | 4.92 | 5.1789 | 0.025 | 0.0263 | 2013-03-13 | [13 empty] | 2022-09-04 01:02
2200042206599 | 2200042206580 | Goldcrest renewables limited | Chard cricket st thomas solar farm | Cricket St Thomas Solar Farm | Windwhistle, Cricket St Thomas | Chard | Somerset | TA20 4BU | United Kingdom | 336210 | 108660 | Axminster Sgp | Woodcote Bsp |  | 33 | Western Power Distribution (South West) Plc | Solar | Photovoltaic | No |  | 0 | 2 | [13 empty] | Connected | 2 | 3 | 3.1579 | 0.1 | 0.1053 | 2013-03-13 | [13 empty] | 2022-09-04 01:02
2200042206613 | 2200042206604 | Wse park wall ltd | Bridgwater park wall dunwear |  | Dunwear Lane, Dunwear | Bridgwater | Somerset | TA1 1DB | United Kingdom | 332410 | 135920 | Bridgwater Sgp | Bridgwater Grid Bsp |  | 33 | Western Power Distribution (South West) Plc | Solar | Photovoltaic | No |  | 0 | 3.96 | [13 empty] | Connected | 3.96 | 5 | 5.2632 | 0.025 | 0.0263 | 2013-03-13 | [13 empty] | 2022-09-04 01:02
2200042206631 | 2200042206622 | Hazel renewables limited | Whitelackington parsonage barn | Parsonage Barn | Stocklinch Road, Whitelackington | Ilminster | Somerset | TA19 9EF | United Kingdom | 337702 | 116210 | Axminster Sgp | Woodcote Bsp |  | 33 | Western Power Distribution (South West) Plc | Solar | Photovoltaic | No |  | 0 | 5.28 | [13 empty] | Connected | 5.28 | 7 | 7.3684 | 0.1 | 0.1053 | 2013-07-17 | [13 empty] | 2022-09-04 01:02
2200042208044 | 2200042208071 | Kevat solar limited | Kia-ora solar park, cullompton | Kia-Ora Farm | Knowle Lane | Cullompton | Devon | EX15 1PZ | United Kingdom | 300895 | 107085 | Exeter Main Sgp | Tiverton Bsp | Cullompton | 11 | Western Power Distribution (South West) Plc | Solar | Photovoltaic | No |  | 0 | 1.2696 | [13 empty] | Connected | 1.2696 | 1.5 | 1.5789 | 0.05 | 0.0526 | 2013-03-31 | [13 empty] | 2022-09-04 01:02
2200042208815 | 2200042208806 | Luminance solar limited | Truro hewas pv farm cornwall | Hewas Pv Farm | Scarcewater | Truro | Cornwall | TR1 1TA | United Kingdom | 391935 | 153326 | Indian Queens Sgp | Fraddon Bsp |  | 33 | Western Power Distribution (South West) Plc | Solar | Photovoltaic | No |  | 0 | 5.55 | [13 empty] | Connected | 5.55 | 5 | 5.2632 | 0.05 | 0.0526 | 2013-03-13 | [13 empty] | 2022-09-04 01:02
2200042208833 | 2200042208824 | Tgc solar 107 limited | Beaworthy willsland church road highampton | On A3072 | Highampton | Beaworthy | Devon | EX21 5LS | United Kingdom | 250739 | 103964 | Alverdiscott Sgp | Pyworthy Bsp |  | 33 | Western Power Distribution (South West) Plc | Solar | Photovoltaic | No |  | 0 | 2.5 | [13 empty] | Connected | 2.5 | 3.3 | 3.4737 | 0.025 | 0.0263 | 2013-03-25 | [13 empty] | 2022-09-04 01:02
2200042208851 | 2200042208842 | Sunsave 4 (pyworthy) ltd | Holsworthy crinacott solar farm pyworthy | Crinacott Farm | Pyworthy | Holsworthy | Devon | EX22 6LJ | United Kingdom | 230464 | 101501 | Alverdiscott Sgp | Pyworthy Bsp |  | 33 | Western Power Distribution (South West) Plc | Solar | Photovoltaic | No |  | 0 | 5.4 | [13 empty] | Connected | 5.4 | 5.263 | 5.54 | 0.06 | 0.0632 | 2013-03-31 | [13 empty] | 2022-09-04 01:02
2200042209298 | 2200042209289 | Biogen southern limited | Waste transfer station, aisecombe way, hutton moor, weston-super-mare | Waste Transfer Station | Aisecome Way, Hutton Moor | Weston-super-mare | Somerset | BS22 8NA | United Kingdom | 334353 | 160852 | Seabank Sgp | Weston Bsp 132Kv | Weston Locking Rd | 11 | Western Power Distribution (South West) Plc | Biofuel - Landfill gas | Gas turbine (OCGT) | No |  | 0 | 1.099 | [13 empty] | Connected | 1.099 | 1 | 1.0526 | 0.215 | 0.2263 | 2014-09-25 | [13 empty] | 2022-09-04 01:02
2200042209580 | 2200042209571 | Anesco asset management 5 limited | Wiveliscombe sandymoor road | Quakers Lane | Hartswell, Wiveliscombe | Taunton | Somerset | TA4 2TU | United Kingdom | 308500 | 127200 | Taunton Sgp | Taunton Main Bsp | Wiveliscombe | 11 | Western Power Distribution (South West) Plc | Solar | Photovoltaic | No |  | 0 | 2.544 | [13 empty] | Connected | 2.544 | 3 | 3.1579 | 0.045 | 0.0474 | 2013-09-13 | [13 empty] | 2022-09-04 01:02
2200042214720 | 2200042214711 | Penare farm solar park limited | Truro penare farm shortlanesend | Penare Solar Park | Shortlanesend | Truro | Cornwall | TR4 9DG | United Kingdom | 181200 | 49600 | Indian Queens Sgp | Truro Bsp |  | 33 | Western Power Distribution (South West) Plc | Solar | Photovoltaic | No |  | 0 | 8.34 | [13 empty] | Connected | 8.34 | 8.34 | 8.779 | 0.195 | 0.2053 | 2014-03-17 | [13 empty] | 2022-09-04 01:02
2200042214749 | 2200042214730 | Nextenergy solar holdings vi limited | Langport, aller court farm, aller | Aller Court Farm | Aller | Langport | Somerset | TA10 0QR | United Kingdom | 339100 | 129200 | Bridgwater Sgp | Bridgwater Grid Bsp | North Street Langport | 33 | Western Power Distribution (South West) Plc | Solar | Photovoltaic | No |  | 0 | 4.4 | [13 empty] | Connected | 4.4 | 4.631 | 4.8747 | 0.135 | 0.1421 | 2017-03-31 | [13 empty] | 2022-09-04 01:02
2200042214952 | 2200042214943 | Stonebarrow farm solar park limited | Pound road, hawkchurch | Stonebarrow Lane | Hawkchurch | Axminster | Devon | EX13 5UP | United Kingdom | 335427 | 99272 | Axminster Sgp | Woodcote Bsp |  | 33 | Western Power Distribution (South West) Plc | Solar | Photovoltaic | No |  | 0 | 6.18 | [13 empty] | Connected | 6.18 | 6.18 | 6.5053 | 0.075 | 0.0789 | 2013-12-08 | [13 empty] | 2022-09-04 01:02
2200042215041 | 2200042215023 | Lightsource spv 63 limited | Ellicombe farm solar park | Ellicombe Farm | Morchard Road | Crediton | Devon | EX17 5LS | United Kingdom | 274430 | 105005 | Exeter Main Sgp | Exeter City Bsp | Lapford | 11 | Western Power Distribution (South West) Plc | Solar | Photovoltaic | No |  | 0 | 1.1 | [13 empty] | Connected | 1.1 | 1.1 | 1.1579 | 0.05 | 0.0526 | 2013-03-01 | [13 empty] | 2022-09-04 01:02
2200042215097 | 2200042215088 | Whitley solar park (ashcott farm) limited | Street whitley farm solar park |  | Whitley Lane, Ashcott | Bridgwater | Somerset | TA7 9QW | United Kingdom | 343397 | 137034 | Bridgwater Sgp | Bridgwater Grid Bsp |  | 33 | Western Power Distribution (South West) Plc | Solar | Photovoltaic | No |  | 0 | 6 | [13 empty] | Connected | 6 | 6 | 6.3158 | 0.075 | 0.0789 | 2014-03-14 | [13 empty] | 2022-09-04 01:02
2200042215255 | 2200042215246 | Newton solar energy limited | Taunton new rendy farm oake | New Rendy Farm | Oake | Taunton | Somerset | TA4 1BD | United Kingdom | 315819 | 123804 | Taunton Sgp | Taunton Main Bsp |  | 33 | Western Power Distribution (South West) Plc | Solar | Photovoltaic | No |  | 0 | 4.08 | [13 empty] | Connected | 4.08 | 4.08 | 4.2947 | 0.05 | 0.0526 | 2014-01-29 | [13 empty] | 2022-09-04 01:02
2200042215282 | 2200032013504 | Becton dickinson uk ltd | Plymouth belliver way | Bd Diagnostics | Belliver Way, Roborough | Plymouth | Devon | PL6 7BP | United Kingdom | 249766 | 62163 | Landulph Sgp | Ernesettle Bsp | Southway | 11 | Western Power Distribution (South West) Plc | Fossil - Gas | Engine (combustion / reciprocating) | Yes |  | 0 | 4 | [13 empty] | Connected | 4 | 3.5 | 3.6842 | 7 | 7.3684 | 2013-01-01 | [13 empty] | 2022-09-04 01:02
2200042216852 | 2200042216843 | Msp tregassow limited | Truro tregassow pv farm | Tregassow Farm |  | Truro | Cornwall | TR4 9BL | United Kingdom | 185570 | 49310 | Indian Queens Sgp | Truro Bsp | Truro Shortlanesend | 33 | Western Power Distribution (South West) Plc | Solar | Photovoltaic | No |  | 0 | 5 | [13 empty] | Connected | 5 | 5 | 5.2632 | 0.02 | 0.021 | 2013-03-13 | [13 empty] | 2022-09-04 01:02
2200042218414 | 2200042218405 | Pitworthy solar limited | Holsworthy pitworthy solar farm | Pitworthy Farm | Pancrasweek | Holsworthy | Devon | EX22 7JT | United Kingdom | 228798 | 104988 | Alverdiscott Sgp | Pyworthy Bsp |  | 33 | Western Power Distribution (South West) Plc | Solar | Photovoltaic | No |  | 0 | 12.282 | [13 empty] | Connected | 12.282 | 12.282 | 12.9284 | 0.06 | 0.0632 | 2014-03-28 | [13 empty] | 2022-09-04 01:02
2200042222401 | 2200042222396 | Barton close farm solar park limited | Braunton barton close farm solar park | Close Farm | Mains Down Lane, Speacombe, Georgeham | Braunton | Devon | EX33 1HX | United Kingdom | 247777 | 141532 | Alverdiscott Sgp | East Yelland Bsp | Georgeham | 11 | Western Power Distribution (South West) Plc | Solar | Photovoltaic | No |  | 0 | 4.125 | [13 empty] | Connected | 4.125 | 4.125 | 4.3421 | 0.045 | 0.0474 | 2015-08-19 | [13 empty] | 2022-09-04 01:02
2200042224269 | 2200042224250 | Gpp langstone llp | Holsworthy foxcombe solar park | Foxcombe Solar Park | Hollacombe | Holsworthy | Devon | EX22 6NW | United Kingdom | 238183 | 102828 | Alverdiscott Sgp | Pyworthy Bsp |  | 33 | Western Power Distribution (South West) Plc | Solar | Photovoltaic | No |  | 0 | 4.72 | [13 empty] | Connected | 4.72 | 5 | 5.2632 | 0.025 | 0.0263 | 2013-03-28 | [13 empty] | 2022-09-04 01:02
2200042224287 | 2200042224278 | Wylam power generation limited | Rexon cross farm, broadwoodwidger | Rexon Cross Farm | Broadwoodwidger | Lifton | Devon | PL16 0JJ | United Kingdom | 241357 | 88616 | Alverdiscott Sgp | Pyworthy Bsp | Roadford | 33 | Western Power Distribution (South West) Plc | Solar | Photovoltaic | No |  | 0 | 3.35 | [13 empty] | Connected | 3.35 | 3.5 | 3.6842 | 0.025 | 0.0263 | 2013-03-13 | [13 empty] | 2022-09-04 01:02
2200042225918 | 2200042225909 | Lightsource spv 13 limited | Barnstaple hollamoor tawstock | Hollamoor Farm | Tawstock | Barnstaple | Devon | EX31 3NY | United Kingdom | 254699 | 129961 | Alverdiscott Sgp | Barnstaple Bsp | Roundswell | 11 | Western Power Distribution (South West) Plc | Solar | Photovoltaic | No |  | 0 | 2.6 | [13 empty] | Connected | 2.6 | 2.5 | 2.6316 | 0.05 | 0.0526 | 2013-04-10 | [13 empty] | 2022-09-04 01:02
2200042225945 | 2200042225936 | William knapman | Hatherleigh crockers hele, meeth | Crockers Hele | Meeth | Okehampton | Devon | EX20 3QN | United Kingdom | 252893 | 107074 | Alverdiscott Sgp | Pyworthy Bsp | Hatherleigh | 11 | Western Power Distribution (South West) Plc | Solar | Photovoltaic | No |  | 0 | 1.25 | [13 empty] | Connected | 1.25 | 1.25 | 1.3158 | 0.006 | 0.0063 | 2013-03-20 | [13 empty] | 2022-09-04 01:02
2200042227385 | 2200030346915 | Sibelco uk limited | Cornwood headon down |  | Headon Works, Headon Down, Cornwood | Ivybridge | Devon | PL21 9PW | United Kingdom | 258334 | 60573 | Abham Sgp | Plympton Bsp | Torycombe | 11 | Western Power Distribution (South West) Plc | Fossil - Gas | Engine (combustion / reciprocating) | Yes |  | 0 | 1.75 | Fossil - Oil | Engine (combustion / reciprocating) | No |  | 0 | 0.435 | [7 empty] | Connected | 2.185 | 1 | 1.0526 | 2 | 2.1053 | 2012-06-01 | [13 empty] | 2022-09-04 01:02
2200042231540 | 2200042095114 | Co-operative group limited | Bristol poplar way west hvm cabot park (co-op) | Poplar Way West Hvm, Co-Op Retail Distribution Site | Co-Op Retail Logistsics, Poplar Way West | Avonmouth |  | BS11 0YW | United Kingdom | 353163 | 180374 | Seabank Sgp | Avonmouth Bsp | Kingsweston | 11 | Western Power Distribution (South West) Plc | Fossil - Oil | Engine (combustion / reciprocating) | No |  | 0 | 1.6 | [13 empty] | Connected | 1.6 | 1.6 | 1.6842 | 1.25 | 1.3158 | 2013-04-01 | [13 empty] | 2022-09-04 01:02
2200042233342 | 2200042233333 | Lightsource spv 69 limited | Blatchworthy solar farm, stoodleigh | Blatchworthy Solar Farm | Stoodleigh | Tiverton | Devon | EX16 9QH | United Kingdom | 289841 | 116900 | Exeter Main Sgp | Tiverton Bsp | Tiverton Moorhayes | 11 | Western Power Distribution (South West) Plc | Solar | Photovoltaic | No |  | 0 | 1.1592 | [13 empty] | Connected | 1.1592 | 1.2 | 1.2632 | 0.045 | 0.0474 | 2013-04-25 | [13 empty] | 2022-09-04 01:02
2200042238094 | 2200042238100 | West kingsmill solar limited | West kingsmill solar farm | West Kingsmill Farm | Kingsmill Park, Landulph | Saltash | Cornwall | PL12 6NB | United Kingdom | 240656 | 62882 | Landulph Sgp | St Germans Bsp | Saltash Whity Cross | 11 | Western Power Distribution (South West) Plc | Solar | Photovoltaic | No |  | 0 | 1.4 | [13 empty] | Connected | 1.4 | 1.4 | 1.4737 | 0.005 | 0.0053 | 2014-04-01 | [13 empty] | 2022-09-04 01:02
2200042241194 | 2200042241496 | Wedmore community power co-operative limited | Wedmore mill farm solar array | Mill Farm | Quab Lane, Lascot Hill | Wedmore | Somerset | BS28 4QU | United Kingdom | 342730 | 148150 | Bridgwater Sgp | Street Bsp | Wedmore | 11 | Western Power Distribution (South West) Plc | Solar | Photovoltaic | No |  | 0 | 1 | [13 empty] | Connected | 1 | 1 | 1.0526 | 0.018 | 0.0189 | 2013-09-23 | [13 empty] | 2022-09-04 01:02
2200042242899 | 2200042242880 | Tgc solar 83 limited | Land near hazard farm,totnes devon | Hazard Farm | Harberton | Totnes | Devon | TQ9 7LN | United Kingdom | 275067 | 59531 | Abham Sgp | Totnes Bsp |  | 33 | Western Power Distribution (South West) Plc | Solar | Photovoltaic | No |  | 0 | 6.4 | [13 empty] | Connected | 6.4 | 4.95 | 5.2105 | 0.025 | 0.0263 | 2014-03-21 | [13 empty] | 2022-09-04 01:02
2200042244682 | 2200042244673 | Sunsave 7 (luscott barton) limited | Luscott barton, ashford, barnstaple, | Luscott Barton | Ashford | Barnstaple | Devon | EX31 4DE | United Kingdom | 251656 | 136714 | Alverdiscott Sgp | East Yelland Bsp |  | 33 | Western Power Distribution (South West) Plc | Solar | Photovoltaic | No |  | 0 | 4.08 | [13 empty] | Connected | 4.08 | 4.08 | 4.2947 | 0.06 | 0.0632 | 2015-11-30 | [13 empty] | 2022-09-04 01:02
2200042254139 | 2200042254120 | Anesco asset management two ltd | Nynehead, grange farm 33kv solar park | Grange Farm | Nynehead | Wellington | Somerset | TA21 0BU | United Kingdom | 314363 | 123660 | Taunton Sgp | Taunton Main Bsp |  | 33 | Western Power Distribution (South West) Plc | Solar | Photovoltaic | No |  | 0 | 5.3268 | [13 empty] | Connected | 5.3268 | 5 | 5.2632 | 0.05 | 0.0526 | 2013-08-27 | [13 empty] | 2022-09-04 01:02
2200042259527 | 2200042259378 | Viridor energy limited | Exeter efw plant, grace road south | Exeter Efw Plant | Grace Road South, Marsh Barton | Exeter |  | EX2 8QE | United Kingdom | 292558 | 90523 | Exeter Main Sgp | Exeter City Bsp | Marsh Barton | 11 | Western Power Distribution (South West) Plc | Waste | Steam turbine (thermal power plant) | No |  | 0 | 4.715 | [13 empty] | Connected | 4.715 | 5 | 5.2632 | 3 | 3.1579 | 2014-03-01 | [13 empty] | 2022-09-04 01:02
2200042267138 | 2200042267129 | Triodos renewables (severn) limited | Bristol - wessex wind farm merebank rd |  | Merebank Road, Kingsweston | Avonmouth | North Somerset | BS11 8AQ | United Kingdom | 352820 | 179790 | Seabank Sgp | Avonmouth Bsp | Kingsweston | 11 | Western Power Distribution (South West) Plc | Wind | Onshore wind turbines | No |  | 0 | 8.2 | [13 empty] | Connected | 8.2 | 8.2 | 8.6316 | 0.22 | 0.2316 | 2013-11-01 | [13 empty] | 2022-09-04 01:02
2200042273994 | 2200042273985 | Eon energy solutions limited | Cranbrook energy centre, clyst honiton, exeter | Rmu 1 Cranbrook Energy, Centre Intak | Clyst Honiton | Exeter | Devon | EX5 2DX | United Kingdom | 299769 | 94378 | Exeter Main Sgp | Sowton Bsp | Clyst Honiton | 11 | Western Power Distribution (South West) Plc | Fossil - Gas | Engine (combustion / reciprocating) | Yes |  | 0 | 1.929 | Fossil - Gas | Gas turbine (OCGT) | Yes |  | 0 | 0.55 | Solar | Photovoltaic | No |  | 0 | 0.2498 |  | Connected | 2.7288 | 2.7 | 2.8421 | 7.12 | 7.4947 | 2017-07-01 | [13 empty] | 2022-09-04 01:02
2200042278487 | 2200042278478 | Lightsource spv 8 limited | Cleave farm, lower kingdon, gammaton | Cleave Farm | Weare Giffard | Bideford | Devon | EX39 4QX | United Kingdom | 248834 | 122202 | Alverdiscott Sgp | East Yelland Bsp | Bideford Main | 33 | Western Power Distribution (South West) Plc | Solar | Photovoltaic | No |  | 0 | 3.61 | [13 empty] | Connected | 3.61 | 3.98 | 4.1895 | 0.05 | 0.0526 | 2013-10-25 | [13 empty] | 2022-09-04 01:02
2200042278956 | 2200042278947 | Steadfast molland solar limited | South molton bommertown farm, commertown cross roads | Bommertown Farm | Bottreaux Mill | South molton | Devon | EX36 3PS | United Kingdom | 281864 | 126098 | Taunton Sgp | Taunton Main Bsp | Wiveliscombe | 33 | Western Power Distribution (South West) Plc | Solar | Photovoltaic | No |  | 0 | 4.08 | [13 empty] | Connected | 4.08 | 4.08 | 4.2947 | 0.06 | 0.0632 | 2015-12-04 | [13 empty] | 2022-09-04 01:02
2200042279417 | 2200042279408 | Lightsource spv 1 limited | Tavistock tredown solar farm | Solar Farm | Tredown, Kelly | Tavistock | Devon | PL19 0QT | United Kingdom | 239968 | 81513 | Alverdiscott Sgp | Pyworthy Bsp | Lifton | 11 | Western Power Distribution (South West) Plc | Solar | Photovoltaic | No |  | 0 | 1.104 | [13 empty] | Connected | 1.104 | 1.2 | 1.2632 | 0.05 | 0.0526 | 2013-08-01 | [13 empty] | 2022-09-04 01:02
2200042291229 | 2200042291210 | Arevalous power spv 1 limited | Rockbeare, till house, saundercroft road | Till House | Saunderscroft Road, Rockbeare | Exeter | Devon | EX5 2EE | United Kingdom | 301313 | 96849 | Exeter Main Sgp | Exeter Main Bsp |  | 33 | Western Power Distribution (South West) Plc | Solar | Photovoltaic | No |  | 0 | 8.05 | [13 empty] | Connected | 8.05 | 8.05 | 8.4737 | 0.1 | 0.1053 | 2014-03-28 | [13 empty] | 2022-09-04 01:02
2200042297587 | 2200042297550 | Aurum solar bodmin limited | Bodmin outland woods, bodiniel farm | Lower Bodiniel Farm | Bodiniel | Bodmin | Cornwall | PL31 2PF | United Kingdom | 205785 | 67971 | Indian Queens Sgp | St Tudy Bsp | Bodmin | 33 | Western Power Distribution (South West) Plc | Solar | Photovoltaic | No |  | 0 | 4.2 | [13 empty] | Connected | 4.2 | 4.2 | 4.4211 | 0.03 | 0.0316 | 2014-03-31 | [13 empty] | 2022-09-04 01:02
2200042302252 | 2200042302243 | Mells park trust | Soho farm solar array | Soho Farm | Soho, Leigh Upon Mendip | Radstock | Somerset | BA3 5RD | United Kingdom | 369603 | 148080 | Seabank Sgp | Radstock Bsp 132Kv | Newbury | 11 | Western Power Distribution (South West) Plc | Solar | Photovoltaic | No |  | 0 | 1.5 | [13 empty] | Connected | 1.5 | 1.5 | 1.5789 | 0.045 | 0.0474 | 2014-02-01 | [13 empty] | 2022-09-04 01:02
2200042305485 | 2200042305476 | Blackdown solar power limited | Tricky warren pv farm | Disused Airfield | Trickey Warren Lane, Churchingford, Culmhead | Taunton | Somerset | TA3 7DY | United Kingdom | 321046 | 114772 | Taunton Sgp | Taunton Main Bsp |  | 33 | Western Power Distribution (South West) Plc | Solar | Photovoltaic | No |  | 0 | 7.14 | [13 empty] | Connected | 7.14 | 7.17 | 7.5474 | 0.025 | 0.0263 | 2014-01-16 | [13 empty] | 2022-09-04 01:02
2200042308040 | 2200042308031 | Photon power limited | Radstock whitchurch farm, ston easton | Whitchurch Farm | Ston Easton | Radstock | Somerset | BA3 4DW | United Kingdom | 363439 | 153553 | Seabank Sgp | Radstock Bsp 132Kv |  | 33 | Western Power Distribution (South West) Plc | Solar | Photovoltaic | No |  | 0 | 4.98 | [13 empty] | Connected | 4.98 | 5 | 5.2632 | 0.01 | 0.0105 | 2013-12-20 | [13 empty] | 2022-09-04 01:02
2200042312881 | 2200042312872 | Beeston solar energy limited | South molton kingsland barton | Kingsland Barton | Nadder Lane | South molton | Devon | EX36 4HP | United Kingdom | 269896 | 125901 | Alverdiscott Sgp | Barnstaple Bsp |  | 33 | Western Power Distribution (South West) Plc | Solar | Photovoltaic | No |  | 0 | 5 | [13 empty] | Connected | 5 | 5.25 | 5.5263 | 0.05 | 0.0526 | 2014-02-21 | [13 empty] | 2022-09-04 01:02
2200042314995 | 2200042314986 | Mendip solar ltd | Chewton mendip shooters bottom solar farm townshead lane | Shooters Bottom Farm | Chewton Mendip | Radstock | North Somerset | BA3 4LU | United Kingdom | 359521 | 150471 | Seabank Sgp | Radstock Bsp 132Kv |  | 33 | Western Power Distribution (South West) Plc | Solar | Photovoltaic | No |  | 0 | 6.3675 | [13 empty] | Connected | 6.3675 | 6.368 | 6.7032 | 0.025 | 0.0263 | 2014-02-06 | [13 empty] | 2022-09-04 01:02
2200042315749 | 2200042315730 | Kernick and trethosa solar limited | St columb, st stephen solar park | Tresotha Downs | St Stephen | St austell | Cornwall | PL26 7QJ | United Kingdom | 193600 | 54700 | Indian Queens Sgp | Fraddon Bsp | Drinnick | 33 | Western Power Distribution (South West) Plc | Solar | Photovoltaic | No |  | 0 | 11.76 | [13 empty] | Connected | 11.76 | 11.76 | 12.3789 | 0.05 | 0.0526 | 2014-03-25 | [13 empty] | 2022-09-04 01:02
2200042315785 | 2200042315776 | Elgin energy 8 limited | Liskeard trewidland farm st keyne | Trewidland Farm | Pensipple Cottage, St Keyne | Liskeard | Cornwall | PL14 4SP | United Kingdom | 226000 | 59500 | Landulph Sgp | St Germans Bsp |  | 33 | Western Power Distribution (South West) Plc | Solar | Photovoltaic | No |  | 0 | 5.4 | [13 empty] | Connected | 5.4 | 5 | 5.2632 | 0.03 | 0.0316 | 2014-03-14 | [13 empty] | 2022-09-04 01:02
2200042316789 | 2200042316751 | Solar energy renewables llp | Highbridge watchfield lawn pilmore lane | Pilmore Lane | Watchfield Lawn, Watchfield | Highbridge | Somerset | TA9 4LA | United Kingdom | 334922 | 147893 | Bridgwater Sgp | Bridgwater Grid Bsp | Watchfield | 33 | Western Power Distribution (South West) Plc | Solar | Photovoltaic | No |  | 0 | 7.92 | [13 empty] | Connected | 7.92 | 8.14 | 8.5684 | 0.09 | 0.0947 | 2014-02-28 | [13 empty] | 2022-09-04 01:02
2200042323137 | 2200042323128 | Ks spv 21 limited | Saltash,north wayton farm | North Wayton Farmhouse | Landulph | Saltash | Cornwall | PL12 6QQ | United Kingdom | 241945 | 63221 | Landulph Sgp | Landulph Bsp |  | 33 | Western Power Distribution (South West) Plc | Solar | Photovoltaic | No |  | 0 | 6.67 | [13 empty] | Connected | 6.67 | 6.67 | 7.021 | 0.09 | 0.0947 | 2014-03-24 | [13 empty] | 2022-09-04 01:02
2200042324460 | 2200042324450 | Lightsource spv 59 limited | Great torrington week farm solar park (ehv) | Week Farm |  | Great torrington | Devon | EX38 7HU | United Kingdom | 251354 | 119215 | Alverdiscott Sgp | East Yelland Bsp | Bideford Main | 33 | Western Power Distribution (South West) Plc | Solar | Photovoltaic | No |  | 0 | 2.88 | [13 empty] | Connected | 2.88 | 3.168 | 3.3347 | 0.05 | 0.0526 | 2014-03-18 | [13 empty] | 2022-09-04 01:02
2200042326059 | 2200042326040 | Capital stage cullompton limited | Cullompton, westcott, | Winham Farm | Westcott | Cullompton | Devon | EX15 1SA | United Kingdom | 301972 | 103976 | Exeter Main Sgp | Tiverton Bsp | Cullompton | 33 | Western Power Distribution (South West) Plc | Solar | Photovoltaic | No |  | 0 | 3.6 | [13 empty] | Connected | 3.6 | 4.082 | 4.2968 | 0.06 | 0.0632 | 2015-12-21 | [13 empty] | 2022-09-04 01:02
2200042329069 | 2200042329050 | Pitts farm limited | Dinder, pitts farm | Pitts Farm | Chilcote Lane, Chilcote | Wells | Somerset | BA5 3DX | United Kingdom | 359176 | 146235 | Seabank Sgp | Radstock Bsp 132Kv |  | 33 | Western Power Distribution (South West) Plc | Solar | Photovoltaic | No |  | 0 | 2.4 | [13 empty] | Connected | 2.4 | 2.4 | 2.5263 | 0.05 | 0.0526 | 2014-03-25 | [13 empty] | 2022-09-04 01:02
2200042329087 | 2200042329078 | Crapnell farm limited | Dinder farm, chilcote, nr wells | Dinder Farm | Chilcote | Wells | Somerset | BA5 3DX | United Kingdom | 359164 | 145601 | Seabank Sgp | Radstock Bsp 132Kv |  | 33 | Western Power Distribution (South West) Plc | Solar | Photovoltaic | No |  | 0 | 3.37 | [13 empty] | Connected | 3.37 | 3.37 | 3.5474 | 0.05 | 0.0526 | 2014-03-25 | [13 empty] | 2022-09-04 01:02
2200042333687 | 2200042333678 | Voltaise (uk) limited | Bodmin kerriers farm solar park | Kerriers Farm | Withiel | Bodmin | Cornwall | PL30 5LP | United Kingdom | 200239 | 63876 | Indian Queens Sgp | St Tudy Bsp | Bodmin | 33 | Western Power Distribution (South West) Plc | Solar | Photovoltaic | No |  | 0 | 8.16 | [13 empty] | Connected | 8.16 | 8.16 | 8.5895 | 0.05 | 0.0526 | 2014-03-31 | [13 empty] | 2022-09-04 01:02
2200042333710 | 2200042333701 | Keystone power limited | Plymouth energy park stor 1 (former toshiba factory) ernesettle lane |  | Ernesettle Lane, Ernesettle | Plymouth | Devon | PL5 2TT | United Kingdom | 244665 | 60213 | Landulph Sgp | Ernesettle Bsp |  | 33 | Western Power Distribution (South West) Plc | Stored Energy (all stored energy irrespective of the original energy source) | Storage - Electrochemical (Batteries) | No |  | 0 | 19.2 | [13 empty] | Connected | 19.2 | 20 | 21.0526 | 0.2 | 0.2105 | 2014-05-15 | [13 empty] | 2022-09-04 01:02
2200042334139 | 2200030348790 | Devonport royal dockyard limited | Plymouth devonport royal dockyard north/central intake | North Intake Proposed Generator | Babcock International Group, H M Dockyard | Plymouth | Devon | PL1 4SG | United Kingdom | 245190 | 54599 | Landulph Sgp | Ernesettle Bsp | North Intake | 33 | Western Power Distribution (South West) Plc | Waste | Steam-gas turbine (CCGT) | No |  | 0 | 54 | Waste | Steam turbine (thermal power plant) | No |  | 0 | 28 | [7 empty] | Connected | 82 | 23.9 | 25.1579 | 35 | 36.8421 | 2015-06-18 | [13 empty] | 2022-09-04 01:02
2200042334148 | 2200030348790 | Devonport royal dockyard limited | Plymouth devonport royal dockyard north/central intake | North & Central Intake | H M Dockyard Devonport | Plymouth | Devon | PL1 4SG | United Kingdom | 245190 | 54599 | Landulph Sgp | Milehouse Bsp | Central Intake | 33 | Western Power Distribution (South West) Plc | Waste | Steam-gas turbine (CCGT) | No |  | 0 | 54 | Waste | Steam turbine (thermal power plant) | No |  | 0 | 28 | [7 empty] | Connected | 82 | 23.9 | 25.1579 | 35 | 36.8421 | 2015-06-18 | [13 empty] | 2022-09-04 01:02
2200042340230 | 2200042340220 | Goonhilly solar limited | Goonhilly 33kv solar park | Goonhilly Solar Park | Goonhilly | Lizard | Cornwall | TR12 7AZ | United Kingdom | 170479 | 20525 | Indian Queens Sgp | Rame Bsp | St Keverne | 33 | Western Power Distribution (South West) Plc | Solar | Photovoltaic | No |  | 0 | 3.96 | [13 empty] | Connected | 3.96 | 3.96 | 4.1684 | 0.1 | 0.1053 | 2014-03-07 | [13 empty] | 2022-09-04 01:02
2200042340824 | 2200042340745 | Gpp langstone llp | Totnes bidwell near dartington |  | Southdown Farm, Dartington | Totnes | Devon | TQ9 6DU | United Kingdom | 177433 | 61441 | Abham Sgp | Totnes Bsp |  | 33 | Western Power Distribution (South West) Plc | Solar | Photovoltaic | No |  | 0 | 5 | [13 empty] | Connected | 5 | 5 | 5.2632 | 0.025 | 0.0263 | 2015-03-01 | [13 empty] | 2022-09-04 01:02
2200042340889 | 2200042340851 | Gpp langstone llp | Taunton lower marsh farm pv site 1 | Lower Marsh Farm | Kingston St Mary | Taunton | Somerset | TA2 8AB | United Kingdom | 322418 | 127892 | Taunton Sgp | Taunton Main Bsp | Staplegrove | 11 | Western Power Distribution (South West) Plc | Solar | Photovoltaic | No |  | 0 | 2.5 | [13 empty] | Connected | 2.5 | 2.5 | 2.6316 | 0.045 | 0.0474 | 2014-03-20 | [13 empty] | 2022-09-04 01:02
2200042340903 | 2200042340898 | Gpp langstone llp | Taunton lower marsh farm pv site 2 | Lower Marsh Farm | Kingston St Mary | Taunton | Somerset | TA2 8AB | United Kingdom | 322418 | 127892 | Taunton Sgp | Taunton Main Bsp | Staplegrove | 11 | Western Power Distribution (South West) Plc | Solar | Photovoltaic | No |  | 0 | 2.5 | [13 empty] | Connected | 2.5 | 2.5 | 2.6316 | 0.045 | 0.0474 | 2014-03-20 | [13 empty] | 2022-09-04 01:02
2200042342041 | 2200042342032 | Wse pyde drove limited | Pyde drove, woolavington,somerset | Pyde Drove |  | Woolavington | Somerset | TA7 8FF | United Kingdom | 335300 | 143000 | Bridgwater Sgp | Bridgwater Grid Bsp |  | 33 | Western Power Distribution (South West) Plc | Solar | Photovoltaic | No |  | 0 | 6.6 | [13 empty] | Connected | 6.6 | 7 | 7.3684 | 0.06 | 0.0632 | 2014-03-21 | [13 empty] | 2022-09-04 01:02
2200042342079 | 2200042342060 | Trehawke solar limited | Liskeard, trehawke farm, menheniot |  | Trehawke Farm, Menheniot | Liskeard | Cornwall | PL14 3RH | United Kingdom | 230995 | 62117 | Landulph Sgp | St Germans Bsp |  | 33 | Western Power Distribution (South West) Plc | Solar | Photovoltaic | No |  | 0 | 9.1 | [13 empty] | Connected | 9.1 | 9.1 | 9.5789 | 0.09 | 0.0947 | 2014-03-15 | [13 empty] | 2022-09-04 01:02
2200042343221 | 2200042343212 | Lightsource spv 2 limited | Shepton mallet new row farm | New Row Farm | Yelling Mill Lane, Downside | Shepton mallet | Somerset | BA4 4JT | United Kingdom | 363204 | 145130 | Seabank Sgp | Radstock Bsp 132Kv |  | 33 | Western Power Distribution (South West) Plc | Solar | Photovoltaic | No |  | 0 | 3.9 | [13 empty] | Connected | 3.9 | 3.9 | 4.1053 | 0.05 | 0.0526 | 2014-03-25 | [13 empty] | 2022-09-04 01:02
2200042346000 | 2200042345993 | Elgin energy 9 limited | Trequite, liskeard,cornwall | Trequite Farm | Menheniot | Liskeard | Cornwall | PL14 3RQ | United Kingdom | 232088 | 61132 | Landulph Sgp | St Germans Bsp |  | 33 | Western Power Distribution (South West) Plc | Solar | Photovoltaic | No |  | 0 | 11.88 | [13 empty] | Connected | 11.88 | 9.9 | 10.421 | 0.03 | 0.0316 | 2014-03-14 | [13 empty] | 2022-09-04 01:02
2200042348674 | 2200042348665 | Ks spv 11 limited | Truro nanteague solar farm, marazanvose | Import Mpan, Nanteague Farm |  | Marazanvose | Cornwall | TR4 9DH | United Kingdom | 179395 | 49468 | Indian Queens Sgp | Truro Bsp |  | 33 | Western Power Distribution (South West) Plc | Solar | Photovoltaic | No |  | 0 | 6.875 | [13 empty] | Connected | 6.875 | 6.875 | 7.2368 | 0.06 | 0.0632 | 2015-01-26 | [13 empty] | 2022-09-04 01:02
2200042348692 | 2200042348683 | Lightsource spv 24 limited | Clann farm 1mwp solar | Clann Farm | Clann Lane, Lanivet | Bodmin | Cornwall | PL30 5HD | United Kingdom | 203546 | 63978 | Indian Queens Sgp | St Tudy Bsp | Bodmin | 11 | Western Power Distribution (South West) Plc | Solar | Photovoltaic | No |  | 0 | 1 | [13 empty] | Connected | 1 | 1 | 1.0526 | 0.05 | 0.0526 | 2014-11-01 | [13 empty] | 2022-09-04 01:02
2200042349748 | 2200042349739 | Good energy carloggas solar park (009) limited | St austell carloggas farm st stephen, | Carloggas Farm | St Stephen | St austell | Cornwall | PL26 7RA | United Kingdom | 195503 | 54111 | Indian Queens Sgp | Fraddon Bsp | Drinnick | 33 | Western Power Distribution (South West) Plc | Solar | Photovoltaic | No |  | 0 | 8.3048 | [13 empty] | Connected | 8.3048 | 8.305 | 8.7421 | 0.23 | 0.2421 | 2015-02-03 | [13 empty] | 2022-09-04 01:02
2200042350168 | 2200042350159 | Strawberry fields farm shop limited | Strawberry fields lifton down lifton | Farm Shop |  | Lifton | Devon | PL16 0DE | United Kingdom | 237657 | 85405 | Alverdiscott Sgp | Pyworthy Bsp | Lifton | 11 | Western Power Distribution (South West) Plc | Wind | Onshore wind turbines | No |  | 0 | 1 | Solar | Photovoltaic | No |  | 0 | 0.05 | [7 empty] | Connected | 1.05 | 1.05 | 1.1053 | 0.42 | 0.4421 | 2016-09-09 | [13 empty] | 2022-09-04 01:02
2200042352183 | 2200042352174 | Sunsave 12 (derriton fields) limited | Derriton fields, holsworthy | Derriton Fields | Holsworthy | Barnstaple | Devon | EX22 6JX | United Kingdom | 233215 | 102616 | Alverdiscott Sgp | Pyworthy Bsp |  | 33 | Western Power Distribution (South West) Plc | Solar | Photovoltaic | No |  | 0 | 9.52 | [13 empty] | Connected | 9.52 | 9.52 | 10.021 | 0.06 | 0.0632 | 2014-03-19 | [13 empty] | 2022-09-04 01:02
2200042354214 | 2200042354205 | Woodland barton wind llp | Roche woodland barton victoria windfarm | Woodland Barton Windfarm | South Side Of A30, Victoria Junction | Roche | Cornwall | PL26 8LJ | United Kingdom | 199898 | 61984 | Indian Queens Sgp | St Austell Bsp | Bugle | 33 | Western Power Distribution (South West) Plc | Wind | Onshore wind turbines | No |  | 0 | 3.8 | [13 empty] | Connected | 3.8 | 3.8 | 4 | 0.05 | 0.0526 | 2014-08-15 | [13 empty] | 2022-09-04 01:02
2200042356285 | 2200042356276 | Galsworthy wind park limited | Bideford galsworthy wind farm | Galsworthy Farm | Buckland Brewer | Bideford | Devon | EX39 5NR | United Kingdom | 240865 | 114500 | Alverdiscott Sgp |  |  | 132 | Western Power Distribution (South West) Plc | Wind | Onshore wind turbines | No |  | 0 | 9.2 | [13 empty] | Connected | 9.2 | 9.2 | 9.6842 | 1 | 1.0526 | 2014-10-31 | [13 empty] | 2022-09-04 01:02
2200042382639 | 2200042382620 | Nextpower gover farm limited | Truro - gover park, gover hill, mount hawke |  | Gover Park, Gover Hill, Mount Hawke | Truro | Cornwall | TR4 8BH | United Kingdom | 272054 | 47497 | Indian Queens Sgp | Camborne Bsp |  | 33 | Western Power Distribution (South West) Plc | Solar | Photovoltaic | No |  | 0 | 7.75 | [13 empty] | Connected | 7.75 | 7.75 | 8.1579 | 0.05 | 0.0526 | 2014-10-16 | [13 empty] | 2022-09-04 01:02
2200042384200 | 2200042384194 | Equitix solar (5) limited | Canworthy solar farm, near canworthy water, | Canworthy Solar Farm | Canworthy Water | Launceston | Cornwall | PL15 8LY | United Kingdom | 223198 | 93740 | Alverdiscott Sgp |  |  | 132 | Western Power Distribution (South West) Plc | Solar | Photovoltaic | No |  | 0 | 32.8 | [13 empty] | Connected | 32.8 | 32.8 | 34.5263 | 0.2 | 0.2105 | 2014-11-01 | [13 empty] | 2022-09-04 01:02
2200042385462 | 2200042385453 | Airvolution energy (garlenick) limited | Truro garlenick estate |  | Garlenick Estate, Grampound | Truro | Cornwall | TR2 4RQ | United Kingdom | 194459 | 52593 | Indian Queens Sgp | Fraddon Bsp |  | 33 | Western Power Distribution (South West) Plc | Wind | Onshore wind turbines | No |  | 0 | 4 | [13 empty] | Connected | 4 | 4 | 4.2105 | 0.1 | 0.1053 | 2014-10-24 | [13 empty] | 2022-09-04 01:02
2200042387502 | 2200042387497 | Kenwyn solar limited | Four burrows 2, three burrows, truro | Four Burrows Solar Park |  | Penhallow | Cornwall | TR4 9NG | United Kingdom | 176169 | 49839 | Indian Queens Sgp | Truro Bsp |  | 33 | Western Power Distribution (South West) Plc | Solar | Photovoltaic | No |  | 0 | 6.06 | [13 empty] | Connected | 6.06 | 6 | 6.3158 | 0.05 | 0.0526 | 2014-12-05 | [13 empty] | 2022-09-04 01:02
2200042392502 | 2200042392497 | Good energy creathorne farm solar park (003) limited | Hazel solar creathorne farm poundstock | Hazel Pv Array Creathorne Solar Farm | Access To Creathorne Farm, Poundstock | Bude | Cornwall | EX23 0NE | United Kingdom | 221281 | 102438 | Alverdiscott Sgp | Pyworthy Bsp | Stratton | 11 | Western Power Distribution (South West) Plc | Solar | Photovoltaic | No |  | 0 | 1.85 | [13 empty] | Connected | 1.85 | 1.85 | 1.9474 | 0.05 | 0.0526 | 2014-07-31 | [13 empty] | 2022-09-04 01:02
2200042398220 | 2200042398211 | Redlands solar farm limited | Redlands farm, bridgwater, somerset | Redlands Farm | Taunton Road, Pedwell | Bridgwater | Somerset | TA7 9BG | United Kingdom | 343020 | 135884 | Bridgwater Sgp | Bridgwater Grid Bsp |  | 33 | Western Power Distribution (South West) Plc | Solar | Photovoltaic | No |  | 0 | 5.28 | [13 empty] | Connected | 5.28 | 5.28 | 5.5579 | 0.03 | 0.0316 | 2014-11-20 | [13 empty] | 2022-09-04 01:02
2200042400873 | 2200042400864 | Liverton 2014 limited | Exmouth liverton farm salterton road | Liverton Farm | Salterton Road | Exmouth | Devon | EX8 5BW | United Kingdom | 303489 | 82581 | Exeter Main Sgp | Exmouth Bsp |  | 33 | Western Power Distribution (South West) Plc | Solar | Photovoltaic | No |  | 0 | 3.91 | [13 empty] | Connected | 3.91 | 3.91 | 4.1158 | 0.04 | 0.0421 | 2015-02-01 | [13 empty] | 2022-09-04 01:02
2200042400891 | 2200042400882 | Tengore solar limited | Tengore lane, langport |  | Tengore Lane | Langport | Somerset | TA10 9JL | United Kingdom | 344688 | 127168 | Bridgwater Sgp | Bridgwater Grid Bsp |  | 33 | Western Power Distribution (South West) Plc | Solar | Photovoltaic | No |  | 0 | 2.97 | [13 empty] | Connected | 2.97 | 2.97 | 3.1263 | 0.025 | 0.0263 | 2015-02-05 | [13 empty] | 2022-09-04 01:02
2200042407879 | 2200042407860 | Tope farm solar limited | Totnes near yonder park, blackawton, | Yonder Parks | Sportsmans Arms Ph, Blackawton | Totnes | Devon | TQ9 7DR | United Kingdom | 283048 | 52733 | Abham Sgp | Paignton Bsp | Dartmouth | 33 | Western Power Distribution (South West) Plc | Solar | Photovoltaic | No |  | 0 | 2.97 | [13 empty] | Connected | 2.97 | 2.97 | 3.1263 | 0.025 | 0.0263 | 2014-09-15 | [13 empty] | 2022-09-04 01:02
2200042410339 | 2200042410310 | Lightsource spv 87 limited | Somerton somerton door solar park |  | Somerton Door, Grove Lane | Somerton | Somerset | TA11 6JA | United Kingdom | 347751 | 130540 | Bridgwater Sgp | Bridgwater Grid Bsp |  | 33 | Western Power Distribution (South West) Plc | Solar | Photovoltaic | No |  | 0 | 7.35 | [13 empty] | Connected | 7.35 | 7.43 | 7.821 | 0.075 | 0.0789 | 2014-11-24 | [13 empty] | 2022-09-04 01:02
2200042414867 | 2200042414858 | Tgc solar carditch drove limited | Congresbury carditch drove |  | Carditch Drove, Congresbury | Bristol | North Somerset | BS49 5JX | United Kingdom | 342498 | 161522 | Bridgwater Sgp | Churchill Bsp 132Kv |  | 33 | Western Power Distribution (South West) Plc | Solar | Photovoltaic | No |  | 0 | 4.32 | [13 empty] | Connected | 4.32 | 4.32 | 4.5474 | 0.025 | 0.0263 | 2015-12-18 | [13 empty] | 2022-09-04 01:02
2200042416127 | 2200042416118 | Aton energy solar uk 1 limited | Taunton poundpool lane solar park, withymead | Withymead | Helland, North Curry | Taunton | Somerset | TA3 6DU | United Kingdom | 332838 | 124731 | Bridgwater Sgp | Bridgwater Grid Bsp | Creech St Michael | 11 | Western Power Distribution (South West) Plc | Solar | Photovoltaic | No |  | 0 | 1 | [13 empty] | Connected | 1 | 1 | 1.0526 | 0.045 | 0.0474 | 2014-11-01 | [13 empty] | 2022-09-04 01:02
2200042417803 | 2200042417798 | Capelands solar farm limited | Barnstaple capelands farm bratton fleming | Capelands | Bratton Fleming | Barnstaple | Devon | EX32 7JN | United Kingdom | 266576 | 138609 | Alverdiscott Sgp | Barnstaple Bsp |  | 33 | Western Power Distribution (South West) Plc | Solar | Photovoltaic | No |  | 0 | 7.524 | [13 empty] | Connected | 7.524 | 7.524 | 7.92 | 0.03 | 0.0316 | 2015-01-21 | [13 empty] | 2022-09-04 01:02
2200042418807 | 2200042418791 | East youlstone wind farm limited | East youlstone, bude, | East Youlstone | Youlstone | Bude | Cornwall | EX23 9PU | United Kingdom | 227609 | 115653 | Alverdiscott Sgp | Pyworthy Bsp | Stratton | 33 | Western Power Distribution (South West) Plc | Wind | Onshore wind turbines | No |  | 0 | 4 | [13 empty] | Connected | 4 | 4 | 4.2105 | 0.1 | 0.1053 | 2014-12-01 | [13 empty] | 2022-09-04 01:02
2200042424768 | 2200042424759 | Nomansland biogas limited | Tiverton menchine farm ad plant | Ad Plant, Menchine Farm | Nomansland | Tiverton | Devon | EX16 8NP | United Kingdom | 283338 | 113536 | Exeter Main Sgp | Exeter City Bsp | Witheridge | 11 | Western Power Distribution (South West) Plc | Biofuel - Biogas from anaerobic digestion (excluding landfill & sewage) | Engine (combustion / reciprocating) | No |  | 0 | 2 | Biofuel - Landfill gas | Engine (combustion / reciprocating) | Yes |  | 0 | 0.6 | Solar | Photovoltaic | No |  | 0 | 0.3 |  | Connected | 2.9 | 1.9 | 2 | 0.3 | 0.3158 | 2015-12-11 | [13 empty] | 2022-09-04 01:02
2200042427021 | 2200042427012 | Windlend (cornwall) limited | Pennygillam industrial estate |  | Pennygillam Way | Launceston | Cornwall | PL15 7ED | United Kingdom | 232123 | 83516 | Alverdiscott Sgp | Pyworthy Bsp | Launceston | 11 | Western Power Distribution (South West) Plc | Wind | Onshore wind turbines | No |  | 0 | 1.26 | [13 empty] | Connected | 1.26 | 0.5 | 0.5263 | 0.05 | 0.0526 | 2014-12-01 | [13 empty] | 2022-09-04 01:02
2200042430770 | 2200030348470 | Hanson quarry products europe limited | Frome whatley quarry | Whatley Quarry | Whatley | Frome | Somerset | BA11 3LF | United Kingdom | 373273 | 147987 | Seabank Sgp | Radstock Bsp 132Kv | Whatley Qu Mells | 11 | Western Power Distribution (South West) Plc | Fossil - Oil | Engine (combustion / reciprocating) | No |  | 0 | 9.792 | [13 empty] | Connected | 9.792 | 7 | 7.3684 | 7 | 7.3684 | 2014-11-15 | [13 empty] | 2022-09-04 01:02
2200042432634 | 2200042432625 | Wilmington community solar limited | Marksbury solar park | Chelwood Road | Marksbury | Bath | Somerset | BA2 9JG | United Kingdom | 365331 | 161660 | Seabank Sgp | Radstock Bsp 132Kv | High Littleton | 33 | Western Power Distribution (South West) Plc | Solar | Photovoltaic | No |  | 0 | 1.995 | [13 empty] | Connected | 1.995 | 1.995 | 2.1 | 0.025 | 0.0263 | 2015-02-01 | [13 empty] | 2022-09-04 01:02
2200042433442 | 2200042433451 | Smart systems limited | Yatton arnolds way (smart systems) | Smart Systems Factory | Arnolds Way, Yatton | Bristol |  | BS49 4RH | United Kingdom | 341822 | 166190 | Bridgwater Sgp | Churchill Bsp 132Kv | Congresbury | 11 | Western Power Distribution (South West) Plc | Wind | Onshore wind turbines | No |  | 0 | 1 | [13 empty] | Connected | 1 | 1 | 1.0526 | 4 | 4.2105 | 2016-05-01 | [13 empty] | 2022-09-04 01:02
2200042437368 | 2200042437359 | Mts francis court solar limited | Exeter, francis court farm | Francis Court Farm | Poltimore | Exeter | Devon | EX4 0BQ | United Kingdom | 296610 | 97960 | Exeter Main Sgp | Sowton Bsp |  | 33 | Western Power Distribution (South West) Plc | Solar | Photovoltaic | No |  | 0 | 2.04 | [13 empty] | Connected | 2.04 | 3.4 | 3.5789 | 0.03 | 0.0316 | 2015-12-17 | [13 empty] | 2022-09-04 01:02
2200042442386 | 2200042442395 | Moorhouse community solar limited | Moorhouse solar hvm | Export Mapn | Moorhouse Lane, Hallen | Bristol | North Somerset | BS10 7RU | United Kingdom | 354468 | 179579 | Seabank Sgp | Avonmouth Bsp | Avonmouth | 11 | Western Power Distribution (South West) Plc | Solar | Photovoltaic | No |  | 0 | 1.5 | [13 empty] | Connected | 1.5 | 1.5 | 1.5789 | 0.03 | 0.0316 | 2015-03-01 | [13 empty] | 2022-09-04 01:02
2200042443325 | 2200042443316 | Stanley 2014 limited | Grange farm, northwood, winterbourne, bristol | Grange Farm | Old Gloucester Road, Winterbourne | Bristol | North Somerset | BS36 1RR | United Kingdom | 363842 | 182442 | Iron Acton Sgp | Lockleaze Bsp 132Kv |  | 33 | Western Power Distribution (South West) Plc | Solar | Photovoltaic | No |  | 0 | 17.16 | [13 empty] | Connected | 17.16 | 17.16 | 18.0632 | 0.03 | 0.0316 | 2014-11-10 | [13 empty] | 2022-09-04 01:02
2200042443361 | 2200042443352 | Trickey warren solar limited | Trickey warren, churchstanton, taunton |  | Tricky Warren Solar Farm | Culmhead |  | TA3 7DY | United Kingdom | 320373 | 115761 | Taunton Sgp | Taunton Main Bsp |  | 33 | Western Power Distribution (South West) Plc | Solar | Photovoltaic | No |  | 0 | 3.9 | [13 empty] | Connected | 3.9 | 3.9 | 4.1053 | 0.05 | 0.0526 | 2015-02-28 | [13 empty] | 2022-09-04 01:02
2200042446975 | 2200042446966 | Sune project6 limited | Steer point, brixton, devon | Gentian Hill | Steer Point | Brixton | Devon | PL8 2DQ | United Kingdom | 256300 | 52800 | Abham Sgp | Plympton Bsp |  | 33 | Western Power Distribution (South West) Plc | Solar | Photovoltaic | No |  | 0 | 3.91 | [13 empty] | Connected | 3.91 | 3.91 | 4.1158 | 0.02 | 0.021 | 2015-12-18 | [13 empty] | 2022-09-04 01:02
2200042446993 | 2200042446984 | Mts rydon solar limited | Rydon farm, ogwell, newton abbot | Rydon Farm | Ogwell | Newton abbot | Devon | TQ12 6DB | United Kingdom | 284136 | 68721 | Abham Sgp | Newton Abbot Bsp (Forde Road) |  | 33 | Western Power Distribution (South West) Plc | Solar | Photovoltaic | No |  | 0 | 8.25 | [13 empty] | Connected | 8.25 | 8.25 | 8.6842 | 0.06 | 0.0632 | 2015-03-01 | [13 empty] | 2022-09-04 01:02
2200042447019 | 2200042447000 | Heulwen solar limited | Congresbury iwood lane solar park | Iwood Lane |  | Congresbury | North Somerset | BS49 5JL | United Kingdom | 345000 | 162350 | Bridgwater Sgp | Churchill Bsp 132Kv |  | 33 | Western Power Distribution (South West) Plc | Solar | Photovoltaic | No |  | 0 | 8 | [13 empty] | Connected | 8 | 8 | 8.421 | 0.025 | 0.0263 | 2014-12-18 | [13 empty] | 2022-09-04 01:02
2200042457499 | 2200042457480 | Ashlawn solar limited | Ashlawn farm, pill road, rooksbridge, | Ash Lawn Farm | Pill Road, Rooksbridge | Axbridge | Somerset | BS26 2TS | United Kingdom | 336764 | 152269 | Bridgwater Sgp | Churchill Bsp 132Kv | Axbridge | 33 | Western Power Distribution (South West) Plc | Solar | Photovoltaic | No |  | 0 | 4.8675 | [13 empty] | Connected | 4.8675 | 4.98 | 5.2421 | 0.05 | 0.0526 | 2015-03-27 | [13 empty] | 2022-09-04 01:02
2200042457912 | 2200042457903 | First solar project limited | Pencoose farm, stithias, cornwall, tr3 7dn | Pencoose Farm | Trebost Lane | Stithians | Cornwall | TR3 7DN | United Kingdom | 173903 | 37972 | Indian Queens Sgp | Rame Bsp |  | 33 | Western Power Distribution (South West) Plc | Solar | Photovoltaic | No |  | 0 | 7.26 | [13 empty] | Connected | 7.26 | 7.26 | 7.6421 | 0.055 | 0.0579 | 2015-03-18 | [13 empty] | 2022-09-04 01:02
2200042457995 | 2200042457986 | Greenfields (a) limited | Hawkers farm, yeo moor, theale, | Hawkers Farm | Yeo Moor Drive | Theale | Somerset | BS28 4SN | United Kingdom | 346886 | 147575 | Bridgwater Sgp | Street Bsp | Edgarley | 33 | Western Power Distribution (South West) Plc | Solar | Photovoltaic | No |  | 0 | 11.9212 | [13 empty] | Connected | 11.9212 | 10.421 | 10.9695 | 0.4 | 0.421 | 2015-03-13 | [13 empty] | 2022-09-04 01:02
2200042459566 | 2200042459557 | Hurcott solar limited | Hurcott, dillington estate, ilminster, | Dillington Estate | Boxstone Hill, Hurcott | Ilminster | Somerset | TA19 0JS | United Kingdom | 339020 | 116030 | Axminster Sgp | Woodcote Bsp |  | 33 | Western Power Distribution (South West) Plc | Solar | Photovoltaic | No |  | 0 | 7.48 | [13 empty] | Connected | 7.48 | 7.895 | 8.3105 | 0.03 | 0.0316 | 2015-03-12 | [13 empty] | 2022-09-04 01:02
2200042460640 | 2200040661200 | Avara avlon pharma services limited | Avlon works, severn road, hallen, bristol | Export Meter 1, Avlon Works | Severn Road, Hallen | Bristol |  | BS10 7ZE | United Kingdom | 354359 | 183341 | Iron Acton Sgp | Seabank Bsp | Astrazeneca | 11 | Western Power Distribution (South West) Plc | Fossil - Gas | Engine (combustion / reciprocating) | No |  | 0 | 3.5 | [13 empty] | Connected | 3.5 | 0.5 | 0.5263 | 10 | 10.5263 | 2010-02-23 | [13 empty] | 2022-09-04 01:02
2200042460650 | 2200040661200 | Avara avlon pharma services limited | Avlon works, severn road, hallen, bristol | Export Meter 2, Avlon Works | Severn Road, Hallen | Bristol |  | BS10 7ZE | United Kingdom | 354359 | 183341 | Iron Acton Sgp | Seabank Bsp | Astrazeneca | 11 | Western Power Distribution (South West) Plc | Fossil - Gas | Engine (combustion / reciprocating) | No |  | 0 | 3.5 | [13 empty] | Connected | 3.5 | 0.5 | 0.5263 | 10 | 10.5263 | 2010-02-23 | [13 empty] | 2022-09-04 01:02
2200042461110 | 2200042461101 | Autumnus energy limited | Treswarrow 5mwp solar farm | Treswarrow Farm | Trelights | Port isaac | Cornwall | PL29 3TN | United Kingdom | 198287 | 78116 | Indian Queens Sgp | St Tudy Bsp | Polzeath | 11 | Western Power Distribution (South West) Plc | Solar | Photovoltaic | No |  | 0 | 4.8 | [13 empty] | Connected | 4.8 | 5 | 5.2632 | 0.015 | 0.0158 | 2015-03-17 | [13 empty] | 2022-09-04 01:02
2200042461306 | 2200042461290 | Garvinack solar farm limited | Truro garvinack farm | Garvinack Farm | Tregavethan | Truro | Cornwall | TR4 9EP | United Kingdom | 177490 | 48145 | Indian Queens Sgp | Truro Bsp |  | 33 | Western Power Distribution (South West) Plc | Solar | Photovoltaic | No |  | 0 | 7.1 | [13 empty] | Connected | 7.1 | 7.1 | 7.4737 | 0.154 | 0.1621 | 2015-03-20 | [13 empty] | 2022-09-04 01:02
2200042461324 | 2200042461315 | Power quinn limited | Camelford otterham down 132kv | Wind, Otterham Down Farm | Otterham | Camelford | Cornwall | PL32 9SW | United Kingdom | 215412 | 90171 | Indian Queens Sgp |  |  | 132 | Western Power Distribution (South West) Plc | Wind | Onshore wind turbines | No |  | 0 | 4.1 | [13 empty] | Connected | 4.1 | 0.5 | 0.5263 | 0.05 | 0.0526 | 2015-03-26 | [13 empty] | 2022-09-04 01:02
2200042462188 | 2200042462179 | Tenth solar project limited | Callington newton barton, newton ferrers estate | Newton Barton Farm | Road From Junction East Of Keason To Jun | Newbridge | Cornwall | PL17 7HS | United Kingdom | 234609 | 66019 | Landulph Sgp | Landulph Bsp |  | 33 | Western Power Distribution (South West) Plc | Solar | Photovoltaic | No |  | 0 | 16.5 | [13 empty] | Connected | 16.5 | 16.5 | 17.3684 | 0.13 | 0.1368 | 2015-03-30 | [13 empty] | 2022-09-04 01:02
2200042465170 | 2200042465160 | Second generation coombeshead limited | Coombeshead farm, diptford, totnes tq9 7ng | Meter, Coombeshead Solar Farm | Combeshead Cross To Murtwell Cross | Diptford | Devon | TQ9 7NG | United Kingdom | 275301 | 55765 | Abham Sgp | Totnes Bsp |  | 33 | Western Power Distribution (South West) Plc | Solar | Photovoltaic | No |  | 0 | 7.656 | [13 empty] | Connected | 7.656 | 7.656 | 8.0589 | 0.02 | 0.021 | 2015-02-13 | [13 empty] | 2022-09-04 01:02
2200042465198 | 2200042465189 | Lightsource spv 31 limited | Walland farm, lenards cottage, lenards road, |  | Walland Farm, Lenards Road | Bideford | Devon | EX39 5QH | United Kingdom | 235461 | 122098 | Alverdiscott Sgp | East Yelland Bsp | Bideford Main | 33 | Western Power Distribution (South West) Plc | Solar | Photovoltaic | No |  | 0 | 4.29 | [13 empty] | Connected | 4.29 | 4.29 | 4.5158 | 0.1 | 0.1053 | 2015-02-02 | [13 empty] | 2022-09-04 01:02
2200042465212 | 2200042465203 | Dunkeswell g1 solar farm ltd | Honiton flightway solar farm |  | Dunkeswell Airfield, Dunkeswell | Honiton | Devon | EX14 4QX | United Kingdom | 313739 | 108096 | Exeter Main Sgp | Tiverton Bsp | Dunkeswell 33/11Kv | 11 | Western Power Distribution (South West) Plc | Solar | Photovoltaic | No |  | 0 | 2.8 | [13 empty] | Connected | 2.8 | 2 | 2.1053 | 0.045 | 0.0474 | 2015-02-01 | [13 empty] | 2022-09-04 01:02
2200042467600 | 2200042467594 | Second generation sawmills limited | Ashcombe solar park, near, dawlish |  | Ashcombe Estate, Colley Lane Cross | Dawlish | Devon | EX7 0QD | United Kingdom | 291690 | 77810 | Abham Sgp | Newton Abbot Bsp (Forde Road) |  | 33 | Western Power Distribution (South West) Plc | Solar | Photovoltaic | No |  | 0 | 5.475 | [13 empty] | Connected | 5.475 | 5.475 | 5.7632 | 0.09 | 0.0947 | 2015-03-01 | [13 empty] | 2022-09-04 01:02
2200042469893 | 2200042469875 | Oge newnham estate solar limited | Newnham farm, newnham estate, plymouth, | Newnham Farm | Newnham Estate | Plymouth | Devon | PL7 5BN | United Kingdom | 256056 | 58704 | Abham Sgp | Plympton Bsp |  | 33 | Western Power Distribution (South West) Plc | Solar | Photovoltaic | No |  | 0 | 8.96 | [13 empty] | Connected | 8.96 | 8.96 | 9.4316 | 0.1 | 0.1053 | 2015-03-27 | [13 empty] | 2022-09-04 01:02
2200042473436 | 2200042473427 | Freathy solar park limited | Freathy solar park |  | The Anthony Estate, Freathy | Torpoint | Cornwall | PL11 3AZ | United Kingdom | 239900 | 52866 | Landulph Sgp | St Germans Bsp | Torpoint Antony | 11 | Western Power Distribution (South West) Plc | Solar | Photovoltaic | No |  | 0 | 3.75 | [13 empty] | Connected | 3.75 | 4.13 | 4.3474 | 0.045 | 0.0474 | 2015-06-24 | [13 empty] | 2022-09-04 01:02
2200042473454 | 2200042473445 | St solarinvest devon 1 limited | Parkview solar, land north of parkfield cottages, | Parkfield Cottages | Parkfield Cross To Neilgate Corner | Ashburton | Devon | TQ13 7ND | United Kingdom | 276306 | 68260 | Abham Sgp | Totnes Bsp |  | 33 | Western Power Distribution (South West) Plc | Solar | Photovoltaic | No |  | 0 | 5.066 | [13 empty] | Connected | 5.066 | 5.066 | 5.3326 | 0.05 | 0.0526 | 2015-03-31 | [13 empty] | 2022-09-04 01:02
2200042473472 | 2200042473463 | Roskrow solar limited | Roskrow, penryn, cornwall |  | Roskrow | Penryn | Cornwall | TR10 9AT | United Kingdom | 176700 | 34900 | Indian Queens Sgp | Rame Bsp |  | 33 | Western Power Distribution (South West) Plc | Solar | Photovoltaic | No |  | 0 | 5.7184 | [13 empty] | Connected | 5.7184 | 8.868 | 9.3347 | 0.06 | 0.0632 | 2015-03-27 | [13 empty] | 2022-09-04 01:02
2200042474981 | 2200042474972 | Hillsmoor farm solar farm ltd | Hillsmoor solar farm, hatherleigh | Hillsmoor Farm | Holsworthy Road, Hatherleigh | Okehampton | Devon | EX20 3LE | United Kingdom | 253181 | 103481 | Alverdiscott Sgp | Pyworthy Bsp | Hatherleigh | 11 | Western Power Distribution (South West) Plc | Solar | Photovoltaic | No |  | 0 | 1 | [13 empty] | Connected | 1 | 1 | 1.0526 | 0.05 | 0.0526 | 2015-03-30 | [13 empty] | 2022-09-04 01:02
2200042475178 | 2200042475169 | New banwell solar limited | Towerhead farm, banwell, | Export Meter | Towerhead Farm | Banwell | North Somerset | BS29 6PQ | United Kingdom | 340604 | 159834 | Bridgwater Sgp | Churchill Bsp 132Kv |  | 33 | Western Power Distribution (South West) Plc | Solar | Photovoltaic | No |  | 0 | 6.5 | [13 empty] | Connected | 6.5 | 6.5 | 6.8421 | 0.05 | 0.0526 | 2015-03-16 | [13 empty] | 2022-09-04 01:02
2200042475201 | 2200042475196 | Bowerhouse solar limited | Hewish rookery farm | Rookery Farm | Nye, Hewish | Weston-super-mare | North Somerset | BS24 6TL | United Kingdom | 341031 | 161493 | Bridgwater Sgp | Churchill Bsp 132Kv |  | 33 | Western Power Distribution (South West) Plc | Solar | Photovoltaic | No |  | 0 | 6.749 | [13 empty] | Connected | 6.749 | 6.749 | 7.1042 | 0.05 | 0.0526 | 2015-03-27 | [13 empty] | 2022-09-04 01:02
2200042475424 | 2200042475415 | Lightsource spv 97 limited | Bystock farm, exmouth | Bystock Farm | Higher Marley Road | Exmouth | Devon | EX8 5QG | United Kingdom | 301895 | 83653 | Exeter Main Sgp | Exmouth Bsp |  | 33 | Western Power Distribution (South West) Plc | Solar | Photovoltaic | No |  | 0 | 3.52 | [13 empty] | Connected | 3.52 | 3.52 | 3.7053 | 0.35 | 0.3684 | 2015-03-23 | [13 empty] | 2022-09-04 01:02
2200042475735 | 2200042475726 | Aee renewables uk 16 limited | Nethermill solar farm, willand | Nether Mill Farm | Halberton Road, Willand | Cullompton | Devon | EX15 2QQ | United Kingdom | 301249 | 112110 | Exeter Main Sgp | Tiverton Bsp | Tiverton Junction | 11 | Western Power Distribution (South West) Plc | Solar | Photovoltaic | No |  | 0 | 4 | [13 empty] | Connected | 4 | 4 | 4.2105 | 0.05 | 0.0526 | 2015-03-20 | [13 empty] | 2022-09-04 01:02
2200042475832 | 2200042475823 | Sune burthy farm solar limited | Burthy farm, summercourt, newquay | Burthy Farm | Summercourt | Newquay | Cornwall | TR8 5BN | United Kingdom | 191055 | 55501 | Indian Queens Sgp | Fraddon Bsp |  | 33 | Western Power Distribution (South West) Plc | Solar | Photovoltaic | No |  | 0 | 10.03 | [13 empty] | Connected | 10.03 | 10 | 10.5263 | 0.03 | 0.0316 | 2015-03-20 | [13 empty] | 2022-09-04 01:02
2200042477110 | 2200042477101 | Margate pv limited | Margate pv | Higher Margate | Cooksland Road | Bodmin | Cornwall | PL31 1HF | United Kingdom | 208723 | 66791 | Indian Queens Sgp | St Tudy Bsp | Callywith | 11 | Western Power Distribution (South West) Plc | Solar | Photovoltaic | No |  | 0 | 3 | [13 empty] | Connected | 3 | 3 | 3.1579 | 0.045 | 0.0474 | 2015-10-01 | [13 empty] | 2022-09-04 01:02
2200042479395 | 2200042479386 | Trethosa solar limited | Trethosa solar farm | Trethosa Farm | Trethosa, St Stephen | St austell | Cornwall | PL26 7QH | United Kingdom | 194174 | 54487 | Indian Queens Sgp | Fraddon Bsp | Drinnick | 11 | Western Power Distribution (South West) Plc | Solar | Photovoltaic | No |  | 0 | 3.588 | [13 empty] | Connected | 3.588 | 3.588 | 3.7768 | 0.045 | 0.0474 | 2015-09-29 | [13 empty] | 2022-09-04 01:02
2200042480656 | 2200042480610 | Wilton solar farm limited | Wilton solar farm, trerulefoot, saltash | Wilton Farm | Trerulefoot | Saltash | Cornwall | PL12 5BX | United Kingdom | 231503 | 58825 | Landulph Sgp | St Germans Bsp |  | 33 | Western Power Distribution (South West) Plc | Solar | Photovoltaic | No |  | 0 | 7.48 | [13 empty] | Connected | 7.48 | 7.48 | 7.8737 | 0.08 | 0.0842 | 2015-05-23 | [13 empty] | 2022-09-04 01:02
2200042481924 | 2200042481915 | Pv growth ltd | Taunton racecourse pv site |  | Taunton Racecourse Pv, Orchard Portman | Taunton | Somerset | TA3 7BL | United Kingdom | 323792 | 121874 | Taunton Sgp | Taunton Main Bsp | Trull | 11 | Western Power Distribution (South West) Plc | Solar | Photovoltaic | No |  | 0 | 1.485 | [13 empty] | Connected | 1.485 | 1.5 | 1.5789 | 0.05 | 0.0526 | 2015-03-12 | [13 empty] | 2022-09-04 01:02
2200042484855 | 2200042484846 | Fim solar generation i llp | Higher bye farm, watchet | Higher Bye Farm |  | Watchet | Somerset | TA23 0JS | United Kingdom | 304843 | 142344 | Taunton Sgp | Bowhays Cross Bsp |  | 33 | Western Power Distribution (South West) Plc | Solar | Photovoltaic | No |  | 0 | 5.82 | [13 empty] | Connected | 5.82 | 5.82 | 6.1263 | 0.05 | 0.0526 | 2015-03-18 | [13 empty] | 2022-09-04 01:02
2200042484882 | 2200042484873 | Coombe solar limited | Woodmanton solar farm, coombe farm, exe view road, exmouth | Coombe Farm | Exe View Road, Lympstone | Exmouth | Devon | EX8 5AZ | United Kingdom | 300875 | 85091 | Exeter Main Sgp | Exmouth Bsp |  | 33 | Western Power Distribution (South West) Plc | Solar | Photovoltaic | No |  | 0 | 5.95 | [13 empty] | Connected | 5.95 | 5.95 | 6.2632 | 0.05 | 0.0526 | 2015-03-23 | [13 empty] | 2022-09-04 01:02
2200042486036 | 2200042486027 | Grove farm solar farm limited | Tolland grove farm solar farm | Grove Farm | Tolland | Taunton | Somerset | TA4 3RN | United Kingdom | 311765 | 131455 | Taunton Sgp | Taunton Main Bsp | Lydeard St Lawrence Primary | 11 | Western Power Distribution (South West) Plc | Solar | Photovoltaic | No |  | 0 | 3.232 | [13 empty] | Connected | 3.232 | 3.23 | 3.4 | 0.05 | 0.0526 | 2015-03-25 | [13 empty] | 2022-09-04 01:02
2200042495670 | 2200042420870 | Lightsource spv 110 limited | Northmoor, whitstone, nr holsworthy, | Northmoor | Whitstone | Holsworthy | Devon | EX22 6TD | United Kingdom | 227000 | 97400 | Alverdiscott Sgp |  |  | 132 | Western Power Distribution (South West) Plc | Solar | Photovoltaic | No |  | 0 | 12.77 | Wind | Onshore wind turbines | No |  | 0 | 1 | [7 empty] | Connected | 13.77 | 4.771 | 5.0221 | 0.2 | 0.2105 | 2016-12-01 | [13 empty] | 2022-09-04 01:02
2200042501429 | 2200042501410 | Power quinn limited | Camelford otterham down 132kv | Export Meter (3600Kva), Otterham Wind Farm | Otterham Down, Otterham | Camelford |  | PL32 9SW | United Kingdom | 215580 | 90170 | Indian Queens Sgp |  |  | 132 | Western Power Distribution (South West) Plc | Wind | Onshore wind turbines | No |  | 0 | 4.1 | [13 empty] | Connected | 4.1 | 3.6 | 3.7895 | 0.05 | 0.0526 | 2015-03-26 | [13 empty] | 2022-09-04 01:02
2200042503471 | 2200032013407 | Amcor flexibles uk limited | Bristol amcor flexibles winterbourne | Amcor Flexible Limited | Bradley Stoke Way | Winterbourne | Bristol | BS34 8PT | United Kingdom | 363617 | 180511 | Iron Acton Sgp | Lockleaze Bsp 132Kv | Winterbourne | 11 | Western Power Distribution (South West) Plc | Solar | Photovoltaic | No |  | 0 | 1.57 | [13 empty] | Connected | 1.57 | 0.1 | 0.1053 | 3.6 | 3.7895 | 2015-12-08 | [13 empty] | 2022-09-04 01:02
2200042511659 | 2200042511630 | Second generation yardwall limited | Mark yardwall manor farm solar park | Yardwall Manor Farm | Yardwall Road, Mark | Highbridge | Somerset | TA9 4QE | United Kingdom | 336332 | 146921 | Bridgwater Sgp | Bridgwater Grid Bsp | Watchfield | 11 | Western Power Distribution (South West) Plc | Solar | Photovoltaic | No |  | 0 | 2.8 | [13 empty] | Connected | 2.8 | 2.5 | 2.6316 | 0.045 | 0.0474 | 2015-05-28 | [13 empty] | 2022-09-04 01:02
2200042520556 | 2200042520547 | Sustainable energy generation limited | South petherton, frogmary green farm, west street |  | Frogmary Green Farm, West Street | South petherton | Somerset | TA13 5DJ | United Kingdom | 342095 | 116029 | Bridgwater Sgp | Bridgwater Grid Bsp | Martock | 11 | Western Power Distribution (South West) Plc | Biofuel - Biogas from anaerobic digestion (excluding landfill & sewage) | Engine (combustion / reciprocating) | Yes |  | 0 | 0.998 | Fossil - Oil | Engine (combustion / reciprocating) | No |  | 0 | 0.825 | [7 empty] | Connected | 1.823 | 1 | 1.0526 | 0.54 | 0.5684 | 2018-05-01 | [13 empty] | 2022-09-04 01:02
2200042527064 | 2200042527082 | Sunsave 19 (wambrook) limited | Wambrook solar farm | Wambrook Farm | Wambrook | Chard | Somerset | TA20 3DF | United Kingdom | 329226 | 108509 | Axminster Sgp | Woodcote Bsp | Chard | 11 | Western Power Distribution (South West) Plc | Solar | Photovoltaic | No |  | 0 | 4.08 | [13 empty] | Connected | 4.08 | 4.08 | 4.2947 | 0.03 | 0.0316 | 2015-06-01 | [13 empty] | 2022-09-04 01:02
2200042533420 | 2200042533411 | Denzell downs limited | Denzell downs wind farm near st columb | Denzell Downs Wind Farm | St Mawgan | Newquay | Cornwall | TR8 4RJ | United Kingdom | 189740 | 67188 | Indian Queens Sgp | Fraddon Bsp | St Columb Major | 33 | Western Power Distribution (South West) Plc | Wind | Onshore wind turbines | No |  | 0 | 10 | [13 empty] | Connected | 10 | 10.526 | 11.08 | 0.15 | 0.1579 | 2015-09-01 | [13 empty] | 2022-09-04 01:02
2200042534080 | 2200042534070 | Cornwall energy recovery limited | Cornwall energy recovery centre, rostowrack farm, st dennis, cornwall, |  | St Dennis | St austell | Cornwall | PL26 8DY | United Kingdom | 194518 | 57082 | Indian Queens Sgp |  |  | 132 | Western Power Distribution (South West) Plc | Waste | Steam turbine (thermal power plant) | No |  | 0 | 26.735 | Fossil - Oil | Engine (combustion / reciprocating) | No |  | 0 | 1.6 | [7 empty] | Connected | 28.335 | 25.368 | 26.7032 | 5.8 | 6.1053 | 2016-04-01 | [13 empty] | 2022-09-04 01:02
2200042534104 | 2200042534099 | Southwestern sustainability limited | Hartnollfarm ad plant, halberton | Hartnoll Farm | Post Hill | Tiverton | Devon | EX16 4NG | United Kingdom | 299115 | 113021 | Exeter Main Sgp | Tiverton Bsp | Tiverton Junction | 11 | Western Power Distribution (South West) Plc | Biofuel - Biogas from anaerobic digestion (excluding landfill & sewage) | Engine (combustion / reciprocating) | Yes |  | 0 | 1.2 | [13 empty] | Connected | 1.2 | 1.2 | 1.2632 | 0.3 | 0.3158 | 2015-08-01 | [13 empty] | 2022-09-04 01:02
2200042537470 | 2200042537461 | Clean earth ground mount pv ltd | Narrow lane solar |  | Narrow Lane, Summercourt | Newquay | Cornwall | TR8 5EE | United Kingdom | 189872 | 57172 | Indian Queens Sgp | Fraddon Bsp | Fraddon | 11 | Western Power Distribution (South West) Plc | Solar | Photovoltaic | No |  | 0 | 1.6 | [13 empty] | Connected | 1.6 | 1.5 | 1.5789 | 0.045 | 0.0474 | 2015-09-15 | [13 empty] | 2022-09-04 01:02
2200042538749 | 2200042538720 | West london energy recovery limited | Severnside energy recovery centre | Severnside Energy Recovery Centre | Severn Road, Avonmouth | Hallen | North Somerset | BS10 7SP | United Kingdom | 353736 | 182699 | Seabank Sgp |  |  | 132 | Western Power Distribution (South West) Plc | Waste | Steam turbine (thermal power plant) | No |  | 0 | 48.019 | Fossil - Oil | Engine (combustion / reciprocating) | No |  | 0 | 2 | [7 empty] | Connected | 50.019 | 40 | 42.1053 | 3.9 | 4.1053 | 2016-03-01 | [13 empty] | 2022-09-04 01:02
2200042540092 | 2200042540083 | Rainbow solar limited | Puriton landfill, puriton road, east huntspill, |  | Puriton Landfill, East Huntspill, Puriton Road | Puriton | Somerset | TA9 3NL | United Kingdom | 331786 | 143356 | Bridgwater Sgp | Bridgwater Grid Bsp |  | 33 | Western Power Distribution (South West) Plc | Solar | Photovoltaic | No |  | 0 | 8.3798 | [13 empty] | Connected | 8.3798 | 8.639 | 9.0937 | 0.08 | 0.0842 | 2015-11-26 | [13 empty] | 2022-09-04 01:02
2200042540678 | 2200042420870 | Lightsource spv 110 limited | Northmoor, whitstone, nr holsworthy, | Embedded, Little Tinney Windfarm | Northmoor, Whitstone | Holsworthy | Devon | EX22 6TD | United Kingdom | 227000 | 97400 | Alverdiscott Sgp |  |  | 132 | Western Power Distribution (South West) Plc | Solar | Photovoltaic | No |  | 0 | 12.77 | Wind | Onshore wind turbines | No |  | 0 | 1 | [7 empty] | Connected | 13.77 | 0.511 | 0.5379 | 0.2 | 0.2105 | 2016-12-01 | [13 empty] | 2022-09-04 01:02
2200042540710 | 2200042420870 | Lightsource spv 110 limited | Northmoor, whitstone, nr holsworthy, | Embedded, East Balsdon Windfarm | Whitstone | Holsworthy | Devon | EX22 6TD | United Kingdom | 227000 | 97400 | Alverdiscott Sgp |  |  | 132 | Western Power Distribution (South West) Plc | Solar | Photovoltaic | No |  | 0 | 12.77 | Wind | Onshore wind turbines | No |  | 0 | 1 | [7 empty] | Connected | 13.77 | 0.511 | 0.5379 | 0.2 | 0.2105 | 2016-12-01 | [13 empty] | 2022-09-04 01:02
2200042543001 | 2200042542995 | Mendennick solar limited | Torpoint mendennick | Mendennick Farm | Mendennick | Torpoint | Cornwall | PL11 3AX | United Kingdom | 240830 | 53053 | Landulph Sgp | St Germans Bsp | Torpoint Antony | 11 | Western Power Distribution (South West) Plc | Solar | Photovoltaic | No |  | 0 | 2 | [13 empty] | Connected | 2 | 2.32 | 2.4421 | 0.045 | 0.0474 | 2015-10-17 | [13 empty] | 2022-09-04 01:02
2200042547752 | 2200042547743 | Wanageeska limited | Lee moor portworthy dams, |  | Portworthy Dams | Plymouth | Devon | PL7 5JN | United Kingdom | 256241 | 60789 | Abham Sgp | Plympton Bsp | Torycombe | 33 | Western Power Distribution (South West) Plc | Solar | Photovoltaic | No |  | 0 | 8.3248 | [13 empty] | Connected | 8.3248 | 8.762 | 9.2232 | 0.2 | 0.2105 | 2015-11-25 | [13 empty] | 2022-09-04 01:02
2200042552646 | 2200042552600 | Batsworthy cross wind farm limited | Batsworthy cross, knowstone, south molton | Batsworthy Cross Wind Farm | Knowstone | South molton | North Devon | EX36 4RZ | United Kingdom | 281373 | 121467 | Alverdiscott Sgp | Barnstaple Bsp | South Molton | 33 | Western Power Distribution (South West) Plc | Wind | Onshore wind turbines | No |  | 0 | 18.45 | [13 empty] | Connected | 18.45 | 18 | 18.9474 | 0.1 | 0.1053 | 2016-02-19 | [13 empty] | 2022-09-04 01:02
2200042557468 | 2200042557440 | Conrad (drove) limited | Bridgwater, gfe generating station, the drove | Gfe Generating Station | The Drove | Bridgwater | Somerset | TA6 4DR | United Kingdom | 330299 | 137870 | Bridgwater Sgp | Bridgwater Grid Bsp | Bath Road Primary | 11 | Western Power Distribution (South West) Plc | Fossil - Gas | Gas turbine (OCGT) | No |  | 0 | 6.354 | [13 empty] | Connected | 6.354 | 6 | 6.3158 | 0.3 | 0.3158 | 2015-10-23 | [13 empty] | 2022-09-04 01:02
2200042563230 | 2200042563211 | Sigma solar limited | Crewkerne solar farm crewkerne | Crewkerne Farm, Lower Severalls Farm |  | Crewkerne | Somerset | TA18 7NX | United Kingdom | 346033 | 110937 | Axminster Sgp | Woodcote Bsp |  | 33 | Western Power Distribution (South West) Plc | Solar | Photovoltaic | No |  | 0 | 4.08 | [13 empty] | Connected | 4.08 | 8.326 | 8.7642 | 0.1 | 0.1053 | 2015-12-08 | [13 empty] | 2022-09-04 01:02
2200042567396 | 2200031562957 | Tulip ltd | Newton maragte ind est | Callywith | Tulip Limited, Newtons Margate Industrial Est | Bodmin | Cornwall | PL31 1HF | United Kingdom | 208580 | 66870 | Indian Queens Sgp | St Tudy Bsp | Callywith | 11 | Western Power Distribution (South West) Plc | Solar | Photovoltaic | No |  | 0 | 1.16 | [13 empty] | Connected | 1.16 | 1.4 | 1.4737 | 6 | 6.3158 | 2015-09-23 | [13 empty] | 2022-09-04 01:02
2200042569161 | 2200042569134 | Capital stage tonedale llp | Wellington tonedale farm | Tonedale Farm | Linden Hill | Wellington | Somerset | TA21 0DW | United Kingdom | 312258 | 120808 | Taunton Sgp | Taunton Main Bsp | Wellington Primary | 33 | Western Power Distribution (South West) Plc | Solar | Photovoltaic | No |  | 0 | 4 | [13 empty] | Connected | 4 | 4.592 | 4.8337 | 0.5 | 0.5263 | 2015-12-03 | [13 empty] | 2022-09-04 01:02
2200042574231 | 2200042574222 | Chelwood solar limited | Chelwood 33kv solar farm | Church Farm | Chelwood | Bristol | East Somerset | BS39 4NW | United Kingdom | 363591 | 161850 | Seabank Sgp | Radstock Bsp 132Kv | High Littleton | 33 | Western Power Distribution (South West) Plc | Solar | Photovoltaic | No |  | 0 | 3.872 | [13 empty] | Connected | 3.872 | 3.872 | 4.0758 | 0.045 | 0.0474 | 2015-12-10 | [13 empty] | 2022-09-04 01:02
2200042582455 | 2200042582446 | Lightsource spv 135 limited | Wellington red hill farm | Red Hill Farm | White Ball | Wellington | Somerset | TA21 0LX | United Kingdom | 308856 | 118017 | Taunton Sgp | Taunton Main Bsp | Wellington Primary | 33 | Western Power Distribution (South West) Plc | Solar | Photovoltaic | No |  | 0 | 4.77 | [13 empty] | Connected | 4.77 | 3.947 | 4.1547 | 0.05 | 0.0526 | 2015-12-09 | [13 empty] | 2022-09-04 01:02
2200042591636 | 2200042591627 | Csi wick road solar pv limited | Wick road solar farm | Wick Road Solar | Bristol Road, Hewish | Weston-super-mare | North Somerset | BS24 6RD | United Kingdom | 339099 | 163235 | Bridgwater Sgp | Churchill Bsp 132Kv | Westwick | 11 | Western Power Distribution (South West) Plc | Solar | Photovoltaic | No |  | 0 | 7.4 | [13 empty] | Connected | 7.4 | 7.4 | 7.7895 | 0.2 | 0.2105 | 2015-12-17 | [13 empty] | 2022-09-04 01:02
2200042591803 | 2200042591798 | Renewables (sw) limited | Glastonbury copley wood pv site | Higher Hill Farm | Butleigh Hill, Butleigh | Glastonbury | Somerset | BA6 8TW | United Kingdom | 351750 | 132112 | Bridgwater Sgp | Street Bsp | Millfield | 11 | Western Power Distribution (South West) Plc | Solar | Photovoltaic | No |  | 0 | 1.14 | [13 empty] | Connected | 1.14 | 0.999 | 1.0516 | 0.35 | 0.3684 | 2015-12-11 | [13 empty] | 2022-09-04 01:02
2200042592435 | 2200042592444 | Estrans developments (severn beach) limited | Western approach solar park |  | Western Approach, Severn Road, Avonmouth | Bristol | North Somerset | BS35 4NL | United Kingdom | 354570 | 184545 | Iron Acton Sgp | Seabank Bsp | Western Approach | 11 | Western Power Distribution (South West) Plc | Solar | Photovoltaic | No |  | 0 | 3.5 | [13 empty] | Connected | 3.5 | 3.5 | 3.6842 | 0.03 | 0.0316 | 2016-03-01 | [13 empty] | 2022-09-04 01:02
2200042592922 | 2200042592913 | West carclaze spv limited | West carclaze mica dam, west carclaze |  | Mica Dam, West Carclaze | St austell | Cornwall | PL25 5RY | United Kingdom | 201703 | 55436 | Indian Queens Sgp | St Austell Bsp |  | 33 | Western Power Distribution (South West) Plc | Solar | Photovoltaic | No |  | 0 | 6.88 | [13 empty] | Connected | 6.88 | 7.02 | 7.3895 | 0.03 | 0.0316 | 2018-11-08 | [13 empty] | 2022-09-04 01:02
2200042594869 | 2200042594691 | Bristol city council | Bristol severn road solar park, avonmouth |  | Severn Road, Avonmouth | Bristol | North Somerset | BS11 0YL | United Kingdom | 353294 | 181801 | Seabank Sgp | Avonmouth Bsp | Avonmouth | 11 | Western Power Distribution (South West) Plc | Solar | Photovoltaic | No |  | 0 | 1.44 | [13 empty] | Connected | 1.44 | 1.44 | 1.5158 | 0.02 | 0.021 | 2015-12-21 | [13 empty] | 2022-09-04 01:02
2200042595320 | 2200042595310 | Amp gm011 limited | Kellygreen solar park | Kellygreen Farm | St Tudy | Bodmin | Cornwall | PL30 3DF | United Kingdom | 205051 | 75666 | Indian Queens Sgp | St Tudy Bsp | St Tudy | 11 | Western Power Distribution (South West) Plc | Solar | Photovoltaic | No |  | 0 | 4.08 | [13 empty] | Connected | 4.08 | 3.808 | 4.0084 | 0.07 | 0.0737 | 2016-03-15 | [13 empty] | 2022-09-04 01:02
2200042598144 | 2200042420870 | Lightsource spv 110 limited | Northmoor, whitstone, nr holsworthy, | Hornacott Pv Northmoor | Whitstone, Whitstone | Holsworthy | Devon | EX22 6TD | United Kingdom | 227000 | 97400 | Alverdiscott Sgp |  |  | 132 | Western Power Distribution (South West) Plc | Solar | Photovoltaic | No |  | 0 | 12.77 | Wind | Onshore wind turbines | No |  | 0 | 1 | [7 empty] | Connected | 13.77 | 4.771 | 5.0221 | 0.2 | 0.2105 | 2016-12-01 | [13 empty] | 2022-09-04 01:02
2200042598650 | 2200042598678 | Exeter city council | Exeter - livestock market matford park rd - hv connection | Matford Livestock Centre | Matford Park Road, Matford Business Park | Exeter | Devon | EX2 8FD | United Kingdom | 292564 | 89707 | Exeter Main Sgp | Exeter City Bsp | Marsh Barton | 11 | Western Power Distribution (South West) Plc | Solar | Photovoltaic | No |  | 0 | 1.5 | [13 empty] | Connected | 1.5 | 1.5 | 1.5789 | 0.3 | 0.3158 | 2015-12-18 | [13 empty] | 2022-09-04 01:02
2200042599608 | 2200042599592 | Rs collacott limited | Collacott solar newton tracey | Collacott Farm | Newton Tracey | Barnstaple | Devon | EX31 3QF | United Kingdom | 250870 | 130268 | Alverdiscott Sgp | East Yelland Bsp | Fremington | 11 | Western Power Distribution (South West) Plc | Solar | Photovoltaic | No |  | 0 | 4.2 | [13 empty] | Connected | 4.2 | 4.2 | 4.4211 | 0.05 | 0.0526 | 2016-03-16 | [13 empty] | 2022-09-04 01:02
2200042601355 | 2200042601346 | Parklands solar limited | Bristol oakham solar park, oakham farm, over lane, almondsbury, | Oakham Farm | Over Lane, Almondsbury | Bristol | North Somerset | BS32 4BS | United Kingdom | 359972 | 183315 | Iron Acton Sgp | Bradley Stoke Bsp |  | 33 | Western Power Distribution (South West) Plc | Solar | Photovoltaic | No |  | 0 | 3.8775 | [13 empty] | Connected | 3.8775 | 3.878 | 4.0821 | 0.05 | 0.0526 | 2016-02-17 | [13 empty] | 2022-09-04 01:02
2200042602298 | 2200042602289 | Den brook energy limited | Den brook wind farm, crook burnell farm, north tawton | Den Brook Wind Farm | Road Past Crooke Burnell, Okehampton | North tawton | Devon | EX20 2BJ | United Kingdom | 268964 | 100205 | Alverdiscott Sgp | North Tawton Bsp |  | 33 | Western Power Distribution (South West) Plc | Wind | Onshore wind turbines | No |  | 0 | 18 | [13 empty] | Connected | 18 | 18.9 | 19.8947 | 0.185 | 0.1947 | 2016-08-25 | [13 empty] | 2022-09-04 01:02
2200042603246 | 2200042603237 | Carnemough solar project limited | Carnemough farm, little hewas, grampound road, truro | Carnemough Farm | Little Hewas, Grampound Road | Truro | Cornwall | TR2 4EZ | United Kingdom | 191621 | 52160 | Indian Queens Sgp | Fraddon Bsp |  | 33 | Western Power Distribution (South West) Plc | Solar | Photovoltaic | No |  | 0 | 10.098 | [13 empty] | Connected | 10.098 | 10 | 10.5263 | 0.06 | 0.0632 | 2016-03-23 | [13 empty] | 2022-09-04 01:02
2200042606770 | 2200042606761 | Spf brent broad farm limited | Wick lane solar farm burnham on sea |  | Wick Lane, Brent Knoll | Highbridge | Somerset | TA9 4BU | United Kingdom | 332861 | 152609 | Bridgwater Sgp | Bridgwater Grid Bsp | Burnham | 11 | Western Power Distribution (South West) Plc | Solar | Photovoltaic | No |  | 0 | 2.916 | [13 empty] | Connected | 2.916 | 3 | 3.1579 | 0.045 | 0.0474 | 2017-03-27 | [13 empty] | 2022-09-04 01:02
2200042614113 | 2200042614104 | Peak gen power ltd | Yeoford way exeter makro | Peakgen Makro Exeter | Yeoford Way | Exeter | Devon | EX2 8LB | United Kingdom | 293156 | 89514 | Exeter Main Sgp | Exeter City Bsp |  | 33 | Western Power Distribution (South West) Plc | Fossil - Oil | Engine (combustion / reciprocating) | No |  | 0 | 20 | [13 empty] | Connected | 20 | 20.41 | 21.4842 | 0.5 | 0.5263 | 2016-06-14 | [13 empty] | 2022-09-04 01:02
2200042614131 | 2200042614122 | Ashwater solar limited | West venn farm, ashwater solar park |  | West Venn Farm, Ashwater | Holsworthy | Devon | EX21 5DG | United Kingdom | 205756 | 68191 | Alverdiscott Sgp | Pyworthy Bsp |  | 33 | Western Power Distribution (South West) Plc | Solar | Photovoltaic | No |  | 0 | 4.16 | Wind | Onshore wind turbines | No |  | 0 | 0.8 | [7 empty] | Connected | 4.96 | 4.66 | 4.9053 | 0.06 | 0.0632 | 2017-03-06 | [13 empty] | 2022-09-04 01:02
2200042616565 | 2200042616556 | Wick farm grid limited | Weston-super-mare wick farm, brean road, lympsham | Connection Point Export Meter, , Wick Farm | Brean Road | Lympsham | Weston-Super-Mare | BS24 0HD | United Kingdom | 332068 | 154689 | Seabank Sgp | Weston Bsp 132Kv | Bournville | 33 | Western Power Distribution (South West) Plc | Solar | Photovoltaic | No |  | 0 | 4 | [13 empty] | Connected | 4 | 8 | 8.421 | 0.1 | 0.1053 | 2016-03-11 | [13 empty] | 2022-09-04 01:02
2200042619539 | 2200042619520 | Ernesettle community solar limited | Ernesettle | Ernesettle Lane | Ernesettle | Plymouth | Devon | PL5 2EY | United Kingdom | 244502 | 59891 | Landulph Sgp | Ernesettle Bsp | Ernesettle B & S | 11 | Western Power Distribution (South West) Plc | Solar | Photovoltaic | No |  | 0 | 3.18 | [13 empty] | Connected | 3.18 | 3.5 | 3.6842 | 0.1 | 0.1053 | 2016-04-01 | [13 empty] | 2022-09-04 01:02
2200042620171 | 2200042620162 | Nextsolar grhb limited | Great houndbeare farm, oak road, aylesbeare ehv connection | Great Houndbeare Farm | Oak Road, Aylesbeare | Exeter | Devon | EX5 2DB | United Kingdom | 304770 | 93478 | Exeter Main Sgp | Exeter Main Bsp | Ottery St Mary | 33 | Western Power Distribution (South West) Plc | Solar | Photovoltaic | No |  | 0 | 4.08 | [13 empty] | Connected | 4.08 | 4.163 | 4.3821 | 0.1 | 0.1053 | 2017-03-31 | [13 empty] | 2022-09-04 01:02
2200042620214 | 2200042620205 | Wse huntspill level limited | Withy drove, east huntspill, somerset | Withy Farm | East Huntspill | Highbridge | Somerset | TA9 3PL | United Kingdom | 333296 | 143600 | Bridgwater Sgp | Bridgwater Grid Bsp |  | 33 | Western Power Distribution (South West) Plc | Solar | Photovoltaic | No |  | 0 | 4.08 | [13 empty] | Connected | 4.08 | 4.2947 | 4.5207 | 0.1 | 0.1053 | 2016-09-20 | [13 empty] | 2022-09-04 01:02
2200042620241 | 2200042620223 | Conrad (water lane) limited | Land at the end of water lane, exeter, ex2 8ee |  | Water Lane, St Thomas | Exeter | Devon | EX2 8EE | United Kingdom | 292545 | 90904 | Exeter Main Sgp | Exeter City Bsp | Marsh Barton | 33 | Western Power Distribution (South West) Plc | Fossil - Gas | Gas turbine (OCGT) | No |  | 0 | 20.121 | [13 empty] | Connected | 20.121 | 20.88 | 21.9789 | 0.2 | 0.2105 | 2016-08-15 | [13 empty] | 2022-09-04 01:02
2200042620260 | 2200042620250 | Sv alder solar park | Taunton monty's farm pv | Solar Panel Farm, Montys Farm | Montys Lane, Norton Fitzwarren | Taunton | Somerset | TA4 1AA | United Kingdom | 317994 | 126677 | Taunton Sgp | Taunton Main Bsp |  | 33 | Western Power Distribution (South West) Plc | Solar | Photovoltaic | No |  | 0 | 4 | [13 empty] | Connected | 4 | 4.674 | 4.92 | 0.012 | 0.0126 | 2016-03-25 | [13 empty] | 2022-09-04 01:02
2200042620288 | 2200042620279 | Bristol city council | Lawrence weston road solar park, lawrence weston road |  | Lawrence Weston Road, Avonmouth | Bristol |  | BS11 0ST | United Kingdom | 353834 | 178819 | Seabank Sgp | Avonmouth Bsp |  | 33 | Western Power Distribution (South West) Plc | Solar | Photovoltaic | No |  | 0 | 3.33 | [13 empty] | Connected | 3.33 | 3.673 | 3.8663 | 0.25 | 0.2632 | 2016-06-20 | [13 empty] | 2022-09-04 01:02
2200042622044 | 2200042622035 | Tref no 1 limited | Dunsland cross, brandis court, holsworthy |  | Dunsland Cross, Brandis Corner | Holsworthy | Devon | EX22 7YH | United Kingdom | 241107 | 103567 | Alverdiscott Sgp | Pyworthy Bsp |  | 33 | Western Power Distribution (South West) Plc | Wind | Onshore wind turbines | No |  | 0 | 6.15 | [13 empty] | Connected | 6.15 | 6.474 | 6.8147 | 0.12 | 0.1263 | 2017-03-01 | [13 empty] | 2022-09-04 01:02
2200042626953 | 2200042626944 | Amp gm016 limited | Saltash trerule farm pv | Trerule Farm | Trerulefoot | Saltash | Devon | PL12 5BL | United Kingdom | 232988 | 58746 | Landulph Sgp | St Germans Bsp |  | 33 | Western Power Distribution (South West) Plc | Solar | Photovoltaic | No |  | 0 | 3.78 | [13 empty] | Connected | 3.78 | 3.528 | 3.7137 | 0.05 | 0.0526 | 2016-03-30 | [13 empty] | 2022-09-04 01:02
2200042627159 | 2200042627140 | Bee nancrossa limited | Penryn nancrossa farm pv | Solar Pv Farm, Nancrossa Farm | Rame Cross | Penryn | Cornwall | TR10 9EA | United Kingdom | 172777 | 33861 | Indian Queens Sgp | Rame Bsp |  | 33 | Western Power Distribution (South West) Plc | Solar | Photovoltaic | No |  | 0 | 4.9467 | [13 empty] | Connected | 4.9467 | 5 | 5.2632 | 0.02 | 0.021 | 2016-03-30 | [13 empty] | 2022-09-04 01:02
2200042630329 | 2200042630310 | Bee chard limited | Chard chaffcombe lane | Chaffcombe Lane | Hornsbury | Chard | Somerset | TA20 1RR | United Kingdom | 333562 | 109994 | Axminster Sgp | Woodcote Bsp | Chard | 11 | Western Power Distribution (South West) Plc | Solar | Photovoltaic | No |  | 0 | 2.52 | [13 empty] | Connected | 2.52 | 3 | 3.1579 | 0.045 | 0.0474 | 2016-03-18 | [13 empty] | 2022-09-04 01:02
2200042637894 | 2200042637885 | Verdant community energy cic | Wick farm west, brean road, lympsham bs24 0hd | Wick Farm West | Brean Road, Lympsham | Weston-super-mare | Somerset | BS24 0HD | United Kingdom | 331665 | 154676 | Seabank Sgp | Weston Bsp 132Kv | Bournville | 33 | Western Power Distribution (South West) Plc | Solar | Photovoltaic | No |  | 0 | 3.54 | [13 empty] | Connected | 3.54 | 3.54 | 3.7263 | 0.05 | 0.0526 | 2016-06-22 | [13 empty] | 2022-09-04 01:02
2200042643258 | 2200030000451 | Marks and spencer plc | Cribbs causeway - bristol | Unit 402 | The Mall, Cribbs Causeway Regional Shopping Ce, Patchway | Bristol |  | BS34 5QT | United Kingdom | 358913 | 180730 | Iron Acton Sgp | Bradley Stoke Bsp | Cribbs Causeway | 11 | Western Power Distribution (South West) Plc | Fossil - Oil | Engine (combustion / reciprocating) | No |  | 0 | 0.8 | [13 empty] | Connected | 0.8 | 0.8 | 0.8421 | 1.1 | 1.1579 | 2016-10-01 | [13 empty] | 2022-09-04 01:02
2200042678720 | 2200042591627 | Csi wick road solar pv limited | Wick road solar farm | Export Pseudo Mpan, Bristol Road | Hewish | Weston-super-mare | North Somerset | BS24 6RD | United Kingdom | 339099 | 163235 | Bridgwater Sgp | Churchill Bsp 132Kv | Westwick | 11 | Western Power Distribution (South West) Plc | Solar | Photovoltaic | No |  | 0 | 7.4 | [13 empty] | Connected | 7.4 | 7.4 | 7.7895 | 0.2 | 0.2105 | 2015-12-17 | [13 empty] | 2022-09-04 01:02
2200042679608 | 2200042679592 | Attune energy limited | Tamerton bridge stor generator, ernesettle lane, ernesettle, plymouth, | Former Toshiba Factory Site | Ernesettle Lane, Ernesettle | Plymouth | Devon | PL5 2SA | United Kingdom | 244721 | 60192 | Landulph Sgp | Ernesettle Bsp |  | 33 | Western Power Distribution (South West) Plc | Stored Energy (all stored energy irrespective of the original energy source) | Storage - Electrochemical (Batteries) | No |  | 0 | 19.2 | [13 empty] | Connected | 19.2 | 21.052 | 22.16 | 0.2 | 0.2105 | 2016-09-01 | [13 empty] | 2022-09-04 01:02
2200042682424 | 2200042682406 | Good energy development (no 23) limited | Newton downs farm newton downs, newton ferrers | Newton Downs Solar Farm | Road From Wrescombe To Butts Park | Newton ferrers | Devon | PL8 1JA | United Kingdom | 255416 | 49687 | Abham Sgp | Plympton Bsp | Newton Ferrers | 33 | Western Power Distribution (South West) Plc | Solar | Photovoltaic | No |  | 0 | 4 | [13 empty] | Connected | 4 | 4.082 | 4.2968 | 0.23 | 0.2421 | 2016-12-19 | [13 empty] | 2022-09-04 01:02
2200042710611 | 2200042563211 | Sigma solar limited | Crewkerne solar farm crewkerne | 2 | Lower Severalls Farm | Crewkerne |  | TA18 9NX | United Kingdom | 346033 | 110937 | Axminster Sgp | Woodcote Bsp |  | 33 | Western Power Distribution (South West) Plc | Solar | Photovoltaic | No |  | 0 | 4.08 | [13 empty] | Connected | 4.08 | 8.326 | 8.7642 | 0.1 | 0.1053 | 2015-12-08 | [13 empty] | 2022-09-04 01:02
2200042711369 | 2200030347101 | University of the west of england | Uwe 11kv feeds hewlett packard primary | Feeder A Sw 2, University West Of England | Frenchay Campus, Coldharbour Lane | Bristol |  | BS34 8QZ | United Kingdom | 361480 | 178180 | Iron Acton Sgp | Lockleaze Bsp 132Kv | Hewlett Packard | 11 | Western Power Distribution (South West) Plc | Solar | Photovoltaic | No |  | 0 | 0.4946 | [13 empty] | Connected | 0.4946 | 0.45 | 0.4737 | 5 | 5.2632 | 2020-11-27 | [13 empty] | 2022-09-04 01:02
2200042711378 | 2200032161995 | University of the west of england | Uwe 11kv feeds hewlett packard primary | Hewlett Packard Sw 9, University West Of England | Frenchay Campus, Coldharbour Lane | Bristol |  | BS34 8QZ | United Kingdom | 361480 | 178180 | Iron Acton Sgp | Lockleaze Bsp 132Kv | Hewlett Packard | 11 | Western Power Distribution (South West) Plc | Solar | Photovoltaic | No |  | 0 | 0.4946 | [13 empty] | Connected | 0.4946 | 0.45 | 0.4737 | 5 | 5.2632 | 2020-11-27 | [13 empty] | 2022-09-04 01:02
2200042713905 | 2200042713880 | Royal cornwall hospitals nhs trust | Treliske truro | Estates Department, Treliske Hospital | Treliske Hospital, Treliske | Truro | Cornwall | TR1 3LJ | United Kingdom | 179791 | 45419 | Indian Queens Sgp | Truro Bsp | Truro Treyew Road | 11 | Western Power Distribution (South West) Plc | Fossil - Gas | Engine (combustion / reciprocating) | No |  | 0 | 5.81 | Fossil - Oil | Engine (combustion / reciprocating) | Yes |  | 0 | 1.5 | Solar | Photovoltaic | No |  | 0 | 0.02 |  | Connected | 7.33 | 0 | 0 | 6 | 6.3158 | 2017-03-01 | [13 empty] | 2022-09-04 01:02
2200042713950 | 2200042713880 | Royal cornwall hospitals nhs trust | Treliske truro | Export 2, Estates Department, Treliske Hospital | Treliske Hospital, Treliske | Truro | Cornwall | TR1 3LJ | United Kingdom | 179791 | 45419 | Indian Queens Sgp | Truro Bsp | Truro Treyew Road | 11 | Western Power Distribution (South West) Plc | Fossil - Gas | Engine (combustion / reciprocating) | No |  | 0 | 5.81 | Fossil - Oil | Engine (combustion / reciprocating) | Yes |  | 0 | 1.5 | Solar | Photovoltaic | No |  | 0 | 0.02 |  | Connected | 7.33 | 0 | 0 | 6 | 6.3158 | 2017-03-01 | [13 empty] | 2022-09-04 01:02
2200042722617 | 2200042722608 | Bodwen solar project limited | Bodwen solar farm, bugle, st austell |  | Bodwen Solar Farm, Bugle | St austell | Cornwall | PL26 8RP | United Kingdom | 229480 | 60470 | Indian Queens Sgp | St Austell Bsp |  | 33 | Western Power Distribution (South West) Plc | Solar | Photovoltaic | No |  | 0 | 4.614 | [13 empty] | Connected | 4.614 | 4.856 | 5.1116 | 0.03 | 0.0316 | 2017-03-01 | [13 empty] | 2022-09-04 01:02
2200042729783 | 2200042729774 | Lightsource spv 172 limited | Crediton sharland farm pv solar park, morchard bishop | Sharland Farm | Morchard Bishop | Crediton | Devon | EX17 6SJ | United Kingdom | 275280 | 105572 | Exeter Main Sgp | Exeter City Bsp | Folly Bridge | 33 | Western Power Distribution (South West) Plc | Solar | Photovoltaic | No |  | 0 | 2.19 | [13 empty] | Connected | 2.19 | 2.235 | 2.3526 | 0.05 | 0.0526 | 2017-03-03 | [13 empty] | 2022-09-04 01:02
2200042733479 | 2200042733460 | R j c energy limited | Stoneshill farm, near cullompton, devonstoneshill farm, near cullompton, devon | Stoneshill, Five Bridges | Willand, Cullompton | Exeter | Devon | EX5 3DP | United Kingdom | 302693 | 109891 | Exeter Main Sgp | Tiverton Bsp |  | 33 | Western Power Distribution (South West) Plc | Solar | Photovoltaic | No |  | 0 | 4 | [13 empty] | Connected | 4 | 4 | 4.2105 | 0.05 | 0.0526 | 2017-03-17 | [13 empty] | 2022-09-04 01:02
2200042733869 | 2200042420870 | Lightsource spv 110 limited | Northmoor, whitstone, nr holsworthy, | Embedded, Parsonage Wood Pv | Whitstone | Holsworthy | Devon | EX22 6TD | United Kingdom | 227000 | 97400 | Alverdiscott Sgp |  |  | 132 | Western Power Distribution (South West) Plc | Solar | Photovoltaic | No |  | 0 | 12.77 | Wind | Onshore wind turbines | No |  | 0 | 1 | [7 empty] | Connected | 13.77 | 3.49 | 3.6737 | 0.2 | 0.2105 | 2016-12-01 | [13 empty] | 2022-09-04 01:02
2200042738714 | 2200042738705 | Nextenergy solar holdings vi limited | Axe view farm, wadbrook, axminster, | Axe View | Wadbrook | Axminster | Devon | EX13 7AS | United Kingdom | 332531 | 101790 | Axminster Sgp | Woodcote Bsp |  | 33 | Western Power Distribution (South West) Plc | Solar | Photovoltaic | No |  | 0 | 4.04 | [13 empty] | Connected | 4.04 | 4.04 | 4.2526 | 0.05 | 0.0526 | 2017-03-31 | [13 empty] | 2022-09-04 01:02
2200042742507 | 2200042742491 | Place barton farm solar park limited | Totnes, place barton farm solar park, moreleigh | Place Barton Farm | Moreleigh | Totnes | Devon | TQ9 7JN | United Kingdom | 275878 | 52542 | Abham Sgp | Totnes Bsp |  | 33 | Western Power Distribution (South West) Plc | Solar | Photovoltaic | No |  | 0 | 3.96 | [13 empty] | Connected | 3.96 | 4.081 | 4.2958 | 0.045 | 0.0474 | 2017-03-30 | [13 empty] | 2022-09-04 01:02
2200042742525 | 2200042742516 | Old stone farm solar park limited | Totnes old stone farm solar park, blackawton | Oldstone Farm | Blackawton | Totnes | Devon | TQ9 7DG | United Kingdom | 281687 | 51849 | Abham Sgp | Paignton Bsp | Dartmouth | 33 | Western Power Distribution (South West) Plc | Solar | Photovoltaic | No |  | 0 | 3.92 | [13 empty] | Connected | 3.92 | 4 | 4.2105 | 0.045 | 0.0474 | 2017-03-29 | [13 empty] | 2022-09-04 01:02
2200042748624 | 2200042748615 | Conrad (barton hill) limited | Barton hill way, torquay, tq2 8jg |  | Barton Hill Way | Torquay | Devon | TQ2 8JG | United Kingdom | 290489 | 66422 | Abham Sgp | Torquay Bsp |  | 33 | Western Power Distribution (South West) Plc | Biofuel - Landfill gas | Gas turbine (OCGT) | No |  | 0 | 21 | [13 empty] | Connected | 21 | 20.88 | 21.9789 | 0.9 | 0.9474 | 2017-08-01 | [13 empty] | 2022-09-04 01:02
2200042748642 | 2200042748633 | Conrad (plymouth rock) limited | Plymouth prince rock, faraday road, cattedown | Meter | Prince Rock, Faraday Road | Cattedown | Plymouth | PL4 0SF | United Kingdom | 249772 | 54165 | Abham Sgp | Plymouth Bsp |  | 33 | Western Power Distribution (South West) Plc | Fossil - Gas | Gas turbine (OCGT) | No |  | 0 | 15.4 | [13 empty] | Connected | 15.4 | 15.08 | 15.8737 | 0.2 | 0.2105 | 2017-06-01 | [13 empty] | 2022-09-04 01:02
2200042784491 | 2200042784482 | Hc ess2 limited | Lockleaze 33kv battery storage, land at romney avenue, | Lockleaze Battery Storage | Land At Romney Avenue, Lockleaze | Bristol | North Somerset | BS7 9XT | United Kingdom | 360419 | 176383 | Iron Acton Sgp | Lockleaze Bsp 132Kv |  | 33 | Western Power Distribution (South West) Plc | Stored Energy (all stored energy irrespective of the original energy source) | Storage - Electrochemical (Batteries) | No |  | 0 | 15.4 | [13 empty] | Connected | 15.4 | 15.789 | 16.62 | 15 | 15.7895 | 2017-07-14 | [13 empty] | 2022-09-04 01:02
2200042787386 | 2200042787377 | Alveston wind park limited | Old green 132kv generation station, alveston | Old Gloucester Road | Earthcott Green | Bristol | North Somerset | BS35 3TD | United Kingdom | 365114 | 185227 | Iron Acton Sgp |  |  | 132 | Western Power Distribution (South West) Plc | Wind | Onshore wind turbines | No |  | 0 | 6.9 | [13 empty] | Connected | 6.9 | 6.9 | 7.2632 | 0.12 | 0.1263 | 2017-11-14 | [13 empty] | 2022-09-04 01:02
2200042852343 | 2200042852334 | Glen lyn generations ltd | Glen lyn generations lynmouth | The Old Chapel | - | Lynmouth | Devon | EX35 6ER | United Kingdom | 272321 | 149402 | Alverdiscott Sgp | Barnstaple Bsp | Lynton | 11 | Western Power Distribution (South West) Plc | Water (flowing water or head of water) | Hydro - Run of river | No |  | 0 | 0.7 | Stored Energy (all stored energy irrespective of the original energy source) | Storage - Electrochemical (Batteries) | No |  | 0 | 0.6 | [7 empty] | Connected | 1.3 | 1.4 | 1.4737 | 0.05 | 0.0526 | 2018-04-01 | [13 empty] | 2022-09-04 01:02
2200042910010 | 2200042910020 | Holmsleigh limited | Phillip dennis foodservice roundswell battery storage | Phillip Dennis Foodservice | Brannam Crescent, Roundswell Business Park | Barnstaple | Devon | EX31 3TD | United Kingdom | 253862 | 131560 | Alverdiscott Sgp | Barnstaple Bsp | Roundswell | 11 | Western Power Distribution (South West) Plc | Stored Energy (all stored energy irrespective of the original energy source) | Storage - Electrochemical (Batteries) | No |  | 0 | 3.75 | [13 empty] | Connected | 3.75 | 3.947 | 4.1547 | 3.9 | 4.1053 | 2018-05-30 | [13 empty] | 2022-09-04 01:02
2200042911947 | 2200042911929 | Uk utility reserve limited | Alders way stor, alders way, yalberton industrial estate | Alders Way Stor | Alders Way, Yalberton Industrial Estate | Paignton | Devon | TQ4 7QL | United Kingdom | 287150 | 92790 | Abham Sgp | Paignton Bsp |  | 33 | Western Power Distribution (South West) Plc | Biofuel - Landfill gas | Gas turbine (OCGT) | No |  | 0 | 20 | [13 empty] | Connected | 20 | 21.053 | 22.161 | 0.75 | 0.7895 | 2018-08-28 | [13 empty] | 2022-09-04 01:02
2200042911974 | 2200042911965 | Enersyst limited | Rockingham 33kv generation station rockingham south smoke lane bristol | Rockingham South | Smoke Lane | Avonmouth | Bristol | BS11 0YT | United Kingdom | 335250 | 118050 | Seabank Sgp | Avonmouth Bsp |  | 33 | Western Power Distribution (South West) Plc | Biofuel - Landfill gas | Gas turbine (OCGT) | No |  | 0 | 20 | [13 empty] | Connected | 20 | 20 | 21.0526 | 0.3 | 0.3158 | 2018-06-18 | [13 empty] | 2022-09-04 01:02
2200042911992 | 2200042911983 | Viridor waste management ltd | Bristol - severn road chittening | Viridor Energy To Waste | Severn Road, Chittening | Bristol | North Somerset | BS11 0YU | United Kingdom | 353500 | 182150 | Iron Acton Sgp | Seabank Bsp |  | 33 | Western Power Distribution (South West) Plc | Waste | Steam turbine (thermal power plant) | No |  | 0 | 44.363 | [13 empty] | Connected | 44.363 | 39.175 | 41.2368 | 17.6 | 18.5263 | 2019-09-01 | [13 empty] | 2022-09-04 01:02
2200042914423 | 2200040837510 | The cornwall bakery | Callington 83 tavistock road hv supply | Export Limited, Ginsters Ltd, Moss Side Industrial Estate | Tavistock Road | Callington | Cornwall | PL17 7XG | United Kingdom | 236658 | 69790 | Landulph Sgp | St Germans Bsp | Callington | 11 | Western Power Distribution (South West) Plc | Fossil - Gas | Engine (combustion / reciprocating) | Yes |  | 0 | 2.745 | [13 empty] | Connected | 2.745 | 1.75 | 1.8421 | 5.75 | 6.0526 | 2018-07-01 | [13 empty] | 2022-09-04 01:02
2200042965260 | 2200042965279 | Ssdc opium power limited | Fideoak mill bess, bishops hull, taunton |  | Fideoak Mill Stor, Bishops Hull | Taunton | Somerset | TA4 1AF | United Kingdom | 319260 | 124890 | Taunton Sgp | Taunton Main Bsp |  | 33 | Western Power Distribution (South West) Plc | Stored Energy (all stored energy irrespective of the original energy source) | Storage - Electrochemical (Batteries) | No |  | 0 | 27.72 | [13 empty] | Connected | 27.72 | 31.578 | 33.24 | 30 | 31.5789 | 2020-03-24 | [13 empty] | 2022-09-04 01:02
2200042974050 | 2200042974041 | Eon energy solutions limited | Monkerton energy centre tithebarn lane exeter | Proposed Energy Centre | Monkerton Developement, Pinhoe | Exeter |  | EX1 3RH | United Kingdom | 296860 | 93930 | Exeter Main Sgp | Sowton Bsp |  | 11 | Western Power Distribution (South West) Plc | Fossil - Gas | Engine (combustion / reciprocating) | Yes |  | 0 | 2.99 | [13 empty] | Connected | 2.99 | 3 | 3.1579 | 0.5 | 0.5263 | 2019-04-01 | [13 empty] | 2022-09-04 01:02
2200042991000 | 2200042990994 | Hele manor limited | Hele manor stor, hele manor, hele, taunton, | Hele Manor Stor | Hele Manor, Hele | Taunton | Somerset | TA4 1AH | United Kingdom | 319200 | 124400 | Taunton Sgp | Taunton Main Bsp |  | 33 | Western Power Distribution (South West) Plc | Biofuel - Landfill gas | Gas turbine (OCGT) | No |  | 0 | 20.28 | [13 empty] | Connected | 20.28 | 21.503 | 22.6347 | 0.5 | 0.5263 | 2019-06-06 | [13 empty] | 2022-09-04 01:02
2200042993684 | 2200030347459 | John wainwright & co limited | Shepton mallet moons hill quarry (hv supply) | Moonshill Quarry | Stoke Hill, Stoke St Michael | Radstock |  | BA3 5JU | United Kingdom | 366157 | 146150 | Seabank Sgp | Radstock Bsp 132Kv | Shepton Mallet | 11 | Western Power Distribution (South West) Plc | Solar | Photovoltaic | No |  | 0 | 0.15 | [13 empty] | Connected | 0.15 | 0.15 | 0.1579 | 1.65 | 1.7368 | 2019-04-01 | [13 empty] | 2022-09-04 01:02
2200042996825 | 2200042996816 | Accolade wines limited | Bristol accolade wines kings weston lane | Main Accolade Wines | Accolade Park, Kings Weston Lane, Avonmouth | Bristol |  | BS11 9FG | United Kingdom | 352408 | 179781 | Seabank Sgp | Avonmouth Bsp | Kingsweston | 11 | Western Power Distribution (South West) Plc | Wind | Onshore wind turbines | No |  | 0 | 2.5 | [13 empty] | Connected | 2.5 | 2.632 | 2.7705 | 1.8 | 1.8947 | 2019-05-01 | [13 empty] | 2022-09-04 01:02
2200042996843 | 2200042996834 | C e avonmouth turbine limited | Bristol clean earth wind turbine kings weston lane | Accolade Wines | Accolade Park, Kings Weston Lane, Avonmouth | Bristol | North Somerset | BS11 9FG | United Kingdom | 352404 | 179782 | Seabank Sgp | Avonmouth Bsp | Kingsweston | 11 | Western Power Distribution (South West) Plc | Wind | Onshore wind turbines | No |  | 0 | 2.5 | [13 empty] | Connected | 2.5 | 2.632 | 2.7705 | 0.074 | 0.0779 | 2019-05-01 | [13 empty] | 2022-09-04 01:02
2200042999603 | 2200030348815 | Kawasaki precision machinery (uk) limited | Ernersettle lane plymouth | Kawasaki Prec Mach(Uk)Lt | Ernesettle Lane | Plymouth | Devon | PL5 2SA | United Kingdom | 244508 | 60482 | Landulph Sgp | Ernesettle Bsp | Ernesettle B & S | 11 | Western Power Distribution (South West) Plc | Solar | Photovoltaic | No |  | 0 | 0.099 | [13 empty] | Connected | 0.099 | 0.099 | 0.1042 | 2.2 | 2.3158 | 2018-12-17 | [13 empty] | 2022-09-04 01:02
2200043091403 | 2200043091209 | Creacombe grid limited | Marland fields creacombe 33kv solar park, holbeton, plymouth, |  | Holbeton | Plymouth | Devon | PL8 2JA | United Kingdom | 259125 | 50098 | Abham Sgp | Plympton Bsp |  | 33 | Western Power Distribution (South West) Plc | Solar | Photovoltaic | No |  | 0 | 5.55 | [13 empty] | Connected | 5.55 | 5.6 | 5.8947 | 0.1 | 0.1053 | 2020-01-29 | [13 empty] | 2022-09-04 01:02
2200043121449 | 2200043121420 | Conrad (plymouth) limited | Valley road plympton plymouth | Proposed Gas Fired Generation;53 | Valley Road | Plymouth | Devon | PL7 1RF | United Kingdom | 253224 | 56322 | Abham Sgp | Plympton Bsp | Linketty Lane | 11 | Western Power Distribution (South West) Plc | Biofuel - Landfill gas | Gas turbine (OCGT) | No |  | 0 | 5.041 | [13 empty] | Connected | 5.041 | 5.263 | 5.54 | 0.2 | 0.2105 | 2020-06-01 | [13 empty] | 2022-09-04 01:02
2200043123000 | 2200043122994 | Conrad (langage) limited | Land adjacent to applied automation langage plymouth | Langage Flexible Gas Generatio | Eastern Wood Road, Langage Industrial Estate | Plymouth |  | PL7 5ET | United Kingdom | 256673 | 55860 | Abham Sgp | Plympton Bsp | Langage | 11 | Western Power Distribution (South West) Plc | Biofuel - Landfill gas | Gas turbine (OCGT) | No |  | 0 | 4.3 | [13 empty] | Connected | 4.3 | 4.474 | 4.7095 | 0.2 | 0.2105 | 2020-09-14 | [13 empty] | 2022-09-04 01:02
2200043127706 | 2200030347078 | Bristol city council | Bristol 100 temple street | 100 | Temple Street | Bristol |  | BS1 6AG | United Kingdom | 359360 | 172440 | Iron Acton Sgp | St Pauls Bsp 132Kv | St Pauls Bsp 11Kv | 11 | Western Power Distribution (South West) Plc | Fossil - Oil | Engine (combustion / reciprocating) | Yes |  | 0 | 0.528 | Fossil - Oil | Engine (combustion / reciprocating) | No |  | 0 | 0.3 | [7 empty] | Connected | 0.828 | 0.499 | 0.5253 | 1.2 | 1.2632 | 2020-12-04 | [13 empty] | 2022-09-04 01:02
2200043128694 | 2200030346924 | Sibelco uk limited | East golds works, newton abbot | East Golds Works | Kingsteignton Road | Newton abbot |  | TQ12 2PA | United Kingdom | 286477 | 72203 | Abham Sgp | Newton Abbot Bsp (Forde Road) | Newton Abbot Main | 11 | Western Power Distribution (South West) Plc | Fossil - Gas | Engine (combustion / reciprocating) | Yes |  | 0 | 1.067 | [13 empty] | Connected | 1.067 | 0.5 | 0.5263 | 2.2 | 2.3158 | 2020-04-16 | [13 empty] | 2022-09-04 01:02
2200043154018 | 2200043154027 | Bridgwater resource recycling limited | Bridgwater showground road | Hopkins Concrete Land Adjacent | Showground Road, Bridgewater | Ta6 6aj |  | TA6 6AJ | United Kingdom | 330990 | 134980 | Bridgwater Sgp | Bridgwater Grid Bsp | Colley Lane | 11 | Western Power Distribution (South West) Plc | Waste | Steam turbine (thermal power plant) | No |  | 0 | 10 | [13 empty] | Connected | 10 | 7.75 | 8.1579 | 1.9 | 2 | 2021-10-01 | [13 empty] | 2022-09-04 01:02
2200043161743 | 2200043161734 | Cornwall council | Ventonteague wind turbine, zelah, truro | Ventonteague Wind Turbine | Zelah | Truro | Cornwall | TR4 9JF | United Kingdom | 118312 | 5334 | Indian Queens Sgp | Truro Bsp | Truro Shortlanesend | 33 | Western Power Distribution (South West) Plc | Wind | Onshore wind turbines | No |  | 0 | 2.35 | [13 empty] | Connected | 2.35 | 2.421 | 2.5484 | 0.024 | 0.0253 | 2020-08-10 | [13 empty] | 2022-09-04 01:02
2200043163616 | 2200030353416 | University hospitals bristol and weston nhs foundation trust | Weston super mare hospital | Weston General Hospital | Grange Road, Uphill | Weston-super-mare |  | BS23 4TQ | United Kingdom | 332390 | 158539 | Seabank Sgp | Weston Bsp 132Kv | Bournville | 11 | Western Power Distribution (South West) Plc | Fossil - Gas | Engine (combustion / reciprocating) | Yes |  | 0 | 0.375 | [13 empty] | Connected | 0.375 | 0.375 | 0.3947 | 2.3 | 2.421 | 2012-07-01 | [13 empty] | 2022-09-04 01:02
2200043167062 | 2200030348202 | Interfish ltd | Interfish wallsend industrial estate cattedown plymouth | Wallsend Industrial Estate | Cattedown Road | Plymouth | Devon | PL4 0RW | United Kingdom | 249370 | 53617 | Abham Sgp | Plymouth Bsp | Prince Rock | 11 | Western Power Distribution (South West) Plc | Solar | Photovoltaic | No |  | 0 | 0.2394 |  |  | No |  | 0 | 0.05 | [7 empty] | Connected | 0.2894 | 0.099 | 0.1042 | 1.7 | 1.7895 | 2022-05-06 | [13 empty] | 2022-09-04 01:02
2200043210940 | 2200043210930 | Wse west holcombe limited | Quartley farm, bowdens lane, shillingford, tiverton, devon ex19 9bu | West Holcombe, Quartley Farm | Bowdens Lane, Shillingford | Tiverton | Devon | EX16 9BU | United Kingdom | 298483 | 125268 | Alverdiscott Sgp | Barnstaple Bsp |  | 33 | Western Power Distribution (South West) Plc | Solar | Photovoltaic | No |  | 0 | 5.425 | [13 empty] | Connected | 5.425 | 5.711 | 6.0116 | 0.198 | 0.2084 | 2022-02-14 | [13 empty] | 2022-09-04 01:02
2200043245190 | 2200043245180 | Voltalia uk limited | Hallen industrial park severn road avonmouth bristol | Hallen 33Kv Battery, Severn Road Battery Storage 2 | Land At Severn Road | Avonmouth |  | BS10 7SE | United Kingdom | 354364 | 108117 | Seabank Sgp | Portishead New Bsp |  | 33 | Western Power Distribution (South West) Plc | Solar | Photovoltaic | No |  | 0 | 32 | [13 empty] | Connected | 32 | 30.947 | 32.5758 | 29.4 | 30.9474 | 2021-11-04 | [13 empty] | 2022-09-04 01:02
2200043318731 | 2200030366949 | Pattemores transport (crewkerne) ltd | Crewkerne misterton mosterton road boundary stables | Boundary Stables | Mosterton Road, Misterton | Crewkerne | Somerset | TA18 8NT | United Kingdom | 346009 | 107163 | Axminster Sgp | Woodcote Bsp | Crewkerne | 11 | Western Power Distribution (South West) Plc | Solar | Photovoltaic | No |  | 0 | 1.665 | [13 empty] | Connected | 1.665 | 1.665 | 1.7526 | 1.2 | 1.2632 | 2021-09-23 | [13 empty] | 2022-09-04 01:02
2200043332940 | 2200043332959 | Two post solar limited | Two post cross pv spreyton devon | Solar Storage Project | Two Post Cross | Spreyton |  | EX17 5AZ | United Kingdom | 267760 | 95610 | Alverdiscott Sgp | North Tawton Bsp |  | 33 | Western Power Distribution (South West) Plc | Solar | Photovoltaic | No |  | 0 | 9 | [13 empty] | Connected | 9 | 8.163 | 8.5926 | 0.1 | 0.1053 | 2021-11-10 | [13 empty] | 2022-09-04 01:02
2200043334167 | 2200043334176 | Bowerhouse ii solar limited | Land to south of havage drove, hewish, weston super mare | Bowerhouse Ii | Land To S Of Havage Drove, Hewish | Weston super mare |  | BS24 6UA | United Kingdom | 334068 | 116174 | Bridgwater Sgp | Churchill Bsp 132Kv |  | 33 | Western Power Distribution (South West) Plc | Solar | Photovoltaic | No |  | 0 | 15.6 | [13 empty] | Connected | 15.6 | 7.143 | 7.5189 | 0.2 | 0.2105 | 2022-01-28 | [13 empty] | 2022-09-04 01:02
2200043352495 | 2200043352486 | Biogas technology limited | Gas generator |  | Marshall Road Gas Generator, Plympton | Plymouth |  | PL7 4NW | United Kingdom | 252279 | 56500 | Abham Sgp | Plympton Bsp | Linketty Lane | 11 | Western Power Distribution (South West) Plc | Fossil - Gas | Engine (combustion / reciprocating) | No |  | 0 | 6.9 | [13 empty] | Connected | 6.9 | 2.3 | 2.421 | 0.15 | 0.1579 | 2022-03-15 | [13 empty] | 2022-09-04 01:02
2200043358780 | 2200043307020 | Trelan holdings limited | Trelan barn, menerdue lane, carnmenellis, redruth, tr16 6pd | Trelan Barn | Menerdue Lane, Carnmenellis | Redruth |  | TR16 6PD | United Kingdom | 172978 | 34541 | Indian Queens Sgp | Rame Bsp | Constantine 33Kv | 0.4 | Western Power Distribution (South West) Plc | Solar | Photovoltaic | No |  | 0 | 2 | [13 empty] | Connected | 2 | 0.12 | 0.1263 | 0.276 | 0.2905 | 2022-02-01 | [13 empty] | 2022-09-04 01:02
2200043365458 | 2200043365467 | Conrad (minehead) limited | Minehead brunel way | Minehead Power Generation Plant Export | Brunel Way | Minehead |  | TA24 5BY | United Kingdom | 297620 | 145810 | Taunton Sgp | Bowhays Cross Bsp | Alcombe | 11 | Western Power Distribution (South West) Plc | Fossil - Gas | Gas turbine (OCGT) | No |  | 0 | 7.323 | [13 empty] | Connected | 7.323 | 7.579 | 7.9779 | 0.2 | 0.2105 | 2022-02-03 | [13 empty] | 2022-09-04 01:02
2200043373830 |  | Ambition community energy cic | Ambition community energy wind turbine | Ambition Community Energy Wind Turbine | Severn Road, Avonmouth | Bristol |  | BS11 0YL | United Kingdom | [5 empty] | 11 | Western Power Distribution (South West) Plc | Wind | Onshore wind turbines | No |  | 0 | 4.2 | [13 empty] | Connected | 4.2 | 4.421 | 4.6537 | 0.156 | 0.1642 | 2023-01-31 | [13 empty] | 2022-09-04 01:02
2200043374026 | 2200040769933 | Atlantic inertial systems limited | Atlantic inertial systems ltd | Collins Aerospace | Clittaford Road | Plymouth | Devon | PL6 6DE | United Kingdom | 249521 | 61277 | Landulph Sgp | Ernesettle Bsp | Southway | 11 | Western Power Distribution (South West) Plc | Solar | Photovoltaic | No |  | 0 | 0.5 | [13 empty] | Connected | 0.5 | 0.4 | 0.421 | 2 | 2.1053 | 2022-02-14 | [13 empty] | 2022-09-04 01:02
2200043378883 | 2200030349010 | E & j w glendinning limited | Linhay hill quarry | Linhay Hill Quarry | Ashburton | Newton abbot |  | TQ13 7ES | United Kingdom | 276934 | 70871 | Abham Sgp | Totnes Bsp | Ashburton | 11 | Western Power Distribution (South West) Plc | Solar | Photovoltaic | No |  | 0 | 0.499 | [13 empty] | Connected | 0.499 | 0.4 | 0.421 | 1.4 | 1.4737 | 2022-02-26 | [13 empty] | 2022-09-04 01:02
2200043406820 | 2200030149063 | Princess yachts ltd | Coypool road | Princess Yachts International Limited | Coypool Road, Plympton | Plymouth | Devon | PL7 4NW | United Kingdom | 251975 | 57214 | Abham Sgp | Plymouth Bsp | Longbridge | 11 | Western Power Distribution (South West) Plc | Solar | Photovoltaic | No |  | 0 | 1.62 | [13 empty] | Connected | 1.62 | 1.822 | 1.9179 | 2.2 | 2.3158 | 2022-05-06 | [13 empty] | 2022-09-04 01:02
|  | Enviroparks hirwaun ltd | Enviroparks | Fifth Avenue | Hirwaun | Aberdare |  | CF44 9YN | United Kingdom | 329878 | 214332 | Swansea North Grid | Hirwaun Grid | Hirwaun Primary | 33 | Western Power Distribution (South Wales) Plc | Biofuel - Landfill gas | Gas turbine (OCGT) | Yes |  | 0 | 0 | [13 empty] | Accepted to connect | [6 empty] | 0 | 18.75 | 19.7368 | 3 | 3.1579 | 2011-11-18 | 2022-12-31 | [6 empty] | 2022-09-04 01:02
|  | Stuart partners ltd | Hill barton business park | Sidmouth Road | Clyst Stmary | Exeter | Decon | EX5 1SD | United Kingdom | 300323 | 90987 | Exeter Main Sgp | Sowton Bsp |  | 11 | Western Power Distribution (South West) Plc | Waste | Steam turbine (thermal power plant) |  |  | 0 | 11 | [13 empty] | Accepted to connect | [6 empty] | 11 | 11 | 11.5789 | 1.8 | 1.8947 | 2011-09-26 | 2023-02-01 | [6 empty] | 2022-09-04 01:02
|  | Energie kontor uk ltd | Cefn blaenau, wind turbines |  | Rhydcymerau | Llandeilo |  | SA19 7RF | United Kingdom | 257697 | 241815 | Swansea North Grid | Lampeter Grid | Lampeter Primary | 11 | Western Power Distribution (South Wales) Plc | Wind | Onshore wind turbines |  |  | 0 | 0 | [13 empty] | Accepted to connect | [6 empty] | 0 | 5 | 5.2632 | 5 | 5.2632 | 2013-03-06 | 2022-11-01 | [6 empty] | 2022-09-04 01:02
|  | Voltalia uk limited | Cil ddewi uchaf, solar pv |  | Llannon | Llanelli |  | SA14 8JZ | United Kingdom | 254683 | 206268 | Swansea North Grid | Swansea North Bsp |  | 33 | Western Power Distribution (South Wales) Plc | Solar | Photovoltaic |  |  | 0 | 30 | [13 empty] | Accepted to connect | [6 empty] | 30 | 30 | 31.5789 | 0.1 | 0.1053 | 2013-09-05 | 2023-01-04 | [6 empty] | 2022-09-04 01:02
|  | Push energy (decoy) ltd | Decoy farm, , organic recycling ltd | Spalding Road |  | Peterborough |  | PE6 0LX | United Kingdom | 526194 | 312815 | Walpole 132Kv S Stn | Spalding Clay Lake 33Kv S Stn |  | 33 | Western Power Distribution (East Midlands) Plc | Biofuel - Biogas from anaerobic digestion (excluding landfill & sewage) | Engine (combustion / reciprocating) |  |  | 0 | 18 | [13 empty] | Accepted to connect | [6 empty] | 18 | 18 | 18.9474 | 0 | 0 | 2013-08-06 | 2024-12-02 | [6 empty] | 2022-09-04 01:02
|  | Ecotricity group limited | Lodge farm | Doulting |  | Shepton mallet | Somerset | BA4 4ND | United Kingdom | 364775 | 145212 | Seabank Sgp | Radstock Bsp 132Kv |  | 33 | Western Power Distribution (South West) Plc | Solar | Photovoltaic |  |  | 0 | 0 | [13 empty] | Accepted to connect | [6 empty] | 0 | 4.2 | 4.4211 | 4.2 | 4.4211 | 2014-01-08 | 2023-10-29 | [6 empty] | 2022-09-04 01:02
|  | Green energy networks ltd | Wittering | Ford Road | Wittering | Stamford | Peterborough | PE6 | United Kingdom |  |  | Walpole 132Kv S Stn | Stamford 33Kv S Stn | Wittering 33 11Kv S Stn | 11 | Western Power Distribution (East Midlands) Plc | Solar | Photovoltaic |  |  | 0 | 3 | [13 empty] | Accepted to connect | [6 empty] | 3 | 3 | 3.1579 | 0.1 | 0.1053 | 2014-10-07 | 2023-03-02 | [6 empty] | 2022-09-04 01:02
|  | Carn nicholas solar limited | Carn nicholas farm, tir john solar park |  | Bonymaen | Swansea |  | SA1 7BL | United Kingdom | 267731 | 194172 | Swansea North Grid | Tir John Power Station |  | 33 | Western Power Distribution (South Wales) Plc | Solar | Photovoltaic |  |  | 0 | 8 | [13 empty] | Accepted to connect | [6 empty] | 8 | 7.84 | 8.2526 | 0.05 | 0.0526 | 2014-05-07 | 2022-09-22 | [6 empty] | 2022-09-04 01:02
|  | Mr stuart watcham | Foel trawsnant wind farm |  |  | Port talbot |  |  | United Kingdom |  |  | Pyle Grid | Pyle Bsp |  | 66 | Western Power Distribution (South Wales) Plc | Wind | Onshore wind turbines |  |  | 0 | 35 | [13 empty] | Accepted to connect | [6 empty] | 35 | 35 | 36.8421 | 0.5 | 0.5263 | 2014-10-14 | 2023-03-31 | [6 empty] | 2022-09-04 01:02
|  | Wse pembrokeshire limited | Blackberry lane solar park | Pembroke Dock |  | Pembrokeshire |  |  | United Kingdom |  |  | Pembroke Power Station | Golden Hill Grid |  | 33 | Western Power Distribution (South Wales) Plc | Solar | Photovoltaic |  |  | 0 | 22 | [13 empty] | Accepted to connect | [6 empty] | 22 | 22 | 23.1579 | 0.1 | 0.1053 | 2014-10-29 | 2023-09-30 | [6 empty] | 2022-09-04 01:02
|  | Water and waste services ltd | Queen charlton recycling centre |  | Keynsham | Bristol |  | BS31 2TN | United Kingdom | 363397 | 165957 | Iron Acton Sgp | Feeder Road 33Kv | Whitchurch | 11 | Western Power Distribution (South West) Plc | Biofuel - Landfill gas | Gas turbine (OCGT) |  |  | 0 | 1.6 | [13 empty] | Accepted to connect | [6 empty] | 1.6 | 1.6 | 1.6842 | 0.5 | 0.5263 | 2014-10-24 | 2022-11-01 | [6 empty] | 2022-09-04 01:02
|  | Wentloog farmers' solar scheme limited | Hawse farm, wentloog levels solar park | Hawse Lane | Stbrides Wentloog | Newport |  | NP10 8SR | United Kingdom | 328156 | 181406 | Uskmouth | Newport West |  | 132 | Western Power Distribution (South Wales) Plc | Solar | Photovoltaic |  |  | 0 | 41 | [13 empty] | Accepted to connect | [6 empty] | 41 | 41 | 43.1579 | 0.001 | 0.001 | 2015-03-20 | 2023-03-21 | [6 empty] | 2022-09-04 01:02
|  | Ecotricity | Six hundred farm, heckington fen | Six Hundred Drove | East Heckington | Lincolnshire |  | PE20 3QQ | United Kingdom |  |  | Bicker Fen 132Kv S Stn |  |  | 33 | Western Power Distribution (East Midlands) Plc | Wind | Onshore wind turbines |  |  | 0 | 54 | Wind | Onshore wind turbines |  |  | 0 | 54 | [7 empty] | Accepted to connect | [6 empty] | 108 | 54 | 56.8421 | 1.305 | 1.3737 | 2015-04-17 | 2024-10-01 | [6 empty] | 2022-09-04 01:02
|  | Tge management company limited | Blackbridge farm | Cranford Road |  | Burton latimer |  | NN15 5TB | United Kingdom | 491049 | 276057 | Grendon 132Kv S Stn | Kettering 33Kv S Stn | Burton Latimer 33 11Kv S Stn | 33 | Western Power Distribution (East Midlands) Plc | Solar | Photovoltaic |  |  | 0 | 10 | [13 empty] | Accepted to connect | [6 empty] | 10 | 10 | 10.5263 | 0.001 | 0.001 | 2015-02-19 | 2023-01-18 | [6 empty] | 2022-09-04 01:02
|  | Renewable energy systems ltd | Brecgfa north wind farm |  | Llanllwni | Pencader |  | SA39 9ED | United Kingdom | 251561 | 236674 | Swansea North Grid | Swansea North Bsp |  | 132 | Western Power Distribution (South Wales) Plc | Wind | Onshore wind turbines |  |  | 0 | 20 | [13 empty] | Accepted to connect | [6 empty] | 20 | 20 | 21.0526 | 0.32 | 0.3368 | 2015-07-14 | 2023-06-30 | [6 empty] | 2022-09-04 01:02
|  | Reg abergorki ltd | Abergorki wind farm |  |  | Treorchy |  | CF42 6TF | United Kingdom | 295566 | 209300 | Swansea North Grid | Hirwaun Grid |  | 33 | Western Power Distribution (South Wales) Plc | Wind | Onshore wind turbines |  |  | 0 | 9.9 | [13 empty] | Accepted to connect | [6 empty] | 9.9 | 9.9 | 10.421 | 0.12 | 0.1263 | 2015-07-14 | 2023-02-06 | [6 empty] | 2022-09-04 01:02
|  | Melin court wind farm ltd | Melin court wind farm | Llwyncoedwr | Resolven | Neath |  | SA11 4EF | United Kingdom | 282389 | 202443 | Swansea North Grid | Hirwaun Grid |  | 33 | Western Power Distribution (South Wales) Plc | Wind | Onshore wind turbines |  |  | 0 | 15 | [13 empty] | Accepted to connect | [6 empty] | 15 | 15 | 15.7895 | 0.2 | 0.2105 | 2015-10-05 | 2024-09-01 | [6 empty] | 2022-09-04 01:02
|  | Rwe renewables uk swindon limited | Brechfa west extension wind farm |  | Brechfa | Carmarthen |  | SA32 7QR | United Kingdom | 251529 | 230949 | Swansea North Grid | Rhos Grid |  | 132 | Western Power Distribution (South Wales) Plc | Wind | Onshore wind turbines |  |  | 0 | 18 | [13 empty] | Accepted to connect | [6 empty] | 18 | 18 | 18.9474 | 0.1 | 0.1053 | 2016-02-09 | 2024-12-31 | [6 empty] | 2022-09-04 01:02
|  | Eeb14 limited | Wauntysswg park, 30mw solar pv |  | Rhymney | Tredegar |  | NP2 5BQ | United Kingdom |  |  | Rassau Gsp | Ebbw Vale |  | 33 | Western Power Distribution (South Wales) Plc | Solar | Photovoltaic |  |  | 0 | 30.612 | [13 empty] | Accepted to connect | [6 empty] | 30.612 | 30.612 | 32.2232 | 0.03 | 0.0316 | 2015-12-11 | 2023-07-14 | [6 empty] | 2022-09-04 01:02
|  | Solar energy farm limited | Long acre | Temp Supply | Court Colman | Bridgend | Mid Glamorgan | CF32 0HD | United Kingdom | 288291 | 182867 | Pyle Grid | Bridgend Grid | Litchard | 11 | Western Power Distribution (South Wales) Plc | Solar | Photovoltaic |  |  | 0 | 1 | [13 empty] | Accepted to connect | [6 empty] | 1 | 1 | 1.0526 | 0.04 | 0.0421 | 2016-02-29 | 2023-03-30 | [6 empty] | 2022-09-04 01:02
|  | Renewable energy systems ltd | Upper ogmore wind farm | Land At Blaengarw | Nant Y Moel | Bridgend |  |  | United Kingdom |  |  | Grange | Grange Bsp |  | 66 | Western Power Distribution (South Wales) Plc | Wind | Onshore wind turbines |  |  | 0 | 23.8 | [13 empty] | Accepted to connect | [6 empty] | 23.8 | 23.8 | 25.0526 | 0.1 | 0.1053 | 2016-01-11 | 2024-12-31 | [6 empty] | 2022-09-04 01:02
|  | Locogen ltd | W t llygad enwyn |  |  | Llanybydder |  |  | United Kingdom |  |  | Swansea North Grid | Lampeter Grid | Lampeter Primary | 11 | Western Power Distribution (South Wales) Plc | Wind | Onshore wind turbines |  |  | 0 | 0 | [13 empty] | Accepted to connect | [6 empty] | 0 | 0 | 0 | 1.725 | 1.8158 | 2016-08-10 | 2022-12-06 | [6 empty] | 2022-09-04 01:02
|  | Noriker perseverance limited | Land off | Perseverance Road |  | Hereford |  | HR4 9SE | United Kingdom |  |  | Bishops Wood 132Kv S Stn | Hereford 66Kv S Stn |  | 66 | Western Power Distribution (West Midlands) Plc | Stored Energy (all stored energy irrespective of the original energy source) | Storage - Electrochemical (Batteries) |  |  | 0 | 28 | [13 empty] | Accepted to connect | [6 empty] | 28 | 28 | 29.4737 | 8 | 8.421 | 2016-05-11 | 2022-11-23 | [6 empty] | 2022-09-04 01:02
|  | Ire 001 limited | Grid connection, , import meter | Ernesettle Lane | Ernesettle | Plymouth |  | PL5 2TT | United Kingdom | 244665 | 60213 | Landulph Sgp | Ernesettle Bsp |  | 33 | Western Power Distribution (South West) Plc | Stored Energy (all stored energy irrespective of the original energy source) | Storage - Electrochemical (Batteries) |  |  | 0 | 20 | [13 empty] | Accepted to connect | [6 empty] | 20 | 20 | 21.0526 | 22 | 23.1579 | 2016-07-27 | 2023-08-15 | [6 empty] | 2022-09-04 01:02
|  | Southbrook gas generation limited | Land at southbrook farm | Sudbrook Road | Caldicot | Gwent |  | NP26 5SR | United Kingdom | 350841 | 187929 | Uskmouth | Sudbrook |  | 33 | Western Power Distribution (South Wales) Plc | Biomass | Steam turbine (thermal power plant) |  |  | 0 | 20 | [13 empty] | Accepted to connect | [6 empty] | 20 | 20 | 21.0526 | 0.01 | 0.0105 | 2016-05-23 | 2023-06-08 | [6 empty] | 2022-09-04 01:02
|  | Harlaxton engineering services | Boston 2 biomass power station | Riverside Industrial Estate |  | Boston |  | PE21 7RQ | United Kingdom | 533745 | 341873 | Walpole 132Kv S Stn |  |  | 132 | Western Power Distribution (East Midlands) Plc | Biomass | Steam turbine (thermal power plant) |  |  | 0 | 20 | [13 empty] | Accepted to connect | [6 empty] | 20 | 80 | 84.2105 | 5.062 | 5.3284 | 2016-09-22 | 2023-04-28 | [6 empty] | 2022-09-04 01:02
|  | Eeb18 limited | Generation scheme | Longney Estate |  | Gloucestershire |  | GL2 3SH | United Kingdom | 377104 | 212526 | Port Ham 132Kv S Stn |  |  | 132 | Western Power Distribution (West Midlands) Plc | Solar | Photovoltaic |  |  | 0 | 25 | [13 empty] | Accepted to connect | [6 empty] | 25 | 25 | 26.3158 | 0.03 | 0.0316 | 2016-08-15 | 2023-01-16 | [6 empty] | 2022-09-04 01:02
|  | Energion ltd | Pencoed, diesel/biodiesel engine | Felindre Road |  | Pencoed |  | CF35 5HU | United Kingdom | 297151 | 181383 | Upper Boat | Upper Boat Bsp |  | 132 | Western Power Distribution (South Wales) Plc | Biofuel - Landfill gas | Gas turbine (OCGT) |  |  | 0 | 40 | [13 empty] | Accepted to connect | [6 empty] | 40 | 40 | 42.1053 | 0.1 | 0.1053 | 2016-07-13 | 2023-06-15 | [6 empty] | 2022-09-04 01:02
|  | Elgin energy esco ltd | Thurlaston estate | Desford Road | Thurlaston | Leicester |  | LE9 7TD | United Kingdom | 451036 | 300627 | Enderby 132Kv S Stn |  |  | 132 | Western Power Distribution (East Midlands) Plc | Solar | Photovoltaic |  |  | 0 | 49.9 | [13 empty] | Accepted to connect | [6 empty] | 49.9 | 49.9 | 52.5263 | 0.09 | 0.0947 | 2016-10-18 | 2023-08-08 | [6 empty] | 2022-09-04 01:02
|  | Gheb2 b1 limited | - | Breach Farm At 132 |  | Swadlincote, | Derbyshire | DE12 6RJ | United Kingdom |  |  | Drakelow 132Kv | Gresley 132Kv S Stn |  | 132 | Western Power Distribution (East Midlands) Plc | Stored Energy (all stored energy irrespective of the original energy source) | Storage - Electrochemical (Batteries) |  |  | 0 | 0.001 | [13 empty] | Accepted to connect | [6 empty] | 0.001 | 40 | 42.1053 | 40 | 42.1053 | 2016-08-04 | 2022-12-15 | [6 empty] | 2022-09-04 01:02
|  | Waters wye associates ltd | Simec power 1 | Corporation Road |  | Newport |  | NP19 4XE | United Kingdom | 333476 | 184857 | Uskmouth | Newport South |  | 33 | Western Power Distribution (South Wales) Plc | Fossil - Oil | Engine (combustion / reciprocating) |  |  | 0 | 19.8 | [13 empty] | Accepted to connect | [6 empty] | 19.8 | 19.8 | 20.8421 | 0.12 | 0.1263 | 2016-08-18 | 2026-12-31 | [6 empty] | 2022-09-04 01:02
|  | Hatton solar farm limited | Stourton estate | Top Yard | Baumber | Horncastle |  | LN9 5PB | United Kingdom | 521724 | 375705 | West Burton 132Kv S Stn |  | North Greetwell 132Kv Switching Station | 132 | Western Power Distribution (East Midlands) Plc | Fossil - Gas | Gas turbine (OCGT) |  |  | 0 | 49.9 | [13 empty] | Accepted to connect | [6 empty] | 49.9 | 49.9 | 52.5263 | 1 | 1.0526 | 2017-01-17 | 2023-02-20 | [6 empty] | 2022-09-04 01:02
|  | Wykes engineering ltd | Chelveston energy park-, (wpd switchroom 926237), federal estates ltd | Chelveston |  | Northants |  |  | United Kingdom |  |  | Grendon 132Kv S Stn | Irthlingborough 33Kv S Stn |  | 33 | Western Power Distribution (East Midlands) Plc | Stored Energy (all stored energy irrespective of the original energy source) | Storage - Electrochemical (Batteries) |  |  | 0 | 0 | [13 empty] | Accepted to connect | [6 empty] | 0 | 0 | 0 | 20 | 21.0526 | 2017-02-07 | 2022-11-30 | [6 empty] | 2022-09-04 01:02
|  | Alveston wind park limited | Old green battery |  |  | Bristol |  | BS35 3TD | United Kingdom | 364494 | 185029 | Iron Acton Sgp |  |  | 132 | Western Power Distribution (South West) Plc | Wind | Onshore wind turbines |  |  | 0 | 10 | [13 empty] | Accepted to connect | [6 empty] | 10 | 10 | 10.5263 | 10 | 10.5263 | 2017-02-10 | 2023-05-05 | [6 empty] | 2022-09-04 01:02
|  | El (avonmouth) limited | Severn road (gas) 132kv | Land At: Severn Road |  | Avonmouth |  | BS10 7SE | United Kingdom |  |  | Seabank Sgp | Portishead New Bsp |  | 132 | Western Power Distribution (South West) Plc | Fossil - Gas | Gas turbine (OCGT) |  |  | 0 | 20 | [13 empty] | Accepted to connect | [6 empty] | 20 | 20 | 21.0526 | 0.2 | 0.2105 | 2017-04-03 | 2023-02-17 | [6 empty] | 2022-09-04 01:02
|  | Grendon storage limited | Ess option | Land Ne Of Cogenhoe Road |  | Grendon | Northamptonshire |  | United Kingdom |  |  | Grendon 132Kv S Stn |  |  | 132 | Western Power Distribution (East Midlands) Plc | Stored Energy (all stored energy irrespective of the original energy source) | Storage - Electrochemical (Batteries) |  |  | 0 | 0.001 | [13 empty] | Accepted to connect | [6 empty] | 0.001 | 49.9 | 52.5263 | 49.9 | 52.5263 | 2017-06-28 | 2023-03-02 | [6 empty] | 2022-09-04 01:02
|  | Corby renewable energy limited | Corby biomass power station | Gretton Brook Road |  | Corby |  | NN17 2BA | United Kingdom |  |  | Grendon 132Kv S Stn | Corby No2 33Kv S Stn |  | 33 | Western Power Distribution (East Midlands) Plc | Biomass | Steam turbine (thermal power plant) |  |  | 0 | 9 | [13 empty] | Accepted to connect | [6 empty] | 9 | 9 | 9.4737 | 1.2 | 1.2632 | 2017-11-06 | 2023-03-01 | [6 empty] | 2022-09-04 01:02
|  | Capital on site limited | Cornwall bio park | Hallenbeagle / Scorrier |  | Camborne pool |  | TR16 5BD | United Kingdom | 172540 | 44402 | Indian Queens Sgp | Camborne Bsp |  | 33 | Western Power Distribution (South West) Plc | Fossil - Gas | Engine (combustion / reciprocating) |  |  | 0 | 10 | [13 empty] | Accepted to connect | [6 empty] | 10 | 10 | 10.5263 | 0.3 | 0.3158 | 2017-08-24 | 2023-02-01 | [6 empty] | 2022-09-04 01:02
|  | Gheb2 c6 limited | Whitehouse farm | Rhydd Road |  | Guarlford | Malvern | WR13 6NZ | United Kingdom | 382304 | 245311 | Bishops Wood 132Kv S Stn |  |  | 132 | Western Power Distribution (West Midlands) Plc | Stored Energy (all stored energy irrespective of the original energy source) | Storage - Electrochemical (Batteries) |  |  | 0 | 40 | [13 empty] | Accepted to connect | [6 empty] | 40 | 40 | 42.1053 | 40 | 42.1053 | 2017-05-23 | 2023-01-30 | [6 empty] | 2022-09-04 01:02
|  | El (avonmouth) limited | "severn road 2" | Severn Road |  | Avonmouth |  | BS10 7SE | United Kingdom | 354376 | 181119 | Seabank Sgp | Portishead New Bsp |  | 132 | Western Power Distribution (South West) Plc | Fossil - Gas | Gas turbine (OCGT) |  |  | 0 | 20 | [13 empty] | Accepted to connect | [6 empty] | 20 | 20 | 21.0526 | 0.2 | 0.2105 | 2017-06-08 | 2023-05-18 | [6 empty] | 2022-09-04 01:02
|  | Stepnell ltd | Lawford road | Rugby |  | Warwickshire |  | CV21 2HS | United Kingdom | 448532 | 275351 | Coventry 132Kv S Stn | Rugby 33Kv S Stn | Lawford 33 11Kv S Stn | 11 | Western Power Distribution (East Midlands) Plc | Solar | Photovoltaic |  |  | 0 | 1.155 | [13 empty] | Accepted to connect | [6 empty] | 1.155 | 1.155 | 1.2158 | 0 | 0 | 2017-08-01 | 2022-11-30 | [6 empty] | 2022-09-04 01:02
|  | Stony energy storage limited | Land at potash farm | Nash Road |  | Beachampton |  | MK19 6EA | United Kingdom | 478059 | 235727 | East Claydon 132Kv S Stn |  |  | 132 | Western Power Distribution (East Midlands) Plc | Solar | Photovoltaic |  |  | 0 | 49.99 | [13 empty] | Accepted to connect | [6 empty] | 49.99 | 49.99 | 52.621 | 49.99 | 52.621 | 2017-11-27 | 2023-02-16 | [6 empty] | 2022-09-04 01:02
|  | Eeb27 limited | Ranksborough farm, 1014 | Langham |  | Oakham | Leicestershire | LE15 7EJ | United Kingdom | 483694 | 311011 | Grendon 132Kv S Stn | Oakham 33Kv S Stn |  | 33 | Western Power Distribution (East Midlands) Plc | Solar | Photovoltaic |  |  | 0 | 30 | [13 empty] | Accepted to connect | [6 empty] | 30 | 30 | 31.5789 | 0.03 | 0.0316 | 2017-09-28 | 2023-10-30 | [6 empty] | 2022-09-04 01:02
|  | Berkeley battery storage 2 limited | Berkeley battery storage 2 ltd | Kitts Green Lane |  | Berkeley |  | GL11 6BB | United Kingdom | 371882 | 197698 | Iron Acton 132Kv S Stn |  |  | 132 | Western Power Distribution (West Midlands) Plc | Stored Energy (all stored energy irrespective of the original energy source) | Storage - Electrochemical (Batteries) |  |  | 0 | 49.9 | [13 empty] | Accepted to connect | [6 empty] | 49.9 | 49.9 | 52.5263 | 49.9 | 52.5263 | 2017-09-06 | 2023-04-05 | [6 empty] | 2022-09-04 01:02
|  | Ecotricity group ltd | Science & technology park, generation scheme | Berkeley Green | Berkeley Centre | Berkeley |  | GL13 9PA | United Kingdom | 365997 | 199490 | Iron Acton 132Kv S Stn | Ryeford 132Kv S Stn | Berkeley 33 11Kv S Stn | 11 | Western Power Distribution (West Midlands) Plc | Stored Energy (all stored energy irrespective of the original energy source) | Storage - Electrochemical (Batteries) |  |  | 0 | 1 | [13 empty] | Accepted to connect | [6 empty] | 1 | 1 | 1.0526 | 2 | 2.1053 | 2017-09-19 | 2023-06-01 | [6 empty] | 2022-09-04 01:02
|  | Eeb30 limited | Land at south wheatley pv, 1019 | Sturton Road | South Wheatley | Retford | Nottinghamshire | DN22 9DW | United Kingdom | 477065 | 385230 | West Burton 132Kv S Stn |  |  | 132 | Western Power Distribution (East Midlands) Plc | Solar | Photovoltaic |  |  | 0 | 40.477 | [13 empty] | Accepted to connect | [6 empty] | 40.477 | 40 | 42.1053 | 0.03 | 0.0316 | 2017-09-29 | 2022-11-28 | [6 empty] | 2022-09-04 01:02
|  | G s c 1 limited | Proposed generation | Warne Road |  | Weston super mare |  |  | United Kingdom |  |  | Seabank Sgp | Weston Bsp 132Kv |  | 33 | Western Power Distribution (South West) Plc | Fossil - Gas | Engine (combustion / reciprocating) |  |  | 0 | 20 | [13 empty] | Accepted to connect | [6 empty] | 20 | 20 | 21.0526 | 1 | 1.0526 | 2017-10-09 | 2023-09-28 | [6 empty] | 2022-09-04 01:02
|  | Wykes engineering ltd | Wykes engineering ltd | Goosey Lodge Estate | Wymington | Northants |  | NN10 9LU | United Kingdom | 496519 | 263689 | Grendon 132Kv S Stn | Irthlingborough 33Kv S Stn |  | 33 | Western Power Distribution (East Midlands) Plc | Waste | Steam-gas turbine (CCGT) |  |  | 0 | 0.001 | [13 empty] | Accepted to connect | [6 empty] | 0.001 | 0.001 | 0.001 | 5 | 5.2632 | 2017-09-04 | 2023-06-30 | [6 empty] | 2022-09-04 01:02
|  | Newtonwood energy storage ltd | Newton wood farm | Newton |  | Alfreton |  | DE55 5SG | United Kingdom | 445299 | 360192 | Chesterfield 132Kv S Stn |  |  | 132 | Western Power Distribution (East Midlands) Plc | Stored Energy (all stored energy irrespective of the original energy source) | Storage - Electrochemical (Batteries) |  |  | 0 | 50 | [13 empty] | Accepted to connect | [6 empty] | 50 | 50 | 52.6316 | 50.8 | 53.4737 | 2018-01-08 | 2023-03-31 | [6 empty] | 2022-09-04 01:02
|  | Wykes engineering ltd | Chelveston energy park | The Old Airfield |  | Chelveston |  |  | United Kingdom |  |  | Grendon 132Kv S Stn | Irthlingborough 33Kv S Stn |  | 33 | Western Power Distribution (East Midlands) Plc | Stored Energy (all stored energy irrespective of the original energy source) | Storage - Electrochemical (Batteries) |  |  | 0 | 0 | [13 empty] | Accepted to connect | [6 empty] | 0 | 0 | 0 | 6 | 6.3158 | 2017-11-20 | 2022-11-30 | [6 empty] | 2022-09-04 01:02
|  | Cenin renewables ltd | Manmoel 33 | Manmoel Common |  | Ebbw vale |  | NP22 4NJ | United Kingdom |  |  | Rassau Gsp | Ebbw Vale |  | 33 | Western Power Distribution (South Wales) Plc | Wind | Onshore wind turbines |  |  | 0 | 10 | [13 empty] | Accepted to connect | [6 empty] | 10 | 10 | 10.5263 | 0.24 | 0.2526 | 2017-12-05 | 2023-01-06 | [6 empty] | 2022-09-04 01:02
|  | Eeb26 limited | 1031- lands at sutton cheney | - | Nuneaton |  |  | CV13 0AG | United Kingdom | 441765 | 300657 | Enderby 132Kv S Stn |  |  | 132 | Western Power Distribution (East Midlands) Plc | Solar | Photovoltaic |  |  | 0 | 40 | [13 empty] | Accepted to connect | [6 empty] | 40 | 40 | 42.1053 | 0.09 | 0.0947 | 2017-11-06 | 2023-04-11 | [6 empty] | 2022-09-04 01:02
|  | Eeb24 limited | Tuckey farm solar pv | Winslow |  | Buckingham |  | MK18 3ND | United Kingdom | 476480 | 226590 | East Claydon 132Kv S Stn |  |  | 33 | Western Power Distribution (East Midlands) Plc | Solar | Photovoltaic |  |  | 0 | 25 | [13 empty] | Accepted to connect | [6 empty] | 25 | 25 | 26.3158 | 0.09 | 0.0947 | 2018-01-12 | 2023-10-30 | [6 empty] | 2022-09-04 01:02
|  | Eeb28 ltd | Boughton estate | Grafton Underwood |  | Kettering |  | NN14 3NB | United Kingdom | 493785 | 282873 | Grendon 132Kv S Stn | Kettering 33Kv S Stn |  | 132 | Western Power Distribution (East Midlands) Plc | Solar | Photovoltaic |  |  | 0 | 40 | [13 empty] | Accepted to connect | [6 empty] | 40 | 40 | 42.1053 | 0.09 | 0.0947 | 2018-02-02 | 2023-10-30 | [6 empty] | 2022-09-04 01:02
|  | Statera energy limited | Grendon lakes | Land Off Station Road | Grendon | Northampton |  | NN7 1JD | United Kingdom |  |  | Grendon 132Kv S Stn |  |  | 132 | Western Power Distribution (East Midlands) Plc | Stored Energy (all stored energy irrespective of the original energy source) | Storage - Electrochemical (Batteries) |  |  | 0 | 49.9 | [13 empty] | Accepted to connect | [6 empty] | 49.9 | 49.9 | 52.5263 | 49.9 | 52.5263 | 2018-05-21 | 2023-10-16 | [6 empty] | 2022-09-04 01:02
|  | Gfpii limited | Fire station lane | Third Way | Avonmouth | Bristol |  | BS11 9HL | United Kingdom | 352051 | 178755 | Seabank Sgp | Avonmouth Bsp |  | 33 | Western Power Distribution (South West) Plc | Fossil - Gas | Engine (combustion / reciprocating) |  |  | 0 | 20 | [13 empty] | Accepted to connect | [6 empty] | 20 | 20 | 21.0526 | 0.598 | 0.6295 | 2018-01-09 | 2023-03-29 | [6 empty] | 2022-09-04 01:02
|  | Awel aman tawe | Mynydd y gwrhyd, solar farm |  | Rhydyfro | Port talbot |  | SA8 4TA | United Kingdom | 271885 | 209076 | Swansea North Grid | Ystradgynlais Grid |  | 33 | Western Power Distribution (South Wales) Plc | Solar | Photovoltaic |  |  | 0 | 4.7 | [13 empty] | Accepted to connect | [6 empty] | 4.7 | 4.7 | 4.9474 | 0.1 | 0.1053 | 2018-02-14 | 2022-12-31 | [6 empty] | 2022-09-04 01:02
|  | Eeb32 ltd | East wood end pv generation |  |  | Milton keynes |  | MK17 0PG | United Kingdom | 478465 | 231323 | East Claydon 132Kv S Stn |  |  | 132 | Western Power Distribution (East Midlands) Plc | Solar | Photovoltaic |  |  | 0 | 40 | [13 empty] | Accepted to connect | [6 empty] | 40 | 40 | 42.1053 | 0.09 | 0.0947 | 2018-04-20 | 2023-07-04 | [6 empty] | 2022-09-04 01:02
|  | Sinclair works energy centre limited | Sinclair works hybrid | Holyhead Road | Ketley | Telford |  | TF1 5AD | United Kingdom | 367312 | 310747 | Kitwell 132Kv S Stn |  |  | 33 | Western Power Distribution (West Midlands) Plc | Stored Energy (all stored energy irrespective of the original energy source) | Storage - Electrochemical (Batteries) |  |  | 0 | 50 | [13 empty] | Accepted to connect | [6 empty] | 50 | 40 | 42.1053 | 10 | 10.5263 | 2018-04-04 | 2023-04-10 | [6 empty] | 2022-09-04 01:02
|  | Island steel uk | Island steel uk |  |  | Newport |  | NP20 2UW | United Kingdom | 331260 | 185930 | Uskmouth | Newport West | Newport West Primary | 11 | Western Power Distribution (South Wales) Plc | Solar | Photovoltaic |  |  | 0 | 0.72 | [13 empty] | Accepted to connect | [6 empty] | 0.72 | 0.72 | 0.7579 | 1.55 | 1.6316 | 2018-02-22 | 2022-11-01 | [6 empty] | 2022-09-04 01:02
|  | Johnsons generators ltd |  | Sheepbridge Lane | Sheepbridge | Chesterfield |  | S41 9RX | United Kingdom | 437239 | 375075 | Chesterfield 132Kv S Stn | Goitside 132Kv S Stn |  | 33 | Western Power Distribution (East Midlands) Plc | Fossil - Gas | Engine (combustion / reciprocating) |  |  | 0 | 20 | [13 empty] | Accepted to connect | [6 empty] | 20 | 20 | 21.0526 | 0.4 | 0.421 | 2018-03-29 | 2023-03-02 | [6 empty] | 2022-09-04 01:02
|  | Mercia power response (hatton) limited | Hoon hay farm | Marston Lane | Hatton | Derbyshire |  | DE65 5EA | United Kingdom | 421485 | 329691 | Drakelow 132Kv | Burton 33Kv | Hatton 33 11Kv S Stn | 11 | Western Power Distribution (East Midlands) Plc | Biomass | Steam turbine (thermal power plant) |  |  | 0 | 6.3 | [13 empty] | Accepted to connect | [6 empty] | 6.3 | 6 | 6.3158 | 0.5 | 0.5263 | 2018-07-16 | 2022-11-14 | [6 empty] | 2022-09-04 01:02
|  | Butyric holdings ltd | Airfield fiskerton solar | Reepham Road |  | Fiskerton |  | LN3 4HZ | United Kingdom | 504558 | 372410 | West Burton 132Kv S Stn | Lincoln Main No 1 33Kv S Stn |  | 33 | Western Power Distribution (East Midlands) Plc | Solar | Photovoltaic |  |  | 0 | 20 | [13 empty] | Accepted to connect | [6 empty] | 20 | 20 | 21.0526 | 1.25 | 1.3158 | 2018-06-15 | 2022-10-26 | [6 empty] | 2022-09-04 01:02
|  | Nextpower spv 9 ltd | Mill farm | Cotes |  | Loughborough |  | LE12 5TL | United Kingdom | 455721 | 320648 | Ratcliffe On Soar 132Kv S Stn | Loughborough 33Kv S Stn |  | 33 | Western Power Distribution (East Midlands) Plc | Solar | Photovoltaic |  |  | 0 | 22 | [13 empty] | Accepted to connect | [6 empty] | 22 | 22 | 23.1579 | 0.05 | 0.0526 | 2018-06-20 | 2023-03-09 | [6 empty] | 2022-09-04 01:02
|  | Stony energy storage limited | Land at potash farm | Nash Road |  | Beachampton |  | MK19 6EA | United Kingdom | 478059 | 235727 | East Claydon 132Kv S Stn | Stony Stratford 33Kv S Stn |  | 33 | Western Power Distribution (East Midlands) Plc | Solar | Photovoltaic |  |  | 0 | 30 | [13 empty] | Accepted to connect | [6 empty] | 30 | 30 | 31.5789 | 30 | 31.5789 | 2018-06-22 | 2022-12-15 | [6 empty] | 2022-09-04 01:02
|  | Awel y gwrhyd cic | Mynydd y gwrhyd wind |  |  | Ammanford |  |  | United Kingdom |  |  | Swansea North Grid | Swansea North Bsp |  | 33 | Western Power Distribution (South Wales) Plc | Wind | Onshore wind turbines |  |  | 0 | 13.7 | [13 empty] | Accepted to connect | [6 empty] | 13.7 | 13.7 | 14.421 | 0.18 | 0.1895 | 2018-05-30 | 2023-12-31 | [6 empty] | 2022-09-04 01:02
|  | Hm ph (gp) limited | Wolverhampton power house | Commercial Road |  | Wolverhampton |  | WV1 3QS | United Kingdom | 392335 | 298165 | Willenhall 132 25Kv S Stn | Wolverhampton 132Kv S Stn | Wolverhampton 132/33/11Kv | 11 | Western Power Distribution (West Midlands) Plc | Fossil - Gas | Gas turbine (OCGT) | Yes |  | 0 | 4.5 | [13 empty] | Accepted to connect | [6 empty] | 4.5 | 4.5 | 4.7368 | 0.04 | 0.0421 | 2018-03-29 | 2022-12-10 | [6 empty] | 2022-09-04 01:02
|  | Leicestershire county council | Poole farm |  |  | Loughborough |  | LE12 8EN | United Kingdom |  |  | Ratcliffe On Soar 132Kv S Stn | Loughborough 33Kv S Stn |  | 33 | Western Power Distribution (East Midlands) Plc | Solar | Photovoltaic |  |  | 0 | 10 | [13 empty] | Accepted to connect | [6 empty] | 10 | 10 | 10.5263 | 0.05 | 0.0526 | 2018-06-22 | 2023-02-27 | [6 empty] | 2022-09-04 01:02
|  | Aura power solar uk 1 limited | Trenoweth farm | Praze An Beeble |  | Cambourne |  | TR14 0PL | United Kingdom | 163273 | 37087 | Indian Queens Sgp | Camborne Bsp |  | 33 | Western Power Distribution (South West) Plc | Solar | Photovoltaic |  |  | 0 | 30 | [13 empty] | Accepted to connect | [6 empty] | 30 | 30 | 31.5789 | 0 | 0 | 2018-08-08 | 2023-10-31 | [6 empty] | 2022-09-04 01:02
|  | Aura power solar uk2 limited | Clyst st lawrence energy storage | Clyst Hydon |  | Cullompton | Devon | EX15 2NH | United Kingdom | 304830 | 100342 | Exeter Main Sgp |  |  | 132 | Western Power Distribution (South West) Plc | Solar | Photovoltaic |  |  | 0 | 50 | [13 empty] | Accepted to connect | [6 empty] | 50 | 50 | 52.6316 | 0.3 | 0.3158 | 2018-08-08 | 2023-08-04 | [6 empty] | 2022-09-04 01:02
|  | Asset utilities ltd | - | 4273-01 Williamthorpe Colliery |  | Chesterfield | Derbyshire |  | United Kingdom |  |  | Chesterfield 132Kv S Stn | Chesterfield 33Kv S Stn | Grassmoor 33 11Kv S Stn | 11 | Western Power Distribution (East Midlands) Plc | Solar | Photovoltaic |  |  | 0 | 3.75 | [13 empty] | Accepted to connect | [6 empty] | 3.75 | 3.75 | 3.9474 | 0.05 | 0.0526 | 2018-09-18 | 2023-07-13 | [6 empty] | 2022-09-04 01:02
|  | Rush wall solar park limited | Proposed solar park | Longlands Farm | Redwick | Nr newport | Gwent | NP26 3DX | United Kingdom | 341279 | 184898 | Uskmouth | Magor Grid |  | 132 | Western Power Distribution (South Wales) Plc | Solar | Photovoltaic |  |  | 0 | 49.99 | [13 empty] | Accepted to connect | [6 empty] | 49.99 | 49.99 | 52.621 | 0.5 | 0.5263 | 2018-07-24 | 2023-09-21 | [6 empty] | 2022-09-04 01:02
|  | Enderby storage limited | Desford road ess | Desford Road | Enderby | Leicester |  | LE19 3LR | United Kingdom | 452843 | 300174 | Enderby 132Kv S Stn | Leicester 33Kv S Stn |  | 132 | Western Power Distribution (East Midlands) Plc | Stored Energy (all stored energy irrespective of the original energy source) | Storage - Electrochemical (Batteries) |  |  | 0 | 50 | [13 empty] | Accepted to connect | [6 empty] | 50 | 50 | 52.6316 | 50 | 52.6316 | 2018-11-23 | 2023-03-09 | [6 empty] | 2022-09-04 01:02
|  | Jbm solar projects 2 ltd | Non firm, solar 2 | Tale Lane |  |  |  | EX15 1RF | United Kingdom | 303763 | 103334 | Exeter Main Sgp |  |  | 132 | Western Power Distribution (South West) Plc | Solar | Photovoltaic |  |  | 0 | 35 | [13 empty] | Accepted to connect | [6 empty] | 35 | 35 | 36.8421 | 1 | 1.0526 | 2018-08-08 | 2023-10-31 | [6 empty] | 2022-09-04 01:02
|  | Aller langport solar park ltd | Aller langport solar farm |  | Aller | Langport | Somerset | TA10 0QR | United Kingdom | 339570 | 128877 | Bridgwater Sgp | Bridgwater Grid Bsp | North Street Langport | 33 | Western Power Distribution (South West) Plc | Solar | Photovoltaic |  |  | 0 | 10 | [13 empty] | Accepted to connect | [6 empty] | 10 | 10 | 10.5263 | 0.15 | 0.1579 | 2018-09-17 | 2023-09-28 | [6 empty] | 2022-09-04 01:02
|  | Eeb33 ltd | Sparrow lodge farm | Wicken Park Road | Wicken | Milton keynes |  | MK19 6BZ | United Kingdom | 474671 | 239310 | East Claydon 132Kv S Stn | Stony Stratford 33Kv S Stn |  | 33 | Western Power Distribution (East Midlands) Plc | Solar | Photovoltaic |  |  | 0 | 20 | [13 empty] | Accepted to connect | [6 empty] | 20 | 20 | 21.0526 | 0.05 | 0.0526 | 2018-12-08 | 2021-06-02 | [6 empty] | 2022-09-04 01:02
|  | Feeder grid storage limited | Bristol television & film serv, feeder road battery | Feeder Road |  | Bristol |  | BS2 0TH | United Kingdom | 360712 | 172421 | Iron Acton Sgp | Feeder Road 132Kv |  | 33 | Western Power Distribution (South West) Plc | Stored Energy (all stored energy irrespective of the original energy source) | Storage - Electrochemical (Batteries) |  |  | 0 | 20 | [13 empty] | Accepted to connect | [6 empty] | 20 | 20 | 21.0526 | 20 | 21.0526 | 2018-10-19 | 2023-09-28 | [6 empty] | 2022-09-04 01:02
|  | Nextpower spv 7 ltd |  | Chapel Street |  | Stapleton |  | LE9 8FT | United Kingdom | 444959 | 298505 | Coventry 132Kv S Stn | Hinckley 33Kv S Stn |  | 33 | Western Power Distribution (East Midlands) Plc | Solar | Photovoltaic |  |  | 0 | 15 | [13 empty] | Accepted to connect | [6 empty] | 15 | 15 | 15.7895 | 0.05 | 0.0526 | 2018-11-22 | 2023-03-02 | [6 empty] | 2022-09-04 01:02
|  | Swinford wind farm limited | - | Swinford Wind Farm | Swinford Wind Farm | Lutterworth |  | LE17 6BQ | United Kingdom | 457121 | 279607 | Coventry 132Kv S Stn | Pailton 33Kv S Stn |  | 33 | Western Power Distribution (East Midlands) Plc | Wind | Onshore wind turbines |  |  | 0 | 15 | [13 empty] | Accepted to connect | [6 empty] | 15 | 10 | 10.5263 | 0 | 0 | 2018-10-30 | 2023-03-02 | [6 empty] | 2022-09-04 01:02
|  | Mynydd fforch dwm wind energy ltd | Mynydd forch dwm generation | Forch Dwm Road |  | Port talbot |  | SA13 3LG | United Kingdom | 284441 | 197413 | Swansea North Grid | Briton Ferry Grid |  | 33 | Western Power Distribution (South Wales) Plc | Wind | Onshore wind turbines |  |  | 0 | 19.8 | Solar | Photovoltaic |  |  | 0 | 7.2 | [7 empty] | Accepted to connect | [6 empty] | 27 | 27.368 | 28.8084 | 0.25 | 0.2632 | 2018-10-01 | 2023-07-21 | [6 empty] | 2022-09-04 01:02
|  | Coldharbour farm solar park limited | Coldharbour farm | Ashreigney |  | Chulmleigh | Devon | EX18 7NQ | United Kingdom | 260573 | 112715 | Alverdiscott Sgp |  |  | 132 | Western Power Distribution (South West) Plc | Solar | Photovoltaic |  |  | 0 | 49.99 | [13 empty] | Accepted to connect | [6 empty] | 49.99 | 49.99 | 52.621 | 0.5 | 0.5263 | 2018-11-30 | 2023-02-06 | [6 empty] | 2022-09-04 01:02
|  | Biogas technology limited |  | Old Milss | Radstock | Somerset |  | BS39 7SS | United Kingdom | 364758 | 154934 | Seabank Sgp | Radstock Bsp 132Kv | Midsomer Norton | 11 | Western Power Distribution (South West) Plc | Biofuel - Landfill gas | Gas turbine (OCGT) |  |  | 0 | 6 | [13 empty] | Accepted to connect | [6 empty] | 6 | 6 | 6.3158 | 0.315 | 0.3316 | 2019-01-02 | 2022-11-01 | [6 empty] | 2022-09-04 01:02
|  | Balance power projects limited |  | Woodhouse Lane | Bolsover | Chesterfield |  | S44 6BJ | United Kingdom | 446419 | 370909 | Chesterfield 132Kv S Stn | Chesterfield 33Kv S Stn | Bolsover 11Kv S Stn | 11 | Western Power Distribution (East Midlands) Plc | Fossil - Gas | Engine (combustion / reciprocating) |  |  | 0 | 5 | [13 empty] | Accepted to connect | [6 empty] | 5 | 5 | 5.2632 | 0.25 | 0.2632 | 2018-11-30 | 2023-02-10 | [6 empty] | 2022-09-04 01:02
|  | Evans energy ltd | Rose park farm, otterham wind farm | Otterham Station |  | Camelford |  | PL32 9SW | United Kingdom | 216027 | 89928 | Indian Queens Sgp | St Tudy Bsp |  | 132 | Western Power Distribution (South West) Plc | Wind | Onshore wind turbines |  |  | 0 | 1 | [13 empty] | Accepted to connect | [6 empty] | 1 | 1 | 1.0526 | 0.02 | 0.021 | 2019-02-28 | 2023-06-06 | [6 empty] | 2022-09-04 01:02
|  | Lightsource spv 154 ltd |  | Tiln Farm | Retford |  |  | DN22 9JH | United Kingdom |  |  | West Burton 132Kv S Stn |  |  | 33 | Western Power Distribution (East Midlands) Plc | Solar | Photovoltaic |  |  | 0 | 49.9 | [13 empty] | Accepted to connect | [6 empty] | 49.9 | 49.9 | 52.5263 | 25 | 26.3158 | 2019-01-02 | 2023-02-02 | [6 empty] | 2022-09-04 01:02
|  | Biogas technology limited | Axbridge 2 | Prowses Lane |  | Axbridge |  | BS26 2HP | United Kingdom | 342570 | 154566 | Bridgwater Sgp | Churchill Bsp 132Kv | Axbridge | 11 | Western Power Distribution (South West) Plc | Fossil - Gas | Engine (combustion / reciprocating) |  |  | 0 | 7 | [13 empty] | Accepted to connect | [6 empty] | 7 | 7 | 7.3684 | 0.315 | 0.3316 | 2019-01-04 | 2022-10-01 | [6 empty] | 2022-09-04 01:02
|  | Jbm solar projects 5 limited |  | Fraddon Solar Farm 50A |  | Fraddon |  | TR8 4LX | United Kingdom | 190370 | 60267 | Indian Queens Sgp |  |  | 132 | Western Power Distribution (South West) Plc | Solar | Photovoltaic |  |  | 0 | 49.9 | [13 empty] | Accepted to connect | [6 empty] | 49.9 | 49.9 | 52.5263 | 0.025 | 0.0263 | 2018-11-28 | 2023-04-05 | [6 empty] | 2022-09-04 01:02
|  | Jdm solar projects 6 limited | Hallughton solar farm 50a |  | Southwell | Nottinghamshire |  | NG25 0QR | United Kingdom | 467602 | 351246 | Staythorpe C 132Kv S Stn |  |  | 132 | Western Power Distribution (East Midlands) Plc | Solar | Photovoltaic |  |  | 0 | 59.92 | [13 empty] | Accepted to connect | [6 empty] | 59.92 | 49.9 | 52.5263 | 0.25 | 0.2632 | 2019-02-15 | 2023-03-15 | [6 empty] | 2022-09-04 01:02
|  | Eeb41 limited | Land at ploddy house farm, moat farm |  | Little Cugley | Newent |  | GL18 1JX | United Kingdom | 372387 | 222984 | Port Ham 132Kv S Stn |  |  | 132 | Western Power Distribution (West Midlands) Plc | Solar | Photovoltaic |  |  | 0 | 40 | [13 empty] | Accepted to connect | [6 empty] | 40 | 40 | 42.1053 | 0.099 | 0.1042 | 2019-02-04 | 2023-01-23 | [6 empty] | 2022-09-04 01:02
|  | Lightsource spv 152 limited | - | Inkersall Grange Farm | Bilsthorpe | Newark |  | NG22 8TN | United Kingdom | 461986 | 359875 | Chesterfield 132Kv S Stn |  |  | 132 | Western Power Distribution (East Midlands) Plc | Solar | Photovoltaic |  |  | 0 | 49.9 | [13 empty] | Accepted to connect | [6 empty] | 49.9 | 49.9 | 52.5263 | 1 | 1.0526 | 2019-01-08 | 2023-01-05 | [6 empty] | 2022-09-04 01:02
|  | E e b38 limited | Pentre bach solar v |  | Pentre Bah | Cwmbran |  | NP44 7AR | United Kingdom | 329300 | 192217 | Uskmouth | Llantarnam |  | 66 | Western Power Distribution (South Wales) Plc | Solar | Photovoltaic |  |  | 0 | 20 | [13 empty] | Accepted to connect | [6 empty] | 20 | 20 | 21.0526 | 0.9 | 0.9474 | 2019-03-01 | 2023-03-27 | [6 empty] | 2022-09-04 01:02
|  | Absolute solar & wind | Wwtw |  | Bynea | Llanelli |  | SA14 9SA | United Kingdom |  |  | Swansea North Grid | Trostre Grid | Maesarddafen | 11 | Western Power Distribution (South Wales) Plc | Solar | Photovoltaic |  |  | 0 | 1.299 | [13 empty] | Accepted to connect | [6 empty] | 1.299 | 0.099 | 0.1042 | 1.246 | 1.3116 | 2018-11-19 | 2022-09-12 | [6 empty] | 2022-09-04 01:02
|  | Evans energy ltd | Proposed wind farm | Cold Northcott | St Clether | Launceston |  |  | United Kingdom |  |  | Indian Queens Sgp | St Tudy Bsp |  | 132 | Western Power Distribution (South West) Plc | Wind | Offshore wind turbines |  |  | 0 | 20 | [13 empty] | Accepted to connect | [6 empty] | 20 | 20 | 21.0526 | 0.25 | 0.2632 | 2019-04-11 | 2023-09-29 | [6 empty] | 2022-09-04 01:02
|  | Nd solar enterprises limited | Lower litchardon solar farm | Land Near Lower Litchardon Farm | Newton Tracey | Barnstaple |  | EX31 3QE | United Kingdom | 252309 | 129616 | Alverdiscott Sgp | East Yelland Bsp |  | 132 | Western Power Distribution (South West) Plc | Solar | Photovoltaic |  |  | 0 | 49.9 | [13 empty] | Accepted to connect | [6 empty] | 49.9 | 49.9 | 52.5263 | 0.5 | 0.5263 | 2019-01-21 | 2023-04-04 | [6 empty] | 2022-09-04 01:02
|  | Jbm solar projects 3 limited |  | Doverdale Solar B | Droitwich | Worcestershire |  | WR9 0QB | United Kingdom | 385933 | 266253 | Bishops Wood 132Kv S Stn |  |  | 132 | Western Power Distribution (West Midlands) Plc | Solar | Photovoltaic |  |  | 0 | 49.9 | [13 empty] | Accepted to connect | [6 empty] | 49.9 | 49.9 | 52.5263 | 0.25 | 0.2632 | 2019-02-06 | 2023-04-14 | [6 empty] | 2022-09-04 01:02
|  | Minehead solar electric forecourt ltd | Electric vehicle charging, proposed generation, battery storage & | Land East Side Of Seaward Way |  | Minehead |  |  | United Kingdom |  |  | Taunton Sgp | Bowhays Cross Bsp | Alcombe | 11 | Western Power Distribution (South West) Plc | Stored Energy (all stored energy irrespective of the original energy source) | Storage - Electrochemical (Batteries) |  |  | 0 | 3 | Stored Energy (all stored energy irrespective of the original energy source) | Storage - Electrochemical (Batteries) | [11 empty] | Accepted to connect | [6 empty] | 3 | 3 | 3.1579 | 0.045 | 0.0474 | 2019-03-07 | 2022-09-30 | [6 empty] | 2022-09-04 01:02
|  | Nextpower spv 5 ltd | Land at crifton lodge farm | Forest Lane | Bilsthorpe | Newark |  | NG22 8TR | United Kingdom | 464130 | 359258 | Chesterfield 132Kv S Stn |  |  | 132 | Western Power Distribution (East Midlands) Plc | Solar | Photovoltaic |  |  | 0 | 40 | [13 empty] | Accepted to connect | [6 empty] | 40 | 40 | 42.1053 | 0.2 | 0.2105 | 2019-05-07 | 2023-09-28 | [6 empty] | 2022-09-04 01:02
|  | Eeb 36 limited | Ref 321018, pedwell hill pv | Land Around Nythe Road | Pedwell | Ashcott |  | TA7 9BQ | United Kingdom | 342482 | 136482 | Bridgwater Sgp | Bridgwater Grid Bsp |  | 132 | Western Power Distribution (South West) Plc | Solar | Photovoltaic |  |  | 0 | 40 | [13 empty] | Accepted to connect | [6 empty] | 40 | 40 | 42.1053 | 0.09 | 0.0947 | 2019-04-02 | 2023-09-28 | [6 empty] | 2022-09-04 01:02
|  | Power generation (midlands)ltd | The forge, lye forge | Stourport Road |  | Kidderminster |  | DY11 7QE | United Kingdom | 382091 | 273709 | Bishops Wood 132Kv S Stn | Stourport 132 66 33Kv S Stn | Stourport 132/66/33/11Kv | 11 | Western Power Distribution (West Midlands) Plc | Fossil - Gas | Engine (combustion / reciprocating) | Yes |  | 0 | 5.5 | [13 empty] | Accepted to connect | [6 empty] | 5.5 | 5.5 | 5.7895 | 0.5 | 0.5263 | 2019-02-21 | 2022-10-30 | [6 empty] | 2022-09-04 01:02
|  | Cenin renewables ltd | Generation scheme | Mynydd Maen | Hafodyrynys | Crumlin |  | NP11 5AY | United Kingdom | 322809 | 198305 | Rassau Gsp | Crumlin |  | 132 | Western Power Distribution (South Wales) Plc | Wind | Onshore wind turbines |  |  | 0 | 39 | Fossil - Gas | Gas turbine (OCGT) |  |  | 0 | 15 | Solar | Photovoltaic |  |  | 0 | 10 |  | Accepted to connect | [6 empty] | 74 | 77.895 | 81.9947 | 10 | 10.5263 | 2019-06-11 | 2026-02-28 | [6 empty] | 2022-09-04 01:02
|  | Gridserve emea depc ltd | Bw003 - markham vale | Enterprise Way |  | Chesterfield |  | S44 5HB | United Kingdom | 444056 | 372486 | Chesterfield 132Kv S Stn | Staveley 33Kv S Stn |  | 33 | Western Power Distribution (East Midlands) Plc | Stored Energy (all stored energy irrespective of the original energy source) | Storage - Electrochemical (Batteries) |  |  | 0 | 6 | [13 empty] | Accepted to connect | [6 empty] | 6 | 6 | 6.3158 | 6 | 6.3158 | 2019-04-02 | 2023-06-06 | [6 empty] | 2022-09-04 01:02
|  | Bryn henllys sf limited | 1, bryn henllys | Ystradowen | Cwmtwrch | Upper cwmtwrch |  | SA9 2XX | United Kingdom | 275870 | 212636 | Swansea North Grid | Ystradgynlais Grid |  | 33 | Western Power Distribution (South Wales) Plc | Solar | Photovoltaic |  |  | 0 | 25 | [13 empty] | Accepted to connect | [6 empty] | 25 | 25 | 26.3158 | 0.1 | 0.1053 | 2019-04-10 | 2022-09-30 | [6 empty] | 2022-09-04 01:02
|  | Croome airfield solar limited | Croome airfield solar farm | Crome |  | Worcester |  | WR8 9AT | United Kingdom | 390982 | 244787 | Feckenham 66 11Kv S Stn | Feckenham 66/11Kv | Strensham 66 11Kv S Stn | 66 | Western Power Distribution (West Midlands) Plc | Solar | Photovoltaic |  |  | 0 | 49 | [13 empty] | Accepted to connect | [6 empty] | 49 | 49 | 51.5789 | 0.3 | 0.3158 | 2019-01-07 | 2023-01-20 | [6 empty] | 2022-09-04 01:02
|  | Gridserve emea depc ltd | Tachbrook hill farm, gs303-warwick 2 | Banbury Road | Bishops Tachbrook | Leamington spa |  | CV33 9QG | United Kingdom | 430601 | 260828 | Berkswell 132Kv S Stn | Warwick 33Kv S Stn |  | 33 | Western Power Distribution (East Midlands) Plc | Stored Energy (all stored energy irrespective of the original energy source) | Storage - Electrochemical (Batteries) |  |  | 0 | 12.73 | [13 empty] | Accepted to connect | [6 empty] | 12.73 | 6 | 6.3158 | 6 | 6.3158 | 2019-06-27 | 2023-07-21 | [6 empty] | 2022-09-04 01:02
|  | Spring dev 02 limited | Hopkins solar farm | Pontardulais Road | Tycroes | Ammanford |  | SA18 3RE | United Kingdom | 259624 | 209638 | Swansea North Grid | Ammanford Grid |  | 33 | Western Power Distribution (South Wales) Plc | Solar | Photovoltaic |  |  | 0 | 30 | [13 empty] | Accepted to connect | [6 empty] | 30 | 30 | 31.5789 | 0.05 | 0.0526 | 2019-03-15 | 2023-07-21 | [6 empty] | 2022-09-04 01:02
|  | Eeb34 limited | Tythegston solar pv | Tythegston Estate | Tythegston | Bridgend |  | CF32 0NW | United Kingdom | 283630 | 179365 | Pyle Grid | Pyle Bsp |  | 132 | Western Power Distribution (South Wales) Plc | Solar | Photovoltaic |  |  | 0 | 75 | [13 empty] | Accepted to connect | [6 empty] | 75 | 75 | 78.9474 | 0.3 | 0.3158 | 2019-05-20 | 2023-08-03 | [6 empty] | 2022-09-04 01:02
|  | Spring dev 01 ltd | Niro solar farm | Land South Of Rockbeare Hill | Rockbeare | Exeter |  | EX5 2EZ | United Kingdom | 305724 | 94125 | Exeter Main Sgp | Exeter Main Bsp |  | 33 | Western Power Distribution (South West) Plc | Solar | Photovoltaic |  |  | 0 | 10 | [13 empty] | Accepted to connect | [6 empty] | 10 | 10 | 10.5263 | 0.23 | 0.2421 | 2019-05-09 | 2023-09-27 | [6 empty] | 2022-09-04 01:02
|  | Scottishpower renewables (uk) ltd | Oakley bushes solar farm | Oakley Bushes | Little Oakley | Corby |  |  | United Kingdom |  |  | Grendon 132Kv S Stn |  |  | 132 | Western Power Distribution (East Midlands) Plc | Solar | Photovoltaic |  |  | 0 | 40 | [13 empty] | Accepted to connect | [6 empty] | 40 | 40 | 42.1053 | 0.4 | 0.421 | 2019-10-03 | 2024-04-01 | [6 empty] | 2022-09-04 01:02
|  | Tge management company limited | Blackbridge farm | Cranford Road |  | Burton latimer |  | NN15 5TB | United Kingdom | 491049 | 276057 | Grendon 132Kv S Stn | Kettering 33Kv S Stn |  | 33 | Western Power Distribution (East Midlands) Plc | Fossil - Gas | Gas turbine (OCGT) |  |  | 0 | 10 | [13 empty] | Accepted to connect | [6 empty] | 10 | 10 | 10.5263 | 0.15 | 0.1579 | 2018-08-29 | 2023-10-30 | [6 empty] | 2022-09-04 01:02
|  | Liverton 2014 ltd | Export mpan | Liverton Business Park |  | Exmouth | Devon | EX8 2NU | United Kingdom | 302955 | 82372 | Exeter Main Sgp | Exmouth Bsp |  | 33 | Western Power Distribution (South West) Plc | Solar | Photovoltaic |  |  | 0 | 6 | [13 empty] | Accepted to connect | [6 empty] | 6 | 6 | 6.3158 | 0.072 | 0.0758 | 2019-03-26 | 2023-03-01 | [6 empty] | 2022-09-04 01:02
|  | Wykes engineering ltd | Energy park, chelveston renewable | The Old Airfield | Chelveston | Northants |  |  | United Kingdom |  |  | Grendon 132Kv S Stn | Irthlingborough 33Kv S Stn |  | 33 | Western Power Distribution (East Midlands) Plc | Stored Energy (all stored energy irrespective of the original energy source) | Storage - Electrochemical (Batteries) |  |  | 0 | 4 | [13 empty] | Accepted to connect | [6 empty] | 4 | 4 | 4.2105 | 0 | 0 | 2019-05-13 | 2023-04-03 | [6 empty] | 2022-09-04 01:02
|  | Eclipse power networks | Ryall y409 | Whitminster |  | Gloucester |  | GL2 7PN | United Kingdom | 376190 | 208942 | Port Ham 132Kv S Stn |  |  | 132 | Western Power Distribution (West Midlands) Plc | Solar | Photovoltaic |  |  | 0 | 49.9 | [13 empty] | Accepted to connect | [6 empty] | 49.9 | 49.9 | 52.5263 | 0.4 | 0.421 | 2019-06-24 | 2023-01-26 | [6 empty] | 2022-09-04 01:02
|  | Cs uk holdings iii limited | Home farm | Strensham |  | Worcester |  | WR8 9JZ | United Kingdom | 390477 | 238726 | Feckenham 66 11Kv S Stn | Feckenham 66/11Kv | Strensham 66 11Kv S Stn | 66 | Western Power Distribution (West Midlands) Plc | Solar | Photovoltaic |  |  | 0 | 32 | [13 empty] | Accepted to connect | [6 empty] | 32 | 32 | 33.6842 | 0.32 | 0.3368 | 2019-06-27 | 2023-05-02 | [6 empty] | 2022-09-04 01:02
|  | Aura power solar uk 6 ltd | Bishampton solar pv | Broad Lane | Bishampton | Pershore | Worcestershire | WR10 2LY | United Kingdom | 399041 | 251322 | Feckenham 66 11Kv S Stn | Feckenham 66/11Kv |  | 66 | Western Power Distribution (West Midlands) Plc | Solar | Photovoltaic |  |  | 0 | 30 | [13 empty] | Accepted to connect | [6 empty] | 30 | 30 | 31.5789 | 0.5 | 0.5263 | 2019-06-20 | 2023-02-01 | [6 empty] | 2022-09-04 01:02
|  | Res | Churchtown solar park ltd, , import mpan | Nanterrow Lane |  | Connor downs | Cornwall | TR27 5BX | United Kingdom | 159831 | 40475 | Indian Queens Sgp | Camborne Bsp |  | 33 | Western Power Distribution (South West) Plc | Solar | Photovoltaic |  |  | 0 | 9 | [13 empty] | Accepted to connect | [6 empty] | 9 | 9 | 9.4737 | 9 | 9.4737 | 2019-08-08 | 2023-02-02 | [6 empty] | 2022-09-04 01:02
|  | Low carbon uk solar investment company | Brackley solar farm - 20 mw | Blackpits Recycling Centre |  | Brackley |  | NN13 5QG | United Kingdom | 458839 | 242437 | East Claydon 132Kv S Stn | Brackley 132Kv S Stn |  | 33 | Western Power Distribution (East Midlands) Plc | Solar | Photovoltaic |  |  | 0 | 20 | [13 empty] | Accepted to connect | [6 empty] | 20 | 20 | 21.0526 | 0.05 | 0.0526 | 2019-06-11 | 2023-06-01 | [6 empty] | 2022-09-04 01:02
|  | Eeb35 limited | Proposed solar project 14219 | Land At Escott Estate |  | Ottery st mary |  | EX11 1LU | United Kingdom | 309481 | 98536 | Exeter Main Sgp | Exeter Main Bsp |  | 33 | Western Power Distribution (South West) Plc | Solar | Photovoltaic |  |  | 0 | 35 | [13 empty] | Accepted to connect | [6 empty] | 35 | 35 | 36.8421 | 0.3 | 0.3158 | 2019-07-16 | 2023-05-05 | [6 empty] | 2022-09-04 01:02
|  | Balanced grid solutions ltd | Pebble hall farm, import mpan 2 | Theddingworth Road |  | Marston trussell | Leicestershire | LE17 2NJ | United Kingdom | 466158 | 284488 | Grendon 132Kv S Stn | Kibworth 33Kv S Stn |  | 33 | Western Power Distribution (East Midlands) Plc | Stored Energy (all stored energy irrespective of the original energy source) | Storage - Electrochemical (Batteries) |  |  | 0 | 0 | [13 empty] | Accepted to connect | [6 empty] | 0 | 0 | 0 | 7.4 | 7.7895 | 2019-08-08 | 2023-06-30 | [6 empty] | 2022-09-04 01:02
|  | Tata steel uk ltd | Port talbot steel works | Po Box 42 |  | Port talbot |  | SA13 2NG | United Kingdom | 279498 | 183413 | Pyle Grid | Margam Grid |  | 66 | Western Power Distribution (South Wales) Plc | Waste | Steam turbine (thermal power plant) |  |  | 0 | 19 | [13 empty] | Accepted to connect | [6 empty] | 19 | 19 | 20 | 124 | 130.5263 | 2019-12-16 | 2022-09-08 | [6 empty] | 2022-09-04 01:02
|  | Yelvertoft solar farm limited |  | Crick Road | Daventry | Northamptonshire |  | NN6 6NA | United Kingdom | 459899 | 275586 | Coventry 132Kv S Stn |  |  | 132 | Western Power Distribution (East Midlands) Plc | Solar | Photovoltaic |  |  | 0 | 49.99 | [13 empty] | Accepted to connect | [6 empty] | 49.99 | 49.99 | 52.621 | 0.5 | 0.5263 | 2019-09-13 | 2023-11-01 | [6 empty] | 2022-09-04 01:02
|  | Ecotricity next generation limited | Dalby solar park | Old Dalby Lodge Farm | Old Dalby | Melton mowbray |  | LE14 3LY | United Kingdom | 465445 | 322220 | Ratcliffe On Soar 132Kv S Stn | Willoughby 33Kv S Stn |  | 33 | Western Power Distribution (East Midlands) Plc | Solar | Photovoltaic |  |  | 0 | 12.65 | [13 empty] | Accepted to connect | [6 empty] | 12.65 | 7.65 | 8.0526 | 0.5 | 0.5263 | 2019-04-18 | 2023-06-12 | [6 empty] | 2022-09-04 01:02
|  | Ecotricity | Galsworthy farm, , import mpan | Buckland Brewer |  | Bideford | Devon | EX39 5NR | United Kingdom | 240865 | 114500 | Alverdiscott Sgp |  |  | 132 | Western Power Distribution (South West) Plc | Solar | Photovoltaic |  |  | 0 | 5 | [13 empty] | Accepted to connect | [6 empty] | 5 | 9.2 | 9.6842 | 1 | 1.0526 | 2019-09-26 | 2022-10-01 | [6 empty] | 2022-09-04 01:02
|  | Spring dev 07 limited | Meadow solar farm | Bilthbury Road |  | Rugeley |  | WS15 3HQ | United Kingdom | 404970 | 319100 | Rugeley 132Kv S Stn |  |  | 132 | Western Power Distribution (West Midlands) Plc | Solar | Photovoltaic |  |  | 0 | 35 | [13 empty] | Accepted to connect | [6 empty] | 35 | 35 | 36.8421 | 0.001 | 0.001 | 2019-07-23 | 2023-04-03 | [6 empty] | 2022-09-04 01:02
|  | Brynrhyd solar farm limited | Bryn y rhyd |  | Pontarddulais | Hendy |  | SA4 0FD | United Kingdom | 259093 | 208062 | Swansea North Grid | Ammanford Grid |  | 33 | Western Power Distribution (South Wales) Plc | Solar | Photovoltaic |  |  | 0 | 31 | [13 empty] | Accepted to connect | [6 empty] | 31 | 30 | 31.5789 | 0.2 | 0.2105 | 2019-11-14 | 2024-09-30 | [6 empty] | 2022-09-04 01:02
|  | Lightsource spv 196 limited | Winkburn solar farm | The Winkburn Estate | Winkburn Lane | Winkburn |  | NG22 8PF | United Kingdom |  |  | Staythorpe C 132Kv S Stn |  |  | 132 | Western Power Distribution (East Midlands) Plc | Solar | Photovoltaic |  |  | 0 | 33.7 | [13 empty] | Accepted to connect | [6 empty] | 33.7 | 32 | 33.6842 | 0.32 | 0.3368 | 2019-09-11 | 2023-02-02 | [6 empty] | 2022-09-04 01:02
|  | Londorf capital limited | Penllergaer estate pv solar park | Bryn Bach Road |  | Pontlliw |  | SA4 9ED | United Kingdom | 261143 | 201581 | Swansea North Grid | Swansea North Bsp |  | 33 | Western Power Distribution (South Wales) Plc | Solar | Photovoltaic |  |  | 0 | 30 | [13 empty] | Accepted to connect | [6 empty] | 30 | 30 | 31.5789 | 0.3 | 0.3158 | 2019-09-06 | 2023-06-09 | [6 empty] | 2022-09-04 01:02
|  | Warwickshire solar 1 ltd | Harborough fields solar farm | Near Churchover |  | Rugby |  | CV23 0ER | United Kingdom | 451423 | 279780 | Coventry 132Kv S Stn | Rugby 33Kv S Stn |  | 33 | Western Power Distribution (East Midlands) Plc | Solar | Photovoltaic |  |  | 0 | 21.8 | [13 empty] | Accepted to connect | [6 empty] | 21.8 | 21.8 | 22.9474 | 0.26 | 0.2737 | 2019-08-19 | 2023-01-03 | [6 empty] | 2022-09-04 01:02
|  | Gazeley uk ltd | Dhl | Mere Lane | Magna Park | Lutterworth |  | LE17 4JH | United Kingdom |  |  | Coventry 132Kv S Stn | Pailton 33Kv S Stn | Magna Park 33 11Kv S Stn | 11 | Western Power Distribution (East Midlands) Plc | Solar | Photovoltaic |  |  | 0 | 0.75 | [13 empty] | Accepted to connect | [6 empty] | 0.75 | 0.75 | 0.7895 | 3 | 3.1579 | 2019-07-30 | 2023-01-17 | [6 empty] | 2022-09-04 01:02
|  | Low carbon uk solar investment company | Inkersall farm | Staveley | Inkersall | Chesterfield |  | S43 3YH | United Kingdom | 442931 | 372768 | Chesterfield 132Kv S Stn | Staveley 33Kv S Stn |  | 33 | Western Power Distribution (East Midlands) Plc | Solar | Photovoltaic |  |  | 0 | 20 | [13 empty] | Accepted to connect | [6 empty] | 20 | 20 | 21.0526 | 0.05 | 0.0526 | 2019-05-24 | 2023-02-01 | [6 empty] | 2022-09-04 01:02
|  | Re projects development ltd | Hamilton farm | Cauldwell Road |  | Sutton-in-ashfield |  | NG17 5LB | United Kingdom |  |  | Chesterfield 132Kv S Stn | Annesley 33Kv S Stn | Sutton Junction 33 11Kv S Stn | 11 | Western Power Distribution (East Midlands) Plc | Solar | Photovoltaic |  |  | 0 | 7 | [13 empty] | Accepted to connect | [6 empty] | 7 | 7 | 7.3684 | 0.05 | 0.0526 | 2019-09-25 | 2022-10-31 | [6 empty] | 2022-09-04 01:02
|  | Ave 003 limited | - | Devon Street |  | Birmingham |  | B7 4TH | United Kingdom | 408975 | 288059 | Nechells East 132Kv S Stn | Nechells West 132 25Kv S Stn | Nechells West 132/25/11Kv | 11 | Western Power Distribution (West Midlands) Plc | Fossil - Gas | Engine (combustion / reciprocating) | Yes |  | 0 | 7 | [13 empty] | Accepted to connect | [6 empty] | 7 | 7 | 7.3684 | 0.15 | 0.1579 | 2019-07-09 | 2022-09-17 | [6 empty] | 2022-09-04 01:02
|  | Regener8 spv 1 limited | Crimscote fields farm | Crimscote |  | Stratford-upon-avon |  | CV37 8UF | United Kingdom | 422823 | 246829 | Feckenham 66 11Kv S Stn | Feckenham 66/11Kv | Stratford 66 11Kv S Stn | 66 | Western Power Distribution (West Midlands) Plc | Solar | Photovoltaic |  |  | 0 | 40 | [13 empty] | Accepted to connect | [6 empty] | 40 | 40 | 42.1053 | 3 | 3.1579 | 2019-10-28 | 2023-03-31 | [6 empty] | 2022-09-04 01:02
|  | Peridot solar (gridco) limited | Peplow pv farm | The Old Airfield | Nr Market Drayton | Shropshire |  | TF9 2BX | United Kingdom | 365483 | 323132 | Ironbridge 132Kv S Stn |  |  | 132 | Western Power Distribution (West Midlands) Plc | Solar | Photovoltaic |  |  | 0 | 100 | [13 empty] | Accepted to connect | [6 empty] | 100 | 100 | 105.2632 | 0.99 | 1.0421 | 2019-09-04 | 2023-04-05 | [6 empty] | 2022-09-04 01:02
|  | Jbm solar projects 10 limited | Belvoir solar pv | Easthorpe Lane | Muston | Nottingham |  | NG13 0FD | United Kingdom | 482919 | 338131 | Staythorpe C 132Kv S Stn |  |  | 0.4 | Western Power Distribution (East Midlands) Plc | Solar | Photovoltaic |  |  | 0 | 38 | [13 empty] | Accepted to connect | [6 empty] | 38 | 38 | 40 | 0.35 | 0.3684 | 2019-10-08 | 2023-02-14 | [6 empty] | 2022-09-04 01:02
|  | Cenin renewables ltd | Llwyncelyn porth wind, llwyn33 |  | Llwyncelyn | Porth |  |  | United Kingdom |  |  | Upper Boat | Upper Boat Bsp |  | 33 | Western Power Distribution (South Wales) Plc | Wind | Onshore wind turbines |  |  | 0 | 29.4 | [13 empty] | Accepted to connect | [6 empty] | 29.4 | 29.4 | 30.9474 | 0.7 | 0.7368 | 2019-09-23 | 2023-07-06 | [6 empty] | 2022-09-04 01:02
|  | Conrad energy |  | Maybrook Road | Minworth | Sutton coldfield |  | B76 1BE | United Kingdom | 414478 | 292362 | Nechells East 132Kv S Stn |  |  | 11 | Western Power Distribution (West Midlands) Plc | Fossil - Gas | Engine (combustion / reciprocating) |  |  | 0 | 12.7 | [13 empty] | Accepted to connect | [6 empty] | 12.7 | 12.7 | 13.3684 | 0.3 | 0.3158 | 2019-10-24 | 2023-03-16 | [6 empty] | 2022-09-04 01:02
|  | Collingwood street solar limited |  | Duffryn Uchaf |  | Port talbot |  | SA13 2YA | United Kingdom | 278469 | 189572 | Pyle Grid |  |  | 132 | Western Power Distribution (South Wales) Plc | Solar | Photovoltaic |  |  | 0 | 49.9 | [13 empty] | Accepted to connect | [6 empty] | 49.9 | 49.9 | 52.5263 | 0.1 | 0.1053 | 2019-09-19 | 2023-07-07 | [6 empty] | 2022-09-04 01:02
|  | The wave flux capacitor limited | The wave | Over Lane | Almondsbury | Bristol |  | BS32 4DF | United Kingdom | 358763 | 182647 | Iron Acton Sgp | Bradley Stoke Bsp | Almondsbury | 11 | Western Power Distribution (South West) Plc | Solar | Photovoltaic |  |  | 0 | 3 |  |  | No |  | 0 | 0.13 | [7 empty] | Accepted to connect | [6 empty] | 3.13 | 3.13 | 3.2947 | 0.13 | 0.1368 | 2019-12-04 | 2022-10-01 | [6 empty] | 2022-09-04 01:02
|  | Sirius dev (oaklands) limited | Oaklands farm, solar farm |  |  | Bonvillston |  | CF5 6TQ | United Kingdom | 306239 | 173980 | Upper Boat | Upper Boat Bsp |  | 132 | Western Power Distribution (South Wales) Plc | Solar | Photovoltaic |  |  | 0 | 50 | [13 empty] | Accepted to connect | [6 empty] | 50 | 50 | 52.6316 | 0.1 | 0.1053 | 2019-10-09 | 2023-02-16 | [6 empty] | 2022-09-04 01:02
|  | Conrad (newark) limited | Lca972 | Bowbridge Lane | Fernwood Cp | Newark and sherwood | Nottinghamshire | NG24 3BY | United Kingdom | 479934 | 350927 | Staythorpe C 132Kv S Stn | Hawton 33Kv S Stn | Hawton 11Kv S Stn | 11 | Western Power Distribution (East Midlands) Plc | Stored Energy (all stored energy irrespective of the original energy source) | Storage - Mechanical - Pumped Hydro |  |  | 0 | 7 | [13 empty] | Accepted to connect | [6 empty] | 7 | 7 | 7.3684 | 0.1 | 0.1053 | 2019-10-08 | 2022-09-07 | [6 empty] | 2022-09-04 01:02
|  | El (avonmouth) limited | "severn road 2" | Severn Road |  | Avonmouth |  | BS10 7SE | United Kingdom | 354376 | 181119 | Seabank Sgp | Portishead New Bsp |  | 132 | Western Power Distribution (South West) Plc | Fossil - Gas | Gas turbine (OCGT) |  |  | 0 | 9.9 | [13 empty] | Accepted to connect | [6 empty] | 9.9 | 9.9 | 10.421 | 4.6 | 4.8421 | 2019-07-19 | 2023-01-31 | [6 empty] | 2022-09-04 01:02
|  | Midlands power networks limited | Pandrol uk limited | Bonemill Lane |  | Worksop | Nottinghamshire | S81 7AX | United Kingdom | 457662 | 380330 | West Burton 132Kv S Stn | Worksop 33Kv S Stn | Worksop West 33 11Kv S Stn | 11 | Western Power Distribution (East Midlands) Plc | Fossil - Oil | Engine (combustion / reciprocating) |  |  | 0 | 3.2 | [13 empty] | Accepted to connect | [6 empty] | 3.2 | 0 | 0 | 3.2 | 3.3684 | 2019-12-04 | 2022-09-29 | [6 empty] | 2022-09-04 01:02
|  | Amberside energy ltd | Balladoole solar a, roundhill | Near Salt Way | Redditch | Worcestershire |  | B96 6JR | United Kingdom | 402019 | 261038 | Feckenham 66 11Kv S Stn |  |  | 66 | Western Power Distribution (West Midlands) Plc | Solar | Photovoltaic |  |  | 0 | 49.9 | [13 empty] | Accepted to connect | [6 empty] | 49.9 | 49.9 | 52.5263 | 0.001 | 0.001 | 2019-11-20 | 2023-05-02 | [6 empty] | 2022-09-04 01:02
|  | Wentlooge solar project limited | Wentlooge solar project | St Brides | Wentlooge | Newport | Np10 8Sr |  | United Kingdom |  |  | Uskmouth | Newport East |  | 132 | Western Power Distribution (South Wales) Plc | Solar | Photovoltaic |  |  | 0 | 36 | [13 empty] | Accepted to connect | [6 empty] | 36 | 36 | 37.8947 | 0.1 | 0.1053 | 2019-09-04 | 2023-02-02 | [6 empty] | 2022-09-04 01:02
|  | Lightsource spv 187 limited | Gonerby moor | Cliff Lane |  | Marston |  | NG32 2HU | United Kingdom | 489830 | 341206 | Staythorpe C 132Kv S Stn |  |  | 132 | Western Power Distribution (East Midlands) Plc | Solar | Photovoltaic |  |  | 0 | 49.99 | [13 empty] | Accepted to connect | [6 empty] | 49.99 | 49.99 | 52.621 | 0.001 | 0.001 | 2019-11-27 | 2023-05-02 | [6 empty] | 2022-09-04 01:02
|  | Panacea resource solutions ltd |  | Cheltenham Road East |  | Gloucester | Gloucestershire | GL2 9QH | United Kingdom | 388136 | 222119 | Port Ham 132Kv S Stn | Castle Meads 33Kv S Stn | Rotol 33 11Kv S Stn | 11 | Western Power Distribution (West Midlands) Plc | Stored Energy (all stored energy irrespective of the original energy source) | Storage - Electrochemical (Batteries) |  |  | 0 | 5 | [13 empty] | Accepted to connect | [6 empty] | 5 | 5 | 5.2632 | 5 | 5.2632 | 2019-07-19 | 2022-10-01 | [6 empty] | 2022-09-04 01:02
|  | Elgin energy esco ltd | Thurlaston estate a | Desford Road | Thurlaston | Leicestershire |  | LE9 7TD | United Kingdom | 451036 | 300627 | Enderby 132Kv S Stn |  |  | 132 | Western Power Distribution (East Midlands) Plc | Solar | Photovoltaic |  |  | 0 | 40 | [13 empty] | Accepted to connect | [6 empty] | 40 | 40 | 42.1053 | 0.09 | 0.0947 | 2019-11-19 | 2022-11-23 | [6 empty] | 2022-09-04 01:02
|  | Db symmetry | Hinckley strategic rail freight i/change |  |  | Leicestershire |  | LE9 7SE | United Kingdom |  |  | Coventry 132Kv S Stn | Hinckley 33Kv S Stn |  | 33 | Western Power Distribution (East Midlands) Plc | Fossil - Gas | Engine (combustion / reciprocating) |  |  | 0 | 0 | [13 empty] | Accepted to connect | [6 empty] | 0 | 0 | 0 | 18 | 18.9474 | 2019-12-23 | 2023-02-27 | [6 empty] | 2022-09-04 01:02
|  | Biogas technology limited |  | Chicks Lane | Mendip |  |  | BA3 4BY | United Kingdom | 362022 | 153471 | Seabank Sgp | Radstock Bsp 132Kv | Chewton Mendip | 11 | Western Power Distribution (South West) Plc | Biofuel - Landfill gas | Gas turbine (OCGT) |  |  | 0 | 5 | [13 empty] | Accepted to connect | [6 empty] | 5 | 5 | 5.2632 | 0.15 | 0.1579 | 2019-09-17 | 2023-01-23 | [6 empty] | 2022-09-04 01:02
|  | Low carbon uk solar investment co ltd | Bishops itchington solar farm | Lower Farm |  | Bishops itchington |  | CV47 2SL | United Kingdom | 438857 | 256702 | Berkswell 132Kv S Stn | Harbury 33Kv S Stn |  | 33 | Western Power Distribution (East Midlands) Plc | Solar | Photovoltaic |  |  | 0 | 40 | [13 empty] | Accepted to connect | [6 empty] | 40 | 40 | 42.1053 | 0.05 | 0.0526 | 2019-10-02 | 2023-04-20 | [6 empty] | 2022-09-04 01:02
|  | Bh energy gap (walsall limited) | Land near | Fryers Road | Leamore | Walsall |  | WS3 2XQ | United Kingdom | 399519 | 301276 | Bustleholm 132Kv S Stn | Walsall 132Kv/33Kv |  | 132 | Western Power Distribution (West Midlands) Plc | Waste | Steam turbine (thermal power plant) |  |  | 0 | 50 | [13 empty] | Accepted to connect | [6 empty] | 50 | 50 | 52.6316 | 7 | 7.3684 | 2019-11-13 | 2024-08-21 | [6 empty] | 2022-09-04 01:02
|  | Jbm solar projects 16 limited | Boraston, corn brook solar | Boraston Bank | Spurtree | Shropshire |  | WR15 8LG | United Kingdom | 360414 | 269395 | Bishops Wood 132Kv S Stn |  |  | 132 | Western Power Distribution (West Midlands) Plc | Solar | Photovoltaic |  |  | 0 | 49.9 | [13 empty] | Accepted to connect | [6 empty] | 49.9 | 49.9 | 52.5263 | 0.25 | 0.2632 | 2019-12-11 | 2023-01-10 | [6 empty] | 2022-09-04 01:02
|  | World's end farm solar park limited | Worlds end farm, | Clapton |  | Berkeley |  | GL13 9QX | United Kingdom | 366220 | 197262 | Iron Acton 132Kv S Stn |  |  | 132 | Western Power Distribution (West Midlands) Plc | Solar | Photovoltaic |  |  | 0 | 49.99 | [13 empty] | Accepted to connect | [6 empty] | 49.99 | 49.99 | 52.621 | 0.5 | 0.5263 | 2019-10-22 | 2023-02-16 | [6 empty] | 2022-09-04 01:02
|  | Scottishpower renewables (uk) limited | Site at | Brigstock | East Northamptonshire | Northamptonshire |  |  | United Kingdom |  |  | Grendon 132Kv S Stn |  |  | 132 | Western Power Distribution (East Midlands) Plc | Solar | Photovoltaic |  |  | 0 | 60 | [13 empty] | Accepted to connect | [6 empty] | 60 | 60 | 63.1579 | 0.352 | 0.3705 | 2020-01-22 | 2024-06-30 | [6 empty] | 2022-09-04 01:02
|  | Ambition community energy cic | Ambition community energy cic | Land At Severn Road | Avonmouth | Bristol |  |  | United Kingdom |  |  | Seabank Sgp | Avonmouth Bsp | Kingsweston | 11 | Western Power Distribution (South West) Plc | Wind | Onshore wind turbines |  |  | 0 | 4.2 | [13 empty] | Accepted to connect | [6 empty] | 4.2 | 4.2 | 4.4211 | 0.06 | 0.0632 | 2019-11-05 | 2022-09-06 | [6 empty] | 2022-09-04 01:02
|  | Viridor waste management ltd' ' | Viridor energy to waste, , import mpan | Severn Road | Chittening | Bristol | North Somerset | BS11 0YU | United Kingdom | 353500 | 182150 | Iron Acton Sgp | Seabank Bsp |  | 33 | Western Power Distribution (South West) Plc | Waste | Steam turbine (thermal power plant) |  |  | 0 | 0 | [13 empty] | Accepted to connect | [6 empty] | 0 | 0 | 0 | 17.6 | 18.5263 | 2019-11-15 | 2023-06-29 | [6 empty] | 2022-09-04 01:02
|  | Mercia power response ltd |  | Land Off Sookholme Rd | Shirebrook | Mansfield |  | NG20 8SG | United Kingdom | 453175 | 367397 | Chesterfield 132Kv S Stn | Whitwell 33Kv S Stn | Shirebrook 33 11Kv S Stn | 11 | Western Power Distribution (East Midlands) Plc | Fossil - Gas | Engine (combustion / reciprocating) |  |  | 0 | 6 | [13 empty] | Accepted to connect | [6 empty] | 6 | 6 | 6.3158 | 0.15 | 0.1579 | 2019-11-05 | 2022-10-31 | [6 empty] | 2022-09-04 01:02
|  | Dno consulting ltd | Butterhill farm solar pv | Butterhill | Coppenhall | Stafford |  | ST18 9BU | United Kingdom | 389976 | 319071 | Bushbury D 132Kv |  |  | 132 | Western Power Distribution (West Midlands) Plc | Solar | Photovoltaic |  |  | 0 | 40 | [13 empty] | Accepted to connect | [6 empty] | 40 | 40 | 42.1053 | 0.3 | 0.3158 | 2020-01-16 | 2023-04-04 | [6 empty] | 2022-09-04 01:02
|  | Great house energy centre | Great house farm | Penpergwm |  | Abergavenny |  | NP7 4UY | United Kingdom |  |  | Rassau Gsp | Rassau Bsp |  | 132 | Western Power Distribution (South Wales) Plc | Solar | Photovoltaic |  |  | 0 | 49.99 | [13 empty] | Accepted to connect | [6 empty] | 49.99 | 49.99 | 52.621 | 0.499 | 0.5253 | 2020-01-15 | 2024-12-31 | [6 empty] | 2022-09-04 01:02
|  | Low carbon | Fonman solar farm |  | Rhoose | Barry |  | CF62 3BJ | United Kingdom | 304873 | 167538 | Aberthaw Power Station | East Aberthaw |  | 33 | Western Power Distribution (South Wales) Plc | Solar | Photovoltaic |  |  | 0 | 20 | [13 empty] | Accepted to connect | [6 empty] | 20 | 20 | 21.0526 | 0.05 | 0.0526 | 2019-12-18 | 2023-04-26 | [6 empty] | 2022-09-04 01:02
|  | Rag lane solar limited | Rag lane solar |  |  | Wotton-under-edge | Gloucetershire | GL12 8LD | United Kingdom | 371690 | 188604 | Iron Acton 132Kv S Stn | Chipping Sodbury 132Kv S Stn |  | 33 | Western Power Distribution (West Midlands) Plc | Solar | Photovoltaic |  |  | 0 | 40 | [13 empty] | Accepted to connect | [6 empty] | 40 | 40 | 42.1053 | 0.001 | 0.001 | 2019-11-11 | 2023-04-04 | [6 empty] | 2022-09-04 01:02
|  | Lightsource spv 175 limited | Gammaton moor pv solar park | Land At Gammaton Moor |  | Alverdiscott |  | EX39 4QF | United Kingdom | 249084 | 124140 | Alverdiscott Sgp |  |  | 0.4 | Western Power Distribution (South West) Plc | Solar | Photovoltaic |  |  | 0 | 28 | [13 empty] | Accepted to connect | [6 empty] | 28 | 28 | 29.4737 | 0.28 | 0.2947 | 2020-03-13 | 2023-12-21 | [6 empty] | 2022-09-04 01:02
|  | Voltalia uk ltd | Burnt thorns farm | Kilsby Lane |  | Hillmorton | Northamptonshire | CV21 4PN | United Kingdom | 454528 | 273389 | Coventry 132Kv S Stn | Rugby 33Kv S Stn |  | 33 | Western Power Distribution (East Midlands) Plc | Solar | Photovoltaic |  |  | 0 | 12.75 | [13 empty] | Accepted to connect | [6 empty] | 12.75 | 12.75 | 13.421 | 0.3 | 0.3158 | 2020-03-13 | 2023-05-04 | [6 empty] | 2022-09-04 01:02
|  | Jrb generation ltd | Ocker hill bess (100 mw) | Off Shaw Street |  | West bromwich |  | B70 0TX | United Kingdom | 398482 | 293388 | Ocker Hill C 132Kv S Stn |  |  | 132 | Western Power Distribution (West Midlands) Plc | Stored Energy (all stored energy irrespective of the original energy source) | Storage - Electrochemical (Batteries) |  |  | 0 | 99.4 | [13 empty] | Accepted to connect | [6 empty] | 99.4 | 99.4 | 104.6316 | 99.4 | 104.6316 | 2019-12-20 | 2023-02-08 | [6 empty] | 2022-09-04 01:02
|  | Fpc industry & enterprise 2 ltd | Severn road | Almondsbury |  | Bristol |  | BS11 | United Kingdom | 351454 | 178589 | Seabank Sgp | Portishead New Bsp |  | 33 | Western Power Distribution (South West) Plc | Fossil - Gas | Engine (combustion / reciprocating) |  |  | 0 | 15 | [13 empty] | Accepted to connect | [6 empty] | 15 | 15 | 15.7895 | 0.5 | 0.5263 | 2019-12-17 | 2022-12-17 | [6 empty] | 2022-09-04 01:02
|  | Low carbon uk solar | Adstock solar farm | Adstock Solar Farm | Addington | Buckingham |  | MK18 2JW | United Kingdom | 475662 | 229061 | East Claydon 132Kv S Stn | Stony Stratford 33Kv S Stn |  | 33 | Western Power Distribution (East Midlands) Plc | Solar | Photovoltaic |  |  | 0 | 14.3 | [13 empty] | Accepted to connect | [6 empty] | 14.3 | 14.3 | 15.0526 | 0.05 | 0.0526 | 2020-01-22 | 2022-12-19 | [6 empty] | 2022-09-04 01:02
|  | Stow park solar ltd | Stow park farm |  | Stow | Lincoln |  | LN1 2AL | United Kingdom |  |  | West Burton 132Kv S Stn |  |  | 132 | Western Power Distribution (East Midlands) Plc | Solar | Photovoltaic |  |  | 0 | 35 | [13 empty] | Accepted to connect | [6 empty] | 35 | 35 | 36.8421 | 0.5 | 0.5263 | 2019-12-23 | 2023-04-10 | [6 empty] | 2022-09-04 01:02
|  | Leazes park road solar limited | Land situated at averham, leazes park solar | Staythorpe | Averham | Newark | Nottinghamshire | NG23 5QY | United Kingdom | 476616 | 354714 | Staythorpe C 132Kv S Stn |  |  | 132 | Western Power Distribution (East Midlands) Plc | Solar | Photovoltaic |  |  | 0 | 49.99 | [13 empty] | Accepted to connect | [6 empty] | 49.99 | 49.99 | 52.621 | 0.3 | 0.3158 | 2020-04-06 | 2022-12-22 | [6 empty] | 2022-09-04 01:02
|  | Lightrock power limited | Peradon farm, , peardon |  | Clyst Hydon | Cullompton | Devon | EX15 2NG | United Kingdom | 305100 | 101800 | Exeter Main Sgp | Exeter Main Bsp |  | 132 | Western Power Distribution (South West) Plc | Solar | Photovoltaic |  |  | 0 | 52.8 | Stored Energy (all stored energy irrespective of the original energy source) | Storage - Electrochemical (Batteries) |  |  | 0 | 22 | [7 empty] | Accepted to connect | [6 empty] | 74.8 | 49.9 | 52.5263 | 0.5 | 0.5263 | 2020-05-22 | 2023-10-31 | [6 empty] | 2022-09-04 01:02
|  | Greenfields energy consultancy ltd | Unit 26 north bank | Berry Hill Industrial Estate |  | Droitwich |  | WR9 9AU | United Kingdom | 389213 | 265033 | Bishops Wood 132Kv S Stn | Stourport 132 66 33Kv S Stn | Droitwich 66 11Kv S Stn | 11 | Western Power Distribution (West Midlands) Plc | Fossil - Gas | Engine (combustion / reciprocating) |  |  | 0 | 4.75 | [13 empty] | Accepted to connect | [6 empty] | 4.75 | 4.75 | 5 | 0.1 | 0.1053 | 2020-03-13 | 2022-09-29 | [6 empty] | 2022-09-04 01:02
|  | Low farm solar limited | Land at low farm | Old Fen Bank | Wainfleet | All saints | Skegness, Lincolnshire | PE24 4JS | United Kingdom | 546553 | 359111 | Bicker Fen 132Kv S Stn |  |  | 132 | Western Power Distribution (East Midlands) Plc | Solar | Photovoltaic |  |  | 0 | 43.5 | [13 empty] | Accepted to connect | [6 empty] | 43.5 | 43.5 | 45.7895 | 0.1 | 0.1053 | 2020-04-09 | 2023-08-31 | [6 empty] | 2022-09-04 01:02
|  | Elgin energy esco ltd | Whaley solar pv, solar site 16819 | Lands At Chatsworth Estate | Gorse Covert | Whitwell | Derbyshire |  | United Kingdom |  |  | Chesterfield 132Kv S Stn | Whitwell 33Kv S Stn |  | 33 | Western Power Distribution (East Midlands) Plc | Solar | Photovoltaic |  |  | 0 | 25 | [13 empty] | Accepted to connect | [6 empty] | 25 | 25 | 26.3158 | 0.4 | 0.421 | 2020-04-07 | 2023-06-05 | [6 empty] | 2022-09-04 01:02
|  | Cyp solar limited | Land near | Craig Y Perchych | Glais | Swansea |  | SA7 | United Kingdom | 267597 | 196497 | Swansea North Grid | Swansea North Bsp |  | 33 | Western Power Distribution (South Wales) Plc | Solar | Photovoltaic |  |  | 0 | 15 | [13 empty] | Accepted to connect | [6 empty] | 15 | 15 | 15.7895 | 0.2 | 0.2105 | 2020-04-01 | 2023-01-26 | [6 empty] | 2022-09-04 01:02
|  | Pennant walters | Mynydd llanhilleth wind farm |  |  | Pontypool |  |  | United Kingdom |  |  | Uskmouth | Panteg 66Kv Sw Site | Panteg Primary | 66 | Western Power Distribution (South Wales) Plc | Wind | Onshore wind turbines |  |  | 0 | 28.7 | [13 empty] | Accepted to connect | [6 empty] | 28.7 | 28.7 | 30.2105 | 0.042 | 0.0442 | 2020-03-24 | 2026-05-30 | [6 empty] | 2022-09-04 01:02
|  | Lullington solar park limited | Lullington solar farm | Lullington |  | Swadlincote | Derbyshire | DE12 8EH | United Kingdom | 424953 | 313177 | Lea Marston 132Kv S Stn |  |  | 132 | Western Power Distribution (East Midlands) Plc | Solar | Photovoltaic |  |  | 0 | 49.9 | [13 empty] | Accepted to connect | [6 empty] | 49.9 | 49.9 | 52.5263 | 0.3 | 0.3158 | 2020-04-03 | 2023-03-03 | [6 empty] | 2022-09-04 01:02
|  | Elgin energy esco limited | Murrells end farm pv | Murrells End | Hartpury | Gloucester |  | GL19 3DF | United Kingdom | 378954 | 222353 | Port Ham 132Kv S Stn |  |  | 132 | Western Power Distribution (West Midlands) Plc | Solar | Photovoltaic |  |  | 0 | 40 | [13 empty] | Accepted to connect | [6 empty] | 40 | 40 | 42.1053 | 0.4 | 0.421 | 2020-03-06 | 2023-03-30 | [6 empty] | 2022-09-04 01:02
|  | Jbm solar projects 20 ltd | Copse lodge solar farm | Halse Road | Greatworth And Halse | South northamptonshire | East Midlands | NN13 6DZ | United Kingdom | 456351 | 241624 | East Claydon 132Kv S Stn |  |  | 132 | Western Power Distribution (East Midlands) Plc | Solar | Photovoltaic |  |  | 0 | 49.9 | [13 empty] | Accepted to connect | [6 empty] | 49.9 | 49.9 | 52.5263 | 0.25 | 0.2632 | 2020-04-09 | 2023-09-27 | [6 empty] | 2022-09-04 01:02
|  | Littleton pastures solar ltd | Littleton pastures solar farm | South Littleton |  | Evesham |  | WR11 8TS | United Kingdom | 410659 | 245911 | Feckenham 66 11Kv S Stn | Feckenham 66/11Kv | Evesham 66 11Kv S Stn | 66 | Western Power Distribution (West Midlands) Plc | Solar | Photovoltaic |  |  | 0 | 22 | [13 empty] | Accepted to connect | [6 empty] | 22 | 22 | 23.1579 | 0.001 | 0.001 | 2019-12-10 | 2023-04-17 | [6 empty] | 2022-09-04 01:02
|  | Jbm solar projects (uk) ltd | Furzen solar | East Claydon Road | Aylesbury Vale | Buckinghamshire |  | MK18 3NF | United Kingdom |  |  | East Claydon 132Kv S Stn |  |  | 132 | Western Power Distribution (East Midlands) Plc | Stored Energy (all stored energy irrespective of the original energy source) | Storage - Electrochemical (Batteries) |  |  | 0 | 49.9 | [13 empty] | Accepted to connect | [6 empty] | 49.9 | 49.9 | 52.5263 | 49.9 | 52.5263 | 2020-06-11 | 2023-05-05 | [6 empty] | 2022-09-04 01:02
|  | Dno consulting ltd | Maes mawr pv | Willowford Road | Tonteg | Pontypridd |  | CF38 1SL | United Kingdom | 310480 | 185198 | Upper Boat | Upper Boat Bsp |  | 33 | Western Power Distribution (South Wales) Plc | Solar | Photovoltaic |  |  | 0 | 20 | [13 empty] | Accepted to connect | [6 empty] | 20 | 20 | 21.0526 | 0.09 | 0.0947 | 2020-03-24 | 2023-06-02 | [6 empty] | 2022-09-04 01:02
|  | Jbm solar projects 17 limited | Tredington fields farm, claydon solar b |  | Tredington | Tewkesbury | Gloucestershire | GL20 7BS | United Kingdom | 391806 | 229895 | Port Ham 132Kv S Stn |  |  | 132 | Western Power Distribution (West Midlands) Plc | Solar | Photovoltaic |  |  | 0 | 45 | [13 empty] | Accepted to connect | [6 empty] | 45 | 45 | 47.3684 | 10 | 10.5263 | 2020-04-03 | 2023-02-22 | [6 empty] | 2022-09-04 01:02
|  | Regener8 power limited | Proposed solar project | Stowey Road |  | Bishop sutton |  | BS39 5TQ | United Kingdom | 359867 | 159523 | Seabank Sgp | Radstock Bsp 132Kv |  | 132 | Western Power Distribution (South West) Plc | Solar | Photovoltaic |  |  | 0 | 49.9 | [13 empty] | Accepted to connect | [6 empty] | 49.9 | 49.9 | 52.5263 | 0.5 | 0.5263 | 2020-04-16 | 2023-10-31 | [6 empty] | 2022-09-04 01:02
|  | Row 789 limited | Pot ash farm | Nash | Aylesbury Vale | Milton keynes | Buckinghamshire | MK19 6FW | United Kingdom |  |  | East Claydon 132Kv S Stn | Stony Stratford 33Kv S Stn |  | 33 | Western Power Distribution (East Midlands) Plc | Solar | Photovoltaic |  |  | 0 | 3.7 | [13 empty] | Accepted to connect | [6 empty] | 3.7 | 3.7 | 3.8947 | 0.0185 | 0.0195 | 2020-03-02 | 2023-02-01 | [6 empty] | 2022-09-04 01:02
|  | Aura power solar uk ltd | - | Land At Berkeley And Berkeley Heath | Berkeley | Gloucestershire |  | GL13 9TQ | United Kingdom | 367676 | 199678 | Iron Acton 132Kv S Stn |  |  | 132 | Western Power Distribution (West Midlands) Plc | Solar | Photovoltaic |  |  | 0 | 49.9 | [13 empty] | Accepted to connect | [6 empty] | 49.9 | 49.9 | 52.5263 | 0.001 | 0.001 | 2020-04-14 | 2023-03-24 | [6 empty] | 2022-09-04 01:02
|  | Mercia power response ltd | Land off | Fordbridge Lane |  | Blackwell | Alfreton | DE55 5JY | United Kingdom | 443830 | 357856 | Chesterfield 132Kv S Stn | Alfreton 33Kv S Stn | Blackwell 33 11Kv S Stn | 11 | Western Power Distribution (East Midlands) Plc | Fossil - Gas | Gas turbine (OCGT) |  |  | 0 | 7.6 | [13 empty] | Accepted to connect | [6 empty] | 7.6 | 7.6 | 8 | 0.15 | 0.1579 | 2020-02-12 | 2022-12-29 | [6 empty] | 2022-09-04 01:02
|  | Yanel farm solar limited | Yanel solar farm |  |  | Churchill |  | BS25 5QH | United Kingdom | 343018 | 160184 | Bridgwater Sgp | Churchill 33Kv |  | 132 | Western Power Distribution (South West) Plc | Solar | Photovoltaic |  |  | 0 | 38 | [13 empty] | Accepted to connect | [6 empty] | 38 | 38 | 40 | 0.1 | 0.1053 | 2020-03-02 | 2023-02-02 | [6 empty] | 2022-09-04 01:02
|  | Vattenfall wind power ltd | Land on the south side of | Hall Lane | Kemberton | Shifnal |  | TF11 9LB | United Kingdom | 371633 | 304717 | Ironbridge 132Kv S Stn |  |  | 33 | Western Power Distribution (West Midlands) Plc | Solar | Photovoltaic |  |  | 0 | 15 | [13 empty] | Accepted to connect | [6 empty] | 15 | 15 | 15.7895 | 0.075 | 0.0789 | 2020-05-14 | 2022-12-09 | [6 empty] | 2022-09-04 01:02
|  | Relay slimbridge limited | Cambridge arms | Shepherds Patch | Slimbridge | Gloucester |  | GL2 7BP | United Kingdom |  |  | Iron Acton 132Kv S Stn | Cambridge Arms 132Kv |  | 132 | Western Power Distribution (West Midlands) Plc | Stored Energy (all stored energy irrespective of the original energy source) | Storage - Electrochemical (Batteries) |  |  | 0 | 36 | [13 empty] | Accepted to connect | [6 empty] | 36 | 36 | 37.8947 | 0.001 | 0.001 | 2020-04-21 | 2023-04-20 | [6 empty] | 2022-09-04 01:02
|  | Eeb43 ltd | - | Land At Burbage And Aston Flamville |  | Hinckley | Leicestershire | LE10 3AQ | United Kingdom | 446661 | 291433 | Coventry 132Kv S Stn | Hinckley 33Kv S Stn |  | 33 | Western Power Distribution (East Midlands) Plc | Solar | Photovoltaic |  |  | 0 | 20 | [13 empty] | Accepted to connect | [6 empty] | 20 | 20 | 21.0526 | 0.09 | 0.0947 | 2020-02-26 | 2023-01-16 | [6 empty] | 2022-09-04 01:02
|  | Rhodesia power limited | Highgrounds industrial estate | Highgrounds Road | Rhodesia | Worksop |  | S80 3AT | United Kingdom | 456974 | 379660 | West Burton 132Kv S Stn | Worksop 33Kv S Stn |  | 33 | Western Power Distribution (East Midlands) Plc | Fossil - Gas | Gas turbine (OCGT) |  |  | 0 | 10 | [13 empty] | Accepted to connect | [6 empty] | 10 | 10 | 10.5263 | 0.25 | 0.2632 | 2020-02-21 | 2023-02-02 | [6 empty] | 2022-09-04 01:02
|  | By pass farm solar limited | By - pass farm | Great North Road | Foston | Grantham |  | NG32 2JT | United Kingdom |  |  | Staythorpe C 132Kv S Stn |  |  | 132 | Western Power Distribution (East Midlands) Plc | Solar | Photovoltaic |  |  | 0 | 38 | [13 empty] | Accepted to connect | [6 empty] | 38 | 38 | 40 | 0.35 | 0.3684 | 2020-02-21 | 2023-04-06 | [6 empty] | 2022-09-04 01:02
|  | Green farm solar limited | Longmoor solar project | Castle View Road |  | Easthorpe |  | NG13 0DZ | United Kingdom | 481332 | 337699 | Staythorpe C 132Kv S Stn |  |  | 132 | Western Power Distribution (East Midlands) Plc | Solar | Photovoltaic |  |  | 0 | 49.9 | [13 empty] | Accepted to connect | [6 empty] | 49.9 | 49.9 | 52.5263 | 0.35 | 0.3684 | 2020-03-02 | 2023-02-06 | [6 empty] | 2022-09-04 01:02
|  | Hoon hay solar limited | Hoon hay farm | Marston Lane |  | Hatton |  | DE65 5EA | United Kingdom | 421485 | 329691 | Drakelow 132Kv | Burton 33Kv | Hatton 33 11Kv S Stn | 11 | Western Power Distribution (East Midlands) Plc | Solar | Photovoltaic |  |  | 0 | 5 | [13 empty] | Accepted to connect | [6 empty] | 5 | 5 | 5.2632 | 0.05 | 0.0526 | 2020-05-07 | 2022-12-20 | [6 empty] | 2022-09-04 01:02
|  | Roadnight taylor ltd | Circuit of wales, proposed solar farm at | Nr Sirhowy | Rassau | Blaenau |  | NP23 5SD | United Kingdom | 315073 | 212367 | Rassau Gsp | Rassau Bsp |  | 132 | Western Power Distribution (South Wales) Plc | Solar | Photovoltaic |  |  | 0 | 49.9 | [13 empty] | Accepted to connect | [6 empty] | 49.9 | 49.9 | 52.5263 | 0.5 | 0.5263 | 2020-06-12 | 2023-04-19 | [6 empty] | 2022-09-04 01:02
|  | Clean earth energy | Proposed wind turbine | Land At Imerys |  | St austell |  | PL26 7XR | United Kingdom |  |  | Indian Queens Sgp | St Austell Bsp |  | 33 | Western Power Distribution (South West) Plc | Wind | Onshore wind turbines |  |  | 0 | 19.96 | [13 empty] | Accepted to connect | [6 empty] | 19.96 | 19.96 | 21.0105 | 0.164 | 0.1726 | 2020-04-06 | 2023-05-01 | [6 empty] | 2022-09-04 01:02
|  | Cenin renewables ltd | Coedarrhydyglyn |  |  | St nicholas |  |  | United Kingdom |  |  | Cardiff East Grid |  |  | 132 | Western Power Distribution (South Wales) Plc | Solar | Photovoltaic |  |  | 0 | 49.95 | [13 empty] | Accepted to connect | [6 empty] | 49.95 | 49.95 | 52.5789 | 0.526 | 0.5537 | 2020-01-31 | 2023-06-23 | [6 empty] | 2022-09-04 01:02
|  | Perinnpitt road solar limited | Solar farm | Perrinpit Road | Frampton Cotterel | Bristol | Avon | BS36 2AT | United Kingdom | 365525 | 182757 | Iron Acton Sgp |  |  | 132 | Western Power Distribution (South West) Plc | Solar | Photovoltaic |  |  | 0 | 38.63 | [13 empty] | Accepted to connect | [6 empty] | 38.63 | 38.63 | 40.6632 | 0.1 | 0.1053 | 2020-02-24 | 2023-11-10 | [6 empty] | 2022-09-04 01:02
|  | Ecodev group ltd | - | Bedworth Lane | Astley Cp | Nuneaton and bedworth | Warwickshire | CV12 0NH | United Kingdom | 434128 | 287694 | Coventry 132Kv S Stn | Nuneaton 33Kv S Stn | Whittleford 33 11Kv S Stn | 11 | Western Power Distribution (East Midlands) Plc | Stored Energy (all stored energy irrespective of the original energy source) | Storage - Electrochemical (Batteries) |  |  | 0 | 4 | [13 empty] | Accepted to connect | [6 empty] | 4 | 4 | 4.2105 | 4 | 4.2105 | 2020-07-23 | 2023-01-05 | [6 empty] | 2022-09-04 01:02
|  | Calleva community energy | Whiteborough farm |  |  | Sutton-in-ashfield, |  | NG17 2QJ | United Kingdom | 445949 | 360062 | Chesterfield 132Kv S Stn | Annesley 33Kv S Stn | Huthwaite 33 11Kv S Stn | 11 | Western Power Distribution (East Midlands) Plc | Solar | Photovoltaic |  |  | 0 | 2 | [13 empty] | Accepted to connect | [6 empty] | 2 | 2 | 2.1053 | 0 | 0 | 2020-06-17 | 2023-05-15 | [6 empty] | 2022-09-04 01:02
|  | Noriker perseverance limited |  | Old School Lane |  | Hereford |  | HR1 1EX | United Kingdom | 351281 | 241823 | Bishops Wood 132Kv S Stn | Hereford 66Kv S Stn |  | 66 | Western Power Distribution (West Midlands) Plc | Solar | Photovoltaic |  |  | 0 | 28 | [13 empty] | Accepted to connect | [6 empty] | 28 | 28 | 29.4737 | 8 | 8.421 | 2020-04-01 | 2023-03-07 | [6 empty] | 2022-09-04 01:02
|  | Lark power development ltd | Wittering | Ford Road |  | Wittering |  | PE6 | United Kingdom |  |  | Walpole 132Kv S Stn | Stamford 33Kv S Stn | Wittering 33 11Kv S Stn | 11 | Western Power Distribution (East Midlands) Plc | Stored Energy (all stored energy irrespective of the original energy source) | Storage - Electrochemical (Batteries) |  |  | 0 | 3 | [13 empty] | Accepted to connect | [6 empty] | 3 | 3 | 3.1579 | 2.75 | 2.8947 | 2020-08-06 | 2023-03-02 | [6 empty] | 2022-09-04 01:02
|  | Uk power distribution | Dpd uk | Watling Street (A5) |  | Hinckley |  | LE10 3HZ | United Kingdom | 442594 | 291531 | Coventry 132Kv S Stn | Hinckley 132Kv S Stn | Hinckley 11Kv S Stn | 33 | Western Power Distribution (East Midlands) Plc | Solar | Photovoltaic |  |  | 0 | 2.152 | [13 empty] | Accepted to connect | [6 empty] | 2.152 | 2.152 | 2.2653 | 0 | 0 | 2020-08-21 | 2023-01-16 | [6 empty] | 2022-09-04 01:02
|  | Ksp renewables limited | Willowbrook industrial estate | Shelton Road |  | Corby |  | NN17 5XH | United Kingdom | 491139 | 290756 | Grendon 132Kv S Stn | Corby No2 33Kv S Stn |  | 33 | Western Power Distribution (East Midlands) Plc | Waste | Steam turbine (thermal power plant) |  |  | 0 | 15 | [13 empty] | Accepted to connect | [6 empty] | 15 | 15 | 15.7895 | 0 | 0 | 2020-03-26 | 2025-12-01 | [6 empty] | 2022-09-04 01:02
|  | Ksp renewables limited | Willowbrook industrial estate | Shelton Road |  | Corby |  | NN17 5XH | United Kingdom | 491139 | 290756 | Grendon 132Kv S Stn | Corby No2 33Kv S Stn |  | 33 | Western Power Distribution (East Midlands) Plc | Fossil - Gas | Gas turbine (OCGT) |  |  | 0 | 15 | [13 empty] | Accepted to connect | [6 empty] | 15 | 15 | 15.7895 | 3.5 | 3.6842 | 2020-05-13 | 2023-12-01 | [6 empty] | 2022-09-04 01:02
|  | Dno consulting ltd | Atherstone hill farm | Lands At Alscot Estate |  | Stratford-upon-avon | Warwickshire | CV37 8LB | United Kingdom | 418101 | 250625 | Feckenham 66 11Kv S Stn | Feckenham 66/11Kv | Stratford 66 11Kv S Stn | 66 | Western Power Distribution (West Midlands) Plc | Solar | Photovoltaic |  |  | 0 | 26 | [13 empty] | Accepted to connect | [6 empty] | 26 | 26 | 27.3684 | 0.001 | 0.001 | 2020-05-26 | 2023-03-30 | [6 empty] | 2022-09-04 01:02
|  | Arcadis consulting (uk) ltd | Langarth garden village |  | Threemilestone | Truro |  |  | United Kingdom |  |  | Indian Queens Sgp | Truro Bsp |  | 33 | Western Power Distribution (South West) Plc | Solar | Photovoltaic |  |  | 0 | 0 | [13 empty] | Accepted to connect | [6 empty] | 0 | 0 | 0 | 18 | 18.9474 | 2020-07-14 | 2023-01-24 | [6 empty] | 2022-09-04 01:02
|  | Thorsby farming partnership | Land at normanton larches | Blyth Road |  | Worksop |  | S80 3PA | United Kingdom | 464958 | 374615 | Staythorpe C 132Kv S Stn |  |  | 132 | Western Power Distribution (East Midlands) Plc | Solar | Photovoltaic |  |  | 0 | 40 | [13 empty] | Accepted to connect | [6 empty] | 40 | 40 | 42.1053 | 0.3 | 0.3158 | 2020-05-20 | 2023-06-06 | [6 empty] | 2022-09-04 01:02
|  | Pennant walters holdings ltd | Trecelyn wind farm |  | Crumlin | Newport |  |  | United Kingdom |  |  | Uskmouth |  |  | 132 | Western Power Distribution (South Wales) Plc | Wind | Onshore wind turbines |  |  | 0 | 18.6 | [13 empty] | Accepted to connect | [6 empty] | 18.6 | 18.6 | 19.5789 | 0.018 | 0.0189 | 2020-03-24 | 2027-06-30 | [6 empty] | 2022-09-04 01:02
|  | Aura power solar uk ltd | Far coley farm, colwich solar farm | Coley Lane | Little Haywood | Stafford |  | ST18 0XB | United Kingdom | 400975 | 322290 | Rugeley 132Kv S Stn |  |  | 132 | Western Power Distribution (West Midlands) Plc | Solar | Photovoltaic |  |  | 0 | 49.9 | [13 empty] | Accepted to connect | [6 empty] | 49.9 | 49.9 | 52.5263 | 0.001 | 0.001 | 2020-04-14 | 2023-04-04 | [6 empty] | 2022-09-04 01:02
|  | Pace fire energy limited | Ukz015 b&c: mallows | Land Off Mallows Lane | Sibsey | Boston | Lincolnshire | PE22 0TL | United Kingdom |  |  | Walpole 132Kv S Stn | Boston 33Kv S Stn |  | 33 | Western Power Distribution (East Midlands) Plc | Solar | Photovoltaic |  |  | 0 | 10 | [13 empty] | Accepted to connect | [6 empty] | 10 | 10 | 10.5263 | 5 | 5.2632 | 2020-05-12 | 2023-07-28 | [6 empty] | 2022-09-04 01:02
|  | Gridserve emea depc ltd | Gs394 plymouth centre | Outland Road |  | Plymouth |  | PL2 3PG | United Kingdom | 247527 | 57104 | Landulph Sgp | Milehouse Bsp |  | 33 | Western Power Distribution (South West) Plc | Stored Energy (all stored energy irrespective of the original energy source) | Storage - Electrochemical (Batteries) |  |  | 0 | 6 | Solar | Photovoltaic |  |  | 0 | 0.48 | [7 empty] | Accepted to connect | [6 empty] | 6.48 | 6 | 6.3158 | 6 | 6.3158 | 2020-08-10 | 2022-12-10 | [6 empty] | 2022-09-04 01:02
|  | Pennant walters (holdings) ltd | Mynydd carn y cefn wind farm |  | Aberbeeg | Abertillery |  |  | United Kingdom |  |  | Rassau Gsp | Crumlin |  | 33 | Western Power Distribution (South Wales) Plc | Wind | Onshore wind turbines |  |  | 0 | 28.7 | [13 empty] | Accepted to connect | [6 empty] | 28.7 | 28.7 | 30.2105 | 0.42 | 0.4421 | 2020-06-18 | 2023-12-31 | [6 empty] | 2022-09-04 01:02
|  | Haunton farmers¿ solar limited | Haunton manor farm | Main Road |  | Haunton |  | B79 9HN | United Kingdom | 423802 | 310836 | Lea Marston 132Kv S Stn |  |  | 132 | Western Power Distribution (East Midlands) Plc | Solar | Photovoltaic |  |  | 0 | 38 | [13 empty] | Accepted to connect | [6 empty] | 38 | 38 | 40 | 0.35 | 0.3684 | 2020-04-29 | 2023-01-12 | [6 empty] | 2022-09-04 01:02
|  | Land and grid ltd | Alleston farm |  |  | Pembroke |  | SA71 5NJ | United Kingdom | 199753 | 200725 | Pembroke Power Station | Pembroke Power Station Bsp |  | 132 | Western Power Distribution (South Wales) Plc | Solar | Photovoltaic |  |  | 0 | 30 | [13 empty] | Accepted to connect | [6 empty] | 30 | 30 | 31.5789 | 0.2 | 0.2105 | 2020-08-20 | 2023-10-17 | [6 empty] | 2022-09-04 01:02
|  | Conrad (st philips) limited | Proposed generation | Philip Street |  | Bristol |  | BS2 0TA | United Kingdom | 360631 | 172257 | Iron Acton Sgp | Feeder Road 33Kv | Feeder Rd 11Kv | 11 | Western Power Distribution (South West) Plc | Stored Energy (all stored energy irrespective of the original energy source) | Storage - Electrochemical (Batteries) |  |  | 0 | 7.2 | [13 empty] | Accepted to connect | [6 empty] | 7.2 | 7.2 | 7.5789 | 6 | 6.3158 | 2020-03-31 | 2023-07-01 | [6 empty] | 2022-09-04 01:02
|  | Wse bourton road limited | Manor farm | Bourton Road |  | Bourton | Buckinghamshire | MK18 7DS | United Kingdom | 471011 | 233479 | East Claydon 132Kv S Stn | Stony Stratford 33Kv S Stn |  | 33 | Western Power Distribution (East Midlands) Plc | Solar | Photovoltaic |  |  | 0 | 12 | [13 empty] | Accepted to connect | [6 empty] | 12 | 12 | 12.6316 | 0.4 | 0.421 | 2020-05-19 | 2023-01-23 | [6 empty] | 2022-09-04 01:02
|  | Cogen ltd | Jaguar land rover | Lode Lane | Solihull | West midlands |  | B92 8NW | United Kingdom | 415620 | 281629 | Lea Marston 132Kv S Stn |  |  | 132 | Western Power Distribution (West Midlands) Plc | Solar | Photovoltaic |  |  | 0 | 29 | [13 empty] | Accepted to connect | [6 empty] | 29 | 29 | 30.5263 | 0.001 | 0.001 | 2020-08-10 | 2023-03-02 | [6 empty] | 2022-09-04 01:02
|  | Cenin renewables ltd | Manmoel wind 11kv | Manmoel Common |  | Ebbw vale |  |  | United Kingdom |  |  | Rassau Gsp | Ebbw Vale | Ebbw Vale Primary | 11 | Western Power Distribution (South Wales) Plc | Wind | Onshore wind turbines |  |  | 0 | 12 | [13 empty] | Accepted to connect | [6 empty] | 12 | 12 | 12.6316 | 0.05 | 0.0526 | 2020-06-08 | 2022-11-25 | [6 empty] | 2022-09-04 01:02
|  | Maisemore court farm energy centre ltd | Maisemore court farm |  | Maisemore | Gloucestershire |  | GL2 8EY | United Kingdom | 381405 | 221698 | Port Ham 132Kv S Stn |  |  | 132 | Western Power Distribution (West Midlands) Plc | Solar | Photovoltaic |  |  | 0 | 52.631 | [13 empty] | Accepted to connect | [6 empty] | 52.631 | 52.631 | 55.401 | 0.499 | 0.5253 | 2020-08-06 | 2023-03-27 | [6 empty] | 2022-09-04 01:02
|  | Jbm solar projects 21 ltd | Highleadon solar a/ref 061 | B4215 Rudford & Highleadon |  | Forest of dean |  | GL18 1HG | United Kingdom | 376471 | 223703 | Port Ham 132Kv S Stn |  |  | 132 | Western Power Distribution (West Midlands) Plc | Solar | Photovoltaic |  |  | 0 | 49.9 | [13 empty] | Accepted to connect | [6 empty] | 49.9 | 49.9 | 52.5263 | 0.25 | 0.2632 | 2020-07-14 | 2023-04-26 | [6 empty] | 2022-09-04 01:02
|  | Fn & gt barber | Chestnut farm | Syston Road | Cossington | Leicester |  | LE7 4UZ | United Kingdom | 460995 | 313070 | Ratcliffe On Soar 132Kv S Stn | Willoughby 33Kv S Stn |  | 33 | Western Power Distribution (East Midlands) Plc | Solar | Photovoltaic |  |  | 0 | 20 | [13 empty] | Accepted to connect | [6 empty] | 20 | 20 | 21.0526 | 2 | 2.1053 | 2020-07-27 | 2023-03-14 | [6 empty] | 2022-09-04 01:02
|  | Infraland limited | Land near | County Lane | Albrighton | Wolverhampton |  | WV7 3AH | United Kingdom | 383351 | 303155 | Bushbury D 132Kv | Bushbury C 132Kv S Stn | Albrighton 33 11Kv S Stn | 33 | Western Power Distribution (West Midlands) Plc | Solar | Photovoltaic |  |  | 0 | 12 | [13 empty] | Accepted to connect | [6 empty] | 12 | 12 | 12.6316 | 0.001 | 0.001 | 2020-08-18 | 2022-11-08 | [6 empty] | 2022-09-04 01:02
|  | Dno consulting ltd | Ref 17410 | Denfurlong Farm | Frampton On Severn | Gloucestershire |  | GL2 7EF | United Kingdom | 374715 | 207112 | Port Ham 132Kv S Stn |  |  | 132 | Western Power Distribution (West Midlands) Plc | Solar | Photovoltaic |  |  | 0 | 40 | [13 empty] | Accepted to connect | [6 empty] | 40 | 40 | 42.1053 | 0.001 | 0.001 | 2020-06-01 | 2023-03-01 | [6 empty] | 2022-09-04 01:02
|  | Brynwell farm solar limited | Brynwell farm |  |  | Cardiff |  | CF11 | United Kingdom |  |  | Cardiff East Grid | Cardiff East Grid Bsp |  | 33 | Western Power Distribution (South Wales) Plc | Solar | Photovoltaic |  |  | 0 | 15 | [13 empty] | Accepted to connect | [6 empty] | 15 | 15 | 15.7895 | 0.15 | 0.1579 | 2020-04-16 | 2023-06-15 | [6 empty] | 2022-09-04 01:02
|  | Eeb47 limited | Thorpe constantine solar pv | Land West Of Thorpe Constantin | Tamworth | Staffordshire |  | B79 0AQ | United Kingdom | 424119 | 308621 | Lea Marston 132Kv S Stn |  |  | 132 | Western Power Distribution (East Midlands) Plc | Solar | Photovoltaic |  |  | 0 | 49.9 | [13 empty] | Accepted to connect | [6 empty] | 49.9 | 49.9 | 52.5263 | 0.15 | 0.1579 | 2020-08-11 | 2023-07-25 | [6 empty] | 2022-09-04 01:02
|  | Marksbury energy centre limited | New generator, slc15 application | Marsbury Plane |  | Marksbury |  | BA2 0EG | United Kingdom | 366530 | 161436 | Seabank Sgp | Radstock Bsp 132Kv |  | 33 | Western Power Distribution (South West) Plc | Solar | Photovoltaic |  |  | 0 | 15 | [13 empty] | Accepted to connect | [6 empty] | 15 | 15 | 15.7895 | 0.15 | 0.1579 | 2020-07-24 | 2023-08-03 | [6 empty] | 2022-09-04 01:02
|  | Jbm solar projects 24 ltd | Ashorne solar | Harbury Lane |  | Leamington spa |  | CV34 7BN | United Kingdom |  |  | Berkswell 132Kv S Stn |  |  | 132 | Western Power Distribution (East Midlands) Plc | Solar | Photovoltaic |  |  | 0 | 49.9 | [13 empty] | Accepted to connect | [6 empty] | 49.9 | 49.9 | 52.5263 | 10 | 10.5263 | 2020-08-19 | 2022-07-25 | [6 empty] | 2022-09-04 01:02
|  | Greentech invest (1) limited | - | Dawley Road |  | Ketley |  | TF1 5AQ | United Kingdom | 367557 | 311113 | Ironbridge 132Kv S Stn | Ketley 132Kv S Stn |  | 33 | Western Power Distribution (West Midlands) Plc | Solar | Photovoltaic |  |  | 0 | 21 | [13 empty] | Accepted to connect | [6 empty] | 21 | 21 | 22.1053 | 0.5 | 0.5263 | 2020-04-17 | 2023-02-10 | [6 empty] | 2022-09-04 01:02
|  | Birchall green solar farm | Noken farm | Sinton Green |  |  | Worcester | WR2 6NW | United Kingdom | 381278 | 260519 | Bishops Wood 132Kv S Stn |  |  | 132 | Western Power Distribution (West Midlands) Plc | Solar | Photovoltaic |  |  | 0 | 42 | [13 empty] | Accepted to connect | [6 empty] | 42 | 42 | 44.2105 | 0.5 | 0.5263 | 2020-06-18 | 2023-04-03 | [6 empty] | 2022-09-04 01:02
|  | Leicestershire solar 1 limited | Middle road farm | Middle Farm |  | Leamington spa |  | CV33 9JN | United Kingdom | 435799 | 260455 | Berkswell 132Kv S Stn |  |  | 132 | Western Power Distribution (East Midlands) Plc | Solar | Photovoltaic |  |  | 0 | 40 | [13 empty] | Accepted to connect | [6 empty] | 40 | 40 | 42.1053 | 0.5 | 0.5263 | 2020-07-21 | 2023-01-16 | [6 empty] | 2022-09-04 01:02
|  | Ks spv 47 limited | Laurel farm, hasland solar farm | Calow |  | Chesterfield |  | S44 5XH | United Kingdom | 440698 | 370102 | Chesterfield 132Kv S Stn |  |  | 132 | Western Power Distribution (East Midlands) Plc | Solar | Photovoltaic |  |  | 0 | 50 | [13 empty] | Accepted to connect | [6 empty] | 50 | 50 | 52.6316 | 0.1 | 0.1053 | 2020-09-11 | 2023-04-04 | [6 empty] | 2022-09-04 01:02
|  | Balance power projects limited | Whetstone | Warwick Road |  | Littlethorpe | Leicester | LE19 2JU | United Kingdom | 454446 | 297026 | Enderby 132Kv S Stn | Wigston 33Kv S Stn | Whetstone 33 11Kv S Stn | 11 | Western Power Distribution (East Midlands) Plc | Biofuel - Landfill gas | Gas turbine (OCGT) |  |  | 0 | 7.56 | [13 empty] | Accepted to connect | [6 empty] | 7.56 | 7.56 | 7.9579 | 0 | 0 | 2020-09-16 | 2022-11-03 | [6 empty] | 2022-09-04 01:02
|  | Ecotricity | Land at old dalby lodge farm | Paddys Lane | Old Dalby | Melton mowbray | Leicestershire | LE14 3LY | United Kingdom | 465445 | 322220 | Ratcliffe On Soar 132Kv S Stn | Willoughby 33Kv S Stn |  | 33 | Western Power Distribution (East Midlands) Plc | Solar | Photovoltaic |  |  | 0 | 7 | [13 empty] | Accepted to connect | [6 empty] | 7 | 7 | 7.3684 | 0 | 0 | 2020-07-27 | 2023-01-04 | [6 empty] | 2022-09-04 01:02
|  | Power balancing services ltd | Land off | High View Road | South Normanton | Alfreton |  | DE55 2FH | United Kingdom | 445011 | 357533 | Chesterfield 132Kv S Stn | Alfreton 33Kv S Stn | Blackwell 33 11Kv S Stn | 11 | Western Power Distribution (East Midlands) Plc | Fossil - Gas | Engine (combustion / reciprocating) |  |  | 0 | 3 | [13 empty] | Accepted to connect | [6 empty] | 3 | 3 | 3.1579 | 0.15 | 0.1579 | 2020-06-11 | 2023-01-31 | [6 empty] | 2022-09-04 01:02
|  | Sirius ecodev (lambeth) limited | Lambeeth farm |  | Pwllcrochan | Pembroke |  | SA71 5TP | United Kingdom | 193807 | 201581 | Pembroke Power Station | Pembroke Power Station Bsp |  | 132 | Western Power Distribution (South Wales) Plc | Solar | Photovoltaic | No |  | 0 | 50 |  |  |  |  | 0 | 49.999 | [7 empty] | Accepted to connect | [6 empty] | 99.999 | 49.999 | 52.6305 | 49.999 | 52.6305 | 2020-07-08 | 2023-02-15 | [6 empty] | 2022-09-04 01:02
|  | Newbold pacey solar limited | Land at newbold pacey | Newbold Road |  |  | Warwickshire | CV35 9DP | United Kingdom | 429848 | 257131 | Berkswell 132Kv S Stn | Warwick 33Kv S Stn |  | 33 | Western Power Distribution (East Midlands) Plc | Solar | Photovoltaic |  |  | 0 | 20 | [13 empty] | Accepted to connect | [6 empty] | 20 | 20 | 21.0526 | 0.2 | 0.2105 | 2020-07-31 | 2023-07-25 | [6 empty] | 2022-09-04 01:02
|  | Alfreton solar limited |  | Dunsford Road |  | Alfreton |  | DE55 7RH | United Kingdom | 442041 | 356298 | Chesterfield 132Kv S Stn | Alfreton 33Kv S Stn |  | 33 | Western Power Distribution (East Midlands) Plc | Solar | Photovoltaic |  |  | 0 | 19 | [13 empty] | Accepted to connect | [6 empty] | 19 | 19 | 20 | 0.195 | 0.2053 | 2020-09-17 | 2023-06-06 | [6 empty] | 2022-09-04 01:02
|  | Solar securities ltd | Gwenlais solar farm | Gwenlais Road | Pontlliw | Swansea |  | SA4 9EX | United Kingdom | 261062 | 201272 | Swansea North Grid | Swansea North Bsp |  | 33 | Western Power Distribution (South Wales) Plc | Solar | Photovoltaic |  |  | 0 | 15.45 | [13 empty] | Accepted to connect | [6 empty] | 15.45 | 15 | 15.7895 | 0.1 | 0.1053 | 2020-07-08 | 2023-06-16 | [6 empty] | 2022-09-04 01:02
|  | Jbm solar projects 23 ltd | Eastfields solar 065 | Deppers Bridge | Bishop'S Itchington | Southam |  | CV47 2ST | United Kingdom | 438809 | 259782 | Berkswell 132Kv S Stn | Harbury 33Kv S Stn |  | 33 | Western Power Distribution (East Midlands) Plc | Solar | Photovoltaic |  |  | 0 | 25 | [13 empty] | Accepted to connect | [6 empty] | 25 | 25 | 26.3158 | 25 | 26.3158 | 2020-08-19 | 2022-12-13 | [6 empty] | 2022-09-04 01:02
|  | Aura power solar uk ltd | - | Preston Hill Farm | Preston Vale | Penkridge | Stafford | ST19 5RA | United Kingdom | 391945 | 314179 | Bushbury D 132Kv |  |  | 132 | Western Power Distribution (West Midlands) Plc | Solar | Photovoltaic |  |  | 0 | 49.9 | [13 empty] | Accepted to connect | [6 empty] | 49.9 | 49.9 | 52.5263 | 0.8 | 0.8421 | 2020-08-27 | 2023-02-01 | [6 empty] | 2022-09-04 01:02
|  | Boultbee brooks (renewables costock)ltd | Costock solar farm | Wysall Road | Costock | Rushcliffe | Nottinghamshire | LE12 6YP | United Kingdom | 457307 | 326380 | Ratcliffe On Soar 132Kv S Stn |  |  | 33 | Western Power Distribution (East Midlands) Plc | Solar | Photovoltaic |  |  | 0 | 49.9 | [13 empty] | Accepted to connect | [6 empty] | 49.9 | 49.9 | 52.5263 | 0.35 | 0.3684 | 2020-10-02 | 2023-04-19 | [6 empty] | 2022-09-04 01:02
|  | Bailoh limited | Land at manor farm, manor farm solar plant | Beachampton |  | Milton keynes | Buckinghamshire | MK19 6DT | United Kingdom | 477174 | 236897 | East Claydon 132Kv S Stn | Stony Stratford 33Kv S Stn |  | 33 | Western Power Distribution (East Midlands) Plc | Solar | Photovoltaic |  |  | 0 | 25 | [13 empty] | Accepted to connect | [6 empty] | 25 | 25 | 26.3158 | 0.1 | 0.1053 | 2020-07-27 | 2023-03-01 | [6 empty] | 2022-09-04 01:02
|  | Re projects development ltd | Ash farm, pv installation for 7mw | Charlton Rd | Coleford | Radstock |  | BA3 5EX | United Kingdom | 367726 | 151069 | Seabank Sgp | Radstock Bsp 132Kv |  | 33 | Western Power Distribution (South West) Plc | Solar | Photovoltaic |  |  | 0 | 10 | [13 empty] | Accepted to connect | [6 empty] | 10 | 10 | 10.5263 | 0 | 0 | 2020-07-27 | 2023-03-02 | [6 empty] | 2022-09-04 01:02
|  | Dno consulting ltd | Land at | Croes Carn Einon Farm | Bassaleg | Newport |  | NP10 8RW | United Kingdom | 326372 | 186080 | Uskmouth |  |  | 66 | Western Power Distribution (South Wales) Plc | Solar | Photovoltaic |  |  | 0 | 40 | [13 empty] | Accepted to connect | [6 empty] | 40 | 40 | 42.1053 | 0.3 | 0.3158 | 2020-07-24 | 2023-09-20 | [6 empty] | 2022-09-04 01:02
|  | Ipv flexigen limited | Corley solar farm | Breach Oak Lane |  | Astley cp | North Warwickshire | CV7 8AU | United Kingdom | 431102 | 286625 | Coventry 132Kv S Stn | Nuneaton 33Kv S Stn |  | 33 | Western Power Distribution (East Midlands) Plc | Solar | Photovoltaic |  |  | 0 | 12.8 | [13 empty] | Accepted to connect | [6 empty] | 12.8 | 12.8 | 13.4737 | 0.05 | 0.0526 | 2020-10-26 | 2023-05-05 | [6 empty] | 2022-09-04 01:02
|  | Windel solar 4 limited | High witheven farm, solar pv on land at |  | Canworthy Water |  |  | PL15 8UB | United Kingdom | 222517 | 92494 | Alverdiscott Sgp | Pyworthy Bsp |  | 132 | Western Power Distribution (South West) Plc | Solar | Photovoltaic |  |  | 0 | 32 | [13 empty] | Accepted to connect | [6 empty] | 32 | 32 | 33.6842 | 0.2 | 0.2105 | 2020-11-13 | 2023-05-19 | [6 empty] | 2022-09-04 01:02
|  | Conrad (crewkerne) limited | Flexible gas generating stn | Land At Blacknell Lane |  | Crewkerne |  | TA18 8LL | United Kingdom | 344875 | 109395 | Axminster Sgp | Woodcote Bsp | Crewkerne | 11 | Western Power Distribution (South West) Plc | Biofuel - Landfill gas | Gas turbine (OCGT) |  |  | 0 | 7.2 |  |  |  |  | 0 | 7.2 | [7 empty] | Accepted to connect | [6 empty] | 14.4 | 7.2 | 7.5789 | 0.2 | 0.2105 | 2020-10-20 | 2022-11-20 | [6 empty] | 2022-09-04 01:02
|  | Jbm solar projects (uk) ltd | Wade lane farm | Wade Lane |  | Hill ridware | Rugeley | WS15 3RE | United Kingdom | 407823 | 318017 | Rugeley 132Kv S Stn |  |  | 132 | Western Power Distribution (West Midlands) Plc | Solar | Photovoltaic |  |  | 0 | 49.9 | [13 empty] | Accepted to connect | [6 empty] | 49.9 | 49.9 | 52.5263 | 0.001 | 0.001 | 2020-10-09 | 2023-04-13 | [6 empty] | 2022-09-04 01:02
|  | Hobby energy ltd | Grove farm | Gypsy Lane | Irchester | Wellingborough | Northamptonshire | NN29 7UF | United Kingdom |  |  | Grendon 132Kv S Stn | Wellingborough 132Kv S Stn | Wellingborough 132/11Kv (Reserve) | 11 | Western Power Distribution (East Midlands) Plc | Solar | Photovoltaic |  |  | 0 | 20 | [13 empty] | Accepted to connect | [6 empty] | 20 | 20 | 21.0526 | 0.1 | 0.1053 | 2020-08-12 | 2022-11-17 | [6 empty] | 2022-09-04 01:02
|  | Vicarage drove energy centre limited | Ash farm, land at | Vicarage Drove | Bicker | Boston |  | PE20 3BJ | United Kingdom |  |  | Bicker Fen 132Kv S Stn |  |  | 132 | Western Power Distribution (East Midlands) Plc | Solar | Photovoltaic |  |  | 0 | 70 | [13 empty] | Accepted to connect | [6 empty] | 70 | 70 | 73.6842 | 20.5 | 21.5789 | 2020-11-03 | 2023-08-29 | [6 empty] | 2022-09-04 01:02
|  | Public power solutions ltd | New house farm |  |  | Hawkeschurch |  | EX13 5UP | United Kingdom | 335325 | 99151 | Axminster Sgp | Woodcote Bsp |  | 132 | Western Power Distribution (South West) Plc | Solar | Photovoltaic |  |  | 0 | 50 | [13 empty] | Accepted to connect | [6 empty] | 50 | 50 | 52.6316 | 50 | 52.6316 | 2020-10-27 | 2023-09-26 | [6 empty] | 2022-09-04 01:02
|  | Eeb51 ltd | Solar site 25520 wistow lodge pv | Leicester Road |  | Wistow | Leicestershire | LE8 0QF | United Kingdom | 464195 | 295982 | Enderby 132Kv S Stn |  |  | 132 | Western Power Distribution (East Midlands) Plc | Solar | Photovoltaic |  |  | 0 | 40 | [13 empty] | Accepted to connect | [6 empty] | 40 | 40 | 42.1053 | 0.3 | 0.3158 | 2020-11-10 | 2023-03-03 | [6 empty] | 2022-09-04 01:02
|  | Mwat ltd | Moss farm ppg site | Fleckney Road | Kibworth Beauchamp | Leicester |  | LE8 0HJ | United Kingdom |  |  | Grendon 132Kv S Stn | Kibworth 33Kv S Stn | Kibworth 11Kv S Stn | 11 | Western Power Distribution (East Midlands) Plc | Biofuel - Landfill gas | Gas turbine (OCGT) |  |  | 0 | 7.6 | [13 empty] | Accepted to connect | [6 empty] | 7.6 | 7.6 | 8 | 0 | 0 | 2021-02-15 | 2023-01-04 | [6 empty] | 2022-09-04 01:02
|  | Enfinium kelvin limited |  | Giffords Way (Off Kelvin Way) |  | West bromwich |  | B70 7JR | United Kingdom | 400352 | 290002 | Seabank Sgp |  |  | 132 | Western Power Distribution (West Midlands) Plc | Waste | Steam turbine (thermal power plant) |  |  | 0 | 49.9 | [13 empty] | Accepted to connect | [6 empty] | 49.9 | 4.99 | 5.2526 | 0.001 | 0.001 | 2020-09-24 | 2023-03-10 | [6 empty] | 2022-09-04 01:02
|  | Solar century holdings ltd | Hayle solar energy farm, option b | Land Nr Gwinear Lane |  | Hayle | Cornwall | TR27 5LA | United Kingdom | 161423 | 37129 | Indian Queens Sgp | Camborne Bsp |  | 132 | Western Power Distribution (South West) Plc | Solar | Photovoltaic |  |  | 0 | 40.5 | Solar | Photovoltaic |  |  | 0 | 28.86 | [7 empty] | Accepted to connect | [6 empty] | 69.36 | 40 | 42.1053 | 15 | 15.7895 | 2020-11-25 | 2023-06-06 | [6 empty] | 2022-09-04 01:02
|  | Adv 001 limited | Hindlip lane stor | Blackpole | Worcester | Worcestershire |  | WR3 8SB | United Kingdom | 386798 | 258162 | Bishops Wood 132Kv S Stn | Warndon 132Kv S Stn |  | 11 | Western Power Distribution (West Midlands) Plc | Fossil - Oil | Gas turbine (OCGT) |  |  | 0 | 7.5 | [13 empty] | Accepted to connect | [6 empty] | 7.5 | 7.5 | 7.8947 | 0.342 | 0.36 | 2021-04-13 | 2022-12-30 | [6 empty] | 2022-09-04 01:02
|  | Gridserve | Proposed battery storage & ev, ll027 - tolvaddon | Tolvaddon Business Park | Tolvaddon | Camborne |  | TR14 0HX | United Kingdom | 165945 | 42041 | Indian Queens Sgp | Camborne Bsp |  | 33 | Western Power Distribution (South West) Plc | Stored Energy (all stored energy irrespective of the original energy source) | Storage - Electrochemical (Batteries) |  |  | 0 | 8 | Solar | Photovoltaic |  |  | 0 | 0.166 | [7 empty] | Accepted to connect | [6 empty] | 8.166 | 8 | 8.421 | 8 | 8.421 | 2020-11-25 | 2023-06-06 | [6 empty] | 2022-09-04 01:02
|  | Low carbon | Canal solar farm | Canal Solar Farm | Hinckley | Leicestershire |  | LE10 3EE | United Kingdom | 441430 | 291622 | Coventry 132Kv S Stn | Hinckley 33Kv S Stn |  | 33 | Western Power Distribution (East Midlands) Plc | Solar | Photovoltaic |  |  | 0 | 35 | [13 empty] | Accepted to connect | [6 empty] | 35 | 35 | 36.8421 | 7 | 7.3684 | 2020-10-13 | 2023-08-04 | [6 empty] | 2022-09-04 01:02
|  | E h energy ltd | Tregorrick farm |  |  | St austell |  | PL26 7AG | United Kingdom | 201329 | 51201 | Indian Queens Sgp | St Austell Bsp | Sawles Road | 11 | Western Power Distribution (South West) Plc | Stored Energy (all stored energy irrespective of the original energy source) | Storage - Electrochemical (Batteries) |  |  | 0 | 6 | [13 empty] | Accepted to connect | [6 empty] | 6 | 6 | 6.3158 | 6 | 6.3158 | 2020-09-15 | 2022-12-01 | [6 empty] | 2022-09-04 01:02
|  | Lightrock power ltd |  | Lower Tean Leys | Tean Leys |  | Staffs | ST10 4NS | United Kingdom | 401171 | 338193 | Rugeley 132Kv S Stn |  |  | 132 | Western Power Distribution (West Midlands) Plc | Solar | Photovoltaic |  |  | 0 | 49.9 | [13 empty] | Accepted to connect | [6 empty] | 49.9 | 49.9 | 52.5263 | 20 | 21.0526 | 2020-11-26 | 2023-02-28 | [6 empty] | 2022-09-04 01:02
|  | Res group ltd | Proposed solar scheme |  | Pyworthy | Holsworthy |  | EX22 6LJ | United Kingdom | 229033 | 102071 | Alverdiscott Sgp | Pyworthy Bsp |  | 33 | Western Power Distribution (South West) Plc | Solar | Photovoltaic |  |  | 0 | 32.2 | [13 empty] | Accepted to connect | [6 empty] | 32.2 | 32.2 | 33.8947 | 0.1 | 0.1053 | 2020-07-13 | 2024-06-01 | [6 empty] | 2022-09-04 01:02
|  | Infinite renewables ltd | Land at royal mint | Llantrisatn Business Park |  | Llantrisant |  |  | United Kingdom |  |  | Upper Boat | Talbot Green Grid | Talbot Green Primary | 11 | Western Power Distribution (South Wales) Plc | Fossil - Gas | Engine (combustion / reciprocating) | Yes |  | 0 | 2 | Stored Energy (all stored energy irrespective of the original energy source) | Storage - Electrochemical (Batteries) | Yes |  | 0 | 0.8 | [7 empty] | Accepted to connect | [6 empty] | 2.8 | 0 | 0 | 3 | 3.1579 | 2020-08-19 | 2022-12-01 | [6 empty] | 2022-09-04 01:02
|  | Opdenergy uk 1 ltd | Pyghtle farm | Wicken Park Road | Wicken | Milton keynes |  | MK19 6BZ | United Kingdom | 474671 | 239310 | East Claydon 132Kv S Stn | Stony Stratford 33Kv S Stn |  | 33 | Western Power Distribution (East Midlands) Plc | Solar | Photovoltaic |  |  | 0 | 15 | [13 empty] | Accepted to connect | [6 empty] | 15 | 15 | 15.7895 | 0.6 | 0.6316 | 2020-11-26 | 2023-03-16 | [6 empty] | 2022-09-04 01:02
|  | Conrad (clay hill) limited | Dormington solar | Clay Hill Pit | Dormington | Hereford |  | HR1 4EP | United Kingdom | 357588 | 239147 | Bishops Wood 132Kv S Stn | Hereford 66Kv S Stn |  | 66 | Western Power Distribution (West Midlands) Plc | Solar | Photovoltaic |  |  | 0 | 40.56 | [13 empty] | Accepted to connect | [6 empty] | 40.56 | 40.56 | 42.6947 | 3 | 3.1579 | 2020-09-09 | 2023-04-06 | [6 empty] | 2022-09-04 01:02
|  | Edf energy renewables limited | Althorp estate solar pv farm |  |  |  |  | NN7 3NF | United Kingdom | 467427 | 259941 | Grendon 132Kv S Stn | Northampton West 33Kv S Stn |  | 33 | Western Power Distribution (East Midlands) Plc | Solar | Photovoltaic |  |  | 0 | 49.95 | [13 empty] | Accepted to connect | [6 empty] | 49.95 | 49.95 | 52.5789 | 0.5 | 0.5263 | 2020-12-07 | 2023-10-30 | [6 empty] | 2022-09-04 01:02
|  | Blythe house solar farm limited | Blythe house solar and storage plant | Land At Blythe House Farm | Tean | Stoke on trent |  | ST10 4JW | United Kingdom | 400705 | 338873 | Rugeley 132Kv S Stn |  |  | 132 | Western Power Distribution (West Midlands) Plc | Solar | Photovoltaic |  |  | 0 | 80 | [13 empty] | Accepted to connect | [6 empty] | 80 | 80 | 84.2105 | 0.001 | 0.001 | 2020-09-11 | 2023-04-03 | [6 empty] | 2022-09-04 01:02
|  | Hopley electrical services ltd | Tir john landfill | Danygraig Road | St Thomas | Swansea |  | SA1 8PT | United Kingdom | 269449 | 193169 | Swansea North Grid | Tir John Power Station | Tir John Primary | 66 | Western Power Distribution (South Wales) Plc | Solar | Photovoltaic |  |  | 0 | 2.5 | [13 empty] | Accepted to connect | [6 empty] | 2.5 | 2.5 | 2.6316 | 0.1 | 0.1053 | 2020-08-19 | 2023-04-24 | [6 empty] | 2022-09-04 01:02
|  | Vital energi | Morriston hospital, lhs meter board | Morriston |  | Swansea |  | SA6 6NL | United Kingdom | 264001 | 199000 | Swansea North Grid | Morriston Grid | Morriston Primary | 11 | Western Power Distribution (South Wales) Plc | Solar | Photovoltaic |  |  | 0 | 2 | [13 empty] | Accepted to connect | [6 empty] | 2 | 2 | 2.1053 | 4 | 4.2105 | 2020-11-11 | 2022-10-20 | [6 empty] | 2022-09-04 01:02
|  | Windel solar 2 limited | Proposed solar pv | Land At Courtwell House Farm | Coffinswell | Newton abbot |  | TQ12 4SS | United Kingdom | 289159 | 68579 | Abham Sgp | Torquay Bsp |  | 33 | Western Power Distribution (South West) Plc | Solar | Photovoltaic |  |  | 0 | 16 | [13 empty] | Accepted to connect | [6 empty] | 16 | 16 | 16.8421 | 0.2 | 0.2105 | 2020-11-24 | 2023-10-31 | [6 empty] | 2022-09-04 01:02
|  | Pace gambit energy limited | Uko054 malswick (smithcarter) | Land North Of Stream Ln |  | Upleadon | Gloucestershire | GL18 1HW | United Kingdom | 375164 | 226323 | Bishops Wood 132Kv S Stn | Hereford 66Kv S Stn | Newent 66 11Kv S Stn | 11 | Western Power Distribution (West Midlands) Plc | Solar | Photovoltaic |  |  | 0 | 6 | [13 empty] | Accepted to connect | [6 empty] | 6 | 6 | 6.3158 | 0.1 | 0.1053 | 2020-09-21 | 2022-11-10 | [6 empty] | 2022-09-04 01:02
|  | Innova renewables limited | Moreton morrell solar plant | Land At Church Hill Farm |  | And land off newbold road |  | CV35 9DD | United Kingdom | 431406 | 254761 | Berkswell 132Kv S Stn | Harbury 33Kv S Stn |  | 33 | Western Power Distribution (East Midlands) Plc | Solar | Photovoltaic |  |  | 0 | 20 | [13 empty] | Accepted to connect | [6 empty] | 20 | 20 | 21.0526 | 0.2 | 0.2105 | 2020-08-17 | 2023-10-18 | [6 empty] | 2022-09-04 01:02
|  | Falck renewables wind limited | Bryntail farm solar power plant |  | Rhydyfelin | Pontypridd |  | CF37 5LJ | United Kingdom | 309481 | 188740 | Upper Boat | Upper Boat Bsp |  | 33 | Western Power Distribution (South Wales) Plc | Solar | Photovoltaic |  |  | 0 | 38 | [13 empty] | Accepted to connect | [6 empty] | 38 | 38 | 40 | 0.3 | 0.3158 | 2020-10-09 | 2023-11-28 | [6 empty] | 2022-09-04 01:02
|  | Elgin energy esco ltd | Hanwell estate pv, ref 20620,, land park farm west farm | Hanwell |  | Banbury |  | OX17 1HL | United Kingdom | 443340 | 243621 | East Claydon 132Kv S Stn |  |  | 132 | Western Power Distribution (West Midlands) Plc | Solar | Photovoltaic |  |  | 0 | 40 | [13 empty] | Accepted to connect | [6 empty] | 40 | 40 | 42.1053 | 0.3 | 0.3158 | 2020-12-09 | 2023-04-20 | [6 empty] | 2022-09-04 01:02
|  | Opdenergy uk 2 ltd |  | Angrave Road | East Leake | Rushcliffe | Nottinghamshire | LE12 6JA | United Kingdom | 455538 | 327397 | Ratcliffe On Soar 132Kv S Stn | Willoughby 33Kv S Stn |  | 33 | Western Power Distribution (East Midlands) Plc | Solar | Photovoltaic |  |  | 0 | 3 | [13 empty] | Accepted to connect | [6 empty] | 3 | 3 | 3.1579 | 0.1 | 0.1053 | 2020-12-01 | 2023-04-01 | [6 empty] | 2022-09-04 01:02
|  | Ads no3 limited |  | Rocks Green |  | Rock green | Shropshire | SY8 2DT | United Kingdom | 352633 | 275855 | Bishops Wood 132Kv S Stn |  |  | 132 | Western Power Distribution (West Midlands) Plc | Solar | Photovoltaic |  |  | 0 | 40 | [13 empty] | Accepted to connect | [6 empty] | 40 | 40 | 42.1053 | 12 | 12.6316 | 2020-12-07 | 2023-04-27 | [6 empty] | 2022-09-04 01:02
|  | Edf energy renewables limited | Land east of : | Sulgrave |  | Banbury |  | OX17 2SF | United Kingdom | 456101 | 245760 | East Claydon 132Kv S Stn |  |  | 132 | Western Power Distribution (East Midlands) Plc | Solar | Photovoltaic |  |  | 0 | 129.87 | [13 empty] | Accepted to connect | [6 empty] | 129.87 | 129.87 | 136.7053 | 0.5 | 0.5263 | 2020-12-07 | 2023-03-31 | [6 empty] | 2022-09-04 01:02
|  | Powertree (sidings road) limited | - | Sidings Road |  | Kirkby in ashfield | Nottinghamshire | NG17 7JZ | United Kingdom |  |  | Chesterfield 132Kv S Stn | Annesley 33Kv S Stn | Sutton Junction 33 11Kv S Stn | 11 | Western Power Distribution (East Midlands) Plc | Fossil - Gas | Engine (combustion / reciprocating) | Yes |  | 0 | 3.2 | [13 empty] | Accepted to connect | [6 empty] | 3.2 | 3.2 | 3.3684 | 0.1 | 0.1053 | 2020-09-10 | 2022-09-10 | [6 empty] | 2022-09-04 01:02
|  | Ks spv 61 limited | Alfreton solar farm | Hall Farm |  | Alfreton |  | DE55 7AH | United Kingdom | 440779 | 355822 | Chesterfield 132Kv S Stn | Alfreton 132Kv S Stn |  | 132 | Western Power Distribution (East Midlands) Plc | Solar | Photovoltaic |  |  | 0 | 38 | [13 empty] | Accepted to connect | [6 empty] | 38 | 38 | 40 | 0.1 | 0.1053 | 2020-10-08 | 2023-08-30 | [6 empty] | 2022-09-04 01:02
|  | Ecotricity generation ltd | Woodlands farm |  | Clapton | Berkeley |  | GL13 9QU | United Kingdom | 366004 | 197727 | Iron Acton 132Kv S Stn | Ryeford 132Kv S Stn | Berkeley 33 11Kv S Stn | 11 | Western Power Distribution (West Midlands) Plc | Solar | Photovoltaic |  |  | 0 | 4 | [13 empty] | Accepted to connect | [6 empty] | 4 | 4 | 4.2105 | 0.05 | 0.0526 | 2020-09-28 | 2022-12-13 | [6 empty] | 2022-09-04 01:02
|  | Statkraft uk ltd | Peterston super ely |  |  | Cardiff |  |  | United Kingdom |  |  | Upper Boat |  |  | 132 | Western Power Distribution (South Wales) Plc | Solar | Photovoltaic |  |  | 0 | 60 | Stored Energy (all stored energy irrespective of the original energy source) | Storage - Electrochemical (Batteries) |  |  | 0 | 60 | [7 empty] | Accepted to connect | [6 empty] | 120 | 60 | 63.1579 | 60 | 63.1579 | 2020-12-15 | 2023-08-04 | [6 empty] | 2022-09-04 01:02
|  | Aura power solar uk ltd | Newton farm, newton solar farm | Lea Lane | And Land At, Drointon, Staffor | Rugeley |  | WS15 3NP | United Kingdom | 403782 | 325265 | Bushbury D 132Kv |  |  | 132 | Western Power Distribution (West Midlands) Plc | Solar | Photovoltaic |  |  | 0 | 49.9 | [13 empty] | Accepted to connect | [6 empty] | 49.9 | 49.9 | 52.5263 | 0.8 | 0.8421 | 2020-10-12 | 2023-04-13 | [6 empty] | 2022-09-04 01:02
|  | Elgin energy esco ltd | Lands at church farm |  | Withington | Shrewsbury | Shropshire | SY4 4PZ | United Kingdom | 357880 | 313246 | Shrewsbury 132Kv S Stn |  |  | 132 | Western Power Distribution (West Midlands) Plc | Solar | Photovoltaic |  |  | 0 | 25 | [13 empty] | Accepted to connect | [6 empty] | 25 | 25 | 26.3158 | 0.3 | 0.3158 | 2020-12-29 | 2023-02-28 | [6 empty] | 2022-09-04 01:02
|  | Gtc | N0019270-1 unit 520 | Harvie Card Way | Magna Park | Milton keynes |  | MK17 7AB | United Kingdom |  |  | East Claydon 132Kv S Stn | Bletchley 33Kv S Stn | Fen Farm 33 11Kv S Stn | 11 | Western Power Distribution (East Midlands) Plc | Solar | Photovoltaic |  |  | 0 | 2 | [13 empty] | Accepted to connect | [6 empty] | 2 | 2 | 2.1053 | 0 | 0 | 2020-10-21 | 2022-10-10 | [6 empty] | 2022-09-04 01:02
|  | Solar century holdings ltd | Treiscoe solar energy farm |  |  | Indian queens gsp |  |  | United Kingdom |  |  | Indian Queens Sgp |  |  | 132 | Western Power Distribution (South West) Plc | Solar | Photovoltaic |  |  | 0 | 32 | Stored Energy (all stored energy irrespective of the original energy source) | Storage - Electrochemical (Batteries) |  |  | 0 | 25 | [7 empty] | Accepted to connect | [6 empty] | 57 | 44 | 46.3158 | 25 | 26.3158 | 2020-11-13 | 2023-08-31 | [6 empty] | 2022-09-04 01:02
|  | Eeb52 limited | Proposed solar & battery storage | Wyndham Estate |  | Washford |  | TA23 0JT | United Kingdom | 305280 | 142021 | Taunton Sgp | Bowhays Cross Bsp |  | 33 | Western Power Distribution (South West) Plc | Solar | Photovoltaic |  |  | 0 | 20 | [13 empty] | Accepted to connect | [6 empty] | 20 | 20 | 21.0526 | 20 | 21.0526 | 2020-10-28 | 2023-08-10 | [6 empty] | 2022-09-04 01:02
|  | Natural power consultants | Rhoscrowther wind farm |  | Rhoscrowther | Pembroke |  |  | United Kingdom |  |  | Pembroke Power Station | Pembroke Power Station Bsp |  | 132 | Western Power Distribution (South Wales) Plc | Wind | Onshore wind turbines |  |  | 0 | 18 | [13 empty] | Accepted to connect | [6 empty] | 18 | 18 | 18.9474 | 0.25 | 0.2632 | 2020-09-16 | 2023-10-09 | [6 empty] | 2022-09-04 01:02
|  | Cx group | Land south of | Rhigos Road |  | Aberdare |  | CF44 9YR | United Kingdom | 291546 | 206956 | Swansea North Grid | Hirwaun Grid | Hirwaun Primary | 11 | Western Power Distribution (South Wales) Plc | Solar | Photovoltaic |  |  | 0 | 7.6 | [13 empty] | Accepted to connect | [6 empty] | 7.6 | 7.6 | 8 | 0.04 | 0.0421 | 2020-10-13 | 2023-03-07 | [6 empty] | 2022-09-04 01:02
|  | Conrad (bridgwater) limited | Proposed generation | Land Off Axe Road | Colley Lane Ind Estate | Bridgwater |  | TA6 5LP | United Kingdom | 330850 | 136059 | Bridgwater Sgp | Bridgwater Grid Bsp | Bath Road Primary | 11 | Western Power Distribution (South West) Plc | Fossil - Gas | Engine (combustion / reciprocating) |  |  | 0 | 7.2 |  |  |  |  | 0 | 7.2 | [7 empty] | Accepted to connect | [6 empty] | 14.4 | 7.2 | 7.5789 | 0.3 | 0.3158 | 2021-01-12 | 2022-09-07 | [6 empty] | 2022-09-04 01:02
|  | Solar century holdings ltd | Proposed solar scheme | Stock Lane | Langford | Bristol |  | B40 5EU | United Kingdom |  |  | Bridgwater Sgp | Churchill Bsp 132Kv |  | 132 | Western Power Distribution (South West) Plc | Solar | Photovoltaic |  |  | 0 | 60 | Stored Energy (all stored energy irrespective of the original energy source) | Storage - Electrochemical (Batteries) |  |  | 0 | 60 | [7 empty] | Accepted to connect | [6 empty] | 120 | 60 | 63.1579 | 60 | 63.1579 | 2020-12-02 | 2023-04-05 | [6 empty] | 2022-09-04 01:02
|  | Bpuwl 11 limited | Farm, lampeter to nant-rhysgog wind | Bryn Glas Nad Bryn-Y-Rhyd | Grids Sn684526 |  |  |  | United Kingdom |  |  | Swansea North Grid | Lampeter Grid |  | 33 | Western Power Distribution (South Wales) Plc | Wind | Onshore wind turbines |  |  | 0 | 25.2 | [13 empty] | Accepted to connect | [6 empty] | 25.2 | 25.2 | 26.5263 | 0.5 | 0.5263 | 2020-11-24 | 2026-03-31 | [6 empty] | 2022-09-04 01:02
|  | Communiies for renewables cic | Chelston meadow landfill site | The Ride |  | Plymouth |  | PL9 7JS | United Kingdom | 250801 | 55167 | Abham Sgp | Plymouth Bsp |  | 33 | Western Power Distribution (South West) Plc | Solar | Photovoltaic |  |  | 0 | 10 | [13 empty] | Accepted to connect | [6 empty] | 10 | 10 | 10.5263 | 0 | 0 | 2020-12-09 | 2023-10-31 | [6 empty] | 2022-09-04 01:02
|  | Renewable energy systems limited | Kingston solar | Kingston Estate | Kingston On Soar | Nottingham |  | NG11 0DN | United Kingdom | 451679 | 328124 | Ratcliffe On Soar 132Kv S Stn |  |  | 132 | Western Power Distribution (East Midlands) Plc | Solar | Photovoltaic |  |  | 0 | 50 | [13 empty] | Accepted to connect | [6 empty] | 50 | 50 | 52.6316 | 0.1 | 0.1053 | 2021-01-08 | 2024-01-26 | [6 empty] | 2022-09-04 01:02
|  | Bryngwolg solar ltd | Land at |  | Rhigos | Aberdare |  | CF44 9UG | United Kingdom | 292640 | 206186 | Swansea North Grid | Hirwaun Grid | Hirwaun Primary | 11 | Western Power Distribution (South Wales) Plc | Solar | Photovoltaic |  |  | 0 | 7 | [13 empty] | Accepted to connect | [6 empty] | 7 | 7 | 7.3684 | 0.04 | 0.0421 | 2020-12-16 | 2022-12-22 | [6 empty] | 2022-09-04 01:02
|  | Renewable connections | Old hall farm solar & storage | Old Hall Farm | Ragdale | Melton mowbray | Leicestershire | LE14 3PP | United Kingdom | 465538 | 321334 | Ratcliffe On Soar 132Kv S Stn | Willoughby 33Kv S Stn |  | 33 | Western Power Distribution (East Midlands) Plc | Solar | Photovoltaic |  |  | 0 | 18 | Stored Energy (all stored energy irrespective of the original energy source) | Storage - Electrochemical (Batteries) |  |  | 0 | 18 | [7 empty] | Accepted to connect | [6 empty] | 36 | 18 | 18.9474 | 2 | 2.1053 | 2021-03-02 | 2028-11-03 | [6 empty] | 2022-09-04 01:02
|  | Balance power projects limited | Redditch north | Hewell Road |  | Redditch |  | B97 6BB | United Kingdom | 403247 | 268251 | Feckenham 66 11Kv S Stn | Feckenham 66/11Kv | Redditch North 66 11Kv S Stn | 11 | Western Power Distribution (West Midlands) Plc | Fossil - Gas | Engine (combustion / reciprocating) |  |  | 0 | 7.12 | [13 empty] | Accepted to connect | [6 empty] | 7.12 | 7.12 | 7.4947 | 0.21 | 0.221 | 2020-11-10 | 2022-11-25 | [6 empty] | 2022-09-04 01:02
|  | Novergy ltd | Site near | Newlands Lane | Colton | Lichfield | Staffordshire | WS15 3JD | United Kingdom | 407371 | 321936 | Rugeley 132Kv S Stn |  |  | 132 | Western Power Distribution (West Midlands) Plc | Solar | Photovoltaic |  |  | 0 | 55 | [13 empty] | Accepted to connect | [6 empty] | 55 | 55 | 57.8947 | 0.98 | 1.0316 | 2021-03-30 | 2023-01-13 | [6 empty] | 2022-09-04 01:02
|  | Welsh power group limited | Plot 3 | Forge Way | Knypersley | Staffordshire |  | ST8 7DN | United Kingdom | 387954 | 355687 | Cellarhead 132Kv | Whitfield 132 33Kv S Stn | Knypersley 33 11Kv S Stn | 11 | Western Power Distribution (West Midlands) Plc | Fossil - Gas | Engine (combustion / reciprocating) | Yes |  | 0 | 7.012 | [13 empty] | Accepted to connect | [6 empty] | 7.012 | 7.012 | 7.381 | 0.36 | 0.379 | 2021-02-18 | 2022-11-25 | [6 empty] | 2022-09-04 01:02
|  | Innova renewables limited | Tolldish hall solar plant | Parrotts Grove |  | Coventry |  | CV2 1NR | United Kingdom | 437230 | 284551 | Coventry 132Kv S Stn | Coventry North 33Kv S Stn |  | 33 | Western Power Distribution (East Midlands) Plc | Solar | Photovoltaic |  |  | 0 | 25 | [13 empty] | Accepted to connect | [6 empty] | 25 | 25 | 26.3158 | 0.2 | 0.2105 | 2021-01-15 | 2023-05-05 | [6 empty] | 2022-09-04 01:02
|  | Cenin renewables ltd | Coity walia area |  |  | Bridgend |  |  | United Kingdom |  |  | Pyle Grid | Pyle Bsp |  | 132 | Western Power Distribution (South Wales) Plc | Wind | Onshore wind turbines |  |  | 0 | 49.999 | [13 empty] | Accepted to connect | [6 empty] | 49.999 | 49.999 | 52.6305 | 0.75 | 0.7895 | 2021-01-27 | 2023-08-10 | [6 empty] | 2022-09-04 01:02
|  | Opdenergy uk 4 limited |  | Blithbury Road | Colton | Lichfield | Staffordshire | WS15 3HW | United Kingdom | 406192 | 319845 | Rugeley 132Kv S Stn |  |  | 132 | Western Power Distribution (West Midlands) Plc | Solar | Photovoltaic |  |  | 0 | 42 | [13 empty] | Accepted to connect | [6 empty] | 42 | 42 | 44.2105 | 0.6 | 0.6316 | 2020-12-03 | 2023-04-04 | [6 empty] | 2022-09-04 01:02
|  | Conrad energy (developments) ltd | Proposed battery installation |  | Dunkeswell | Honiton | Devon | EX14 4LG | United Kingdom | 312772 | 107423 | Exeter Main Sgp | Tiverton Bsp | Dunkeswell 33/11Kv | 11 | Western Power Distribution (South West) Plc | Stored Energy (all stored energy irrespective of the original energy source) | Storage - Electrochemical (Batteries) |  |  | 0 | 5.5 | [13 empty] | Accepted to connect | [6 empty] | 5.5 | 5.5 | 5.7895 | 5.5 | 5.7895 | 2020-11-12 | 2022-12-01 | [6 empty] | 2022-09-04 01:02
|  | Low carbon uk solar | Hill court solar farm | Hill Court Estate | Hill | Berkeley |  | GL13 9ED | United Kingdom | 363605 | 196251 | Iron Acton 132Kv S Stn |  |  | 132 | Western Power Distribution (West Midlands) Plc | Stored Energy (all stored energy irrespective of the original energy source) | Storage - Electrochemical (Batteries) |  |  | 0 | 35 | [13 empty] | Accepted to connect | [6 empty] | 35 | 35 | 36.8421 | 35 | 36.8421 | 2021-01-07 | 2023-08-10 | [6 empty] | 2022-09-04 01:02
|  | Steerway solar limited | Steerway farm |  | Wellington | Telford |  | TF1 2JU | United Kingdom | 365467 | 309623 | Ironbridge 132Kv S Stn | Ketley 132Kv S Stn |  | 33 | Western Power Distribution (West Midlands) Plc | Solar | Photovoltaic |  |  | 0 | 30 | [13 empty] | Accepted to connect | [6 empty] | 30 | 30 | 31.5789 | 0.5 | 0.5263 | 2020-12-15 | 2023-12-20 | [6 empty] | 2022-09-04 01:02
|  | Solar 2 ltd | Welby pastures | Grantham |  |  |  | NG32 3LU | United Kingdom | 497819 | 339788 | Bicker Fen 132Kv S Stn | Grantham 33Kv S Stn |  | 33 | Western Power Distribution (East Midlands) Plc | Solar | Photovoltaic |  |  | 0 | 40 | [13 empty] | Accepted to connect | [6 empty] | 40 | 40 | 42.1053 | 0.3 | 0.3158 | 2020-12-02 | 2023-09-29 | [6 empty] | 2022-09-04 01:02
|  | Immersa | Fair view farm |  | Carnkie | Helston | Cornwall | TR13 0DZ | United Kingdom | 171696 | 34077 | Indian Queens Sgp | Rame Bsp |  | 132 | Western Power Distribution (South West) Plc | Stored Energy (all stored energy irrespective of the original energy source) | Storage - Electrochemical (Batteries) |  |  | 0 | 40 | [13 empty] | Accepted to connect | [6 empty] | 40 | 40 | 42.1053 | 40 | 42.1053 | 2021-02-12 | 2023-08-04 | [6 empty] | 2022-09-04 01:02
|  | Balance energy 1 limited |  | Wolverhampton West |  | South staffordshire railway walk |  | WV4 4XX | United Kingdom | 387106 | 296880 | Penn 132Kv S Stn |  |  | 33 | Western Power Distribution (West Midlands) Plc | Stored Energy (all stored energy irrespective of the original energy source) | Storage - Electrochemical (Batteries) |  |  | 0 | 49.9 | [13 empty] | Accepted to connect | [6 empty] | 49.9 | 49.9 | 52.5263 | 49.9 | 52.5263 | 2021-03-29 | 2022-12-14 | [6 empty] | 2022-09-04 01:02
|  | Renewable energy systems limited | Land off | Longhedge Lane | Thoroton | Nottingham |  | NG13 9DS | United Kingdom | 476302 | 342437 | Staythorpe C 132Kv S Stn |  |  | 132 | Western Power Distribution (East Midlands) Plc | Solar | Photovoltaic |  |  | 0 | 49.9 | [13 empty] | Accepted to connect | [6 empty] | 49.9 | 49.9 | 52.5263 | 0.4 | 0.421 | 2020-12-04 | 2024-05-01 | [6 empty] | 2022-09-04 01:02
|  | Relay energlyn limited | Energlyn solar park | Eglwysilian Road | Penyrheol Trecenydd & Energlyn | Abertridwr | Caerphilly, Wales | CF83 4ET | United Kingdom | 312242 | 189052 | Upper Boat | Upper Boat Bsp |  | 33 | Western Power Distribution (South Wales) Plc | Solar | Photovoltaic |  |  | 0 | 15 | [13 empty] | Accepted to connect | [6 empty] | 15 | 15 | 15.7895 | 0.2 | 0.2105 | 2020-12-14 | 2023-07-27 | [6 empty] | 2022-09-04 01:02
|  | Immersa ltd | Sanigar farm, proposed battery storage | Sanigar Lane |  | Berkeley | Gloucestershire | GL13 9NH | United Kingdom | 366947 | 201150 | Iron Acton 132Kv S Stn |  |  | 132 | Western Power Distribution (West Midlands) Plc | Stored Energy (all stored energy irrespective of the original energy source) | Storage - Electrochemical (Batteries) |  |  | 0 | 49.52 | [13 empty] | Accepted to connect | [6 empty] | 49.52 | 50 | 52.6316 | 50 | 52.6316 | 2021-02-01 | 2023-05-02 | [6 empty] | 2022-09-04 01:02
|  | Grid connection consulting | Hendy wind farm | Near Llandrindod Wells |  | Powys |  | LD1 5SE | United Kingdom | 315796 | 253224 | Rassau Gsp | Abergavenny |  | 66 | Western Power Distribution (South Wales) Plc | Wind | Onshore wind turbines |  |  | 0 | 13.16 | [13 empty] | Accepted to connect | [6 empty] | 13.16 | 13.16 | 13.8526 | 0.18 | 0.1895 | 2020-12-04 | 2023-03-21 | [6 empty] | 2022-09-04 01:02
|  | Arl 016 limited | Catherine de barnes site | Land To The West Of Grand Unio |  | Catherine de barnes |  | B91 2SY | United Kingdom | 418104 | 279034 | Lea Marston 132Kv S Stn |  |  | 132 | Western Power Distribution (West Midlands) Plc | Stored Energy (all stored energy irrespective of the original energy source) | Storage - Electrochemical (Batteries) |  |  | 0 | 98 | [13 empty] | Accepted to connect | [6 empty] | 98 | 98 | 103.1579 | 98 | 103.1579 | 2021-02-19 | 2023-03-31 | [6 empty] | 2022-09-04 01:02
|  | Norchard solar farm limited | Norchard farm |  | Crossway Green | Stourport-on-severn, |  | DY13 9SN | United Kingdom | 384898 | 268576 | Bishops Wood 132Kv S Stn | Stourport 132 66 33Kv S Stn |  | 66 | Western Power Distribution (West Midlands) Plc | Solar | Photovoltaic |  |  | 0 | 25 | [13 empty] | Accepted to connect | [6 empty] | 25 | 25 | 26.3158 | 1 | 1.0526 | 2020-11-26 | 2023-02-28 | [6 empty] | 2022-09-04 01:02
|  | Fcc environment | Eastcroft efw | Incinerator Road |  | Nottingham |  | NG2 3JH | United Kingdom | 457928 | 338956 | Ratcliffe On Soar 132Kv S Stn | Nottingham 33Kv S Stn |  | 33 | Western Power Distribution (East Midlands) Plc | Waste | Steam turbine (thermal power plant) |  |  | 0 | 24.8 | [13 empty] | Accepted to connect | [6 empty] | 24.8 | 24.8 | 26.1053 | 8 | 8.421 | 2021-02-19 | 2023-10-21 | [6 empty] | 2022-09-04 01:02
|  | Cenin renewables ltd | Cenin swansea north 1 |  | Felindre | Swansea |  | SA5 7LX | United Kingdom | 264426 | 201747 | Swansea North Grid | Swansea North Bsp |  | 132 | Western Power Distribution (South Wales) Plc | Wind | Onshore wind turbines |  |  | 0 | 49 | [13 empty] | Accepted to connect | [6 empty] | 49 | 49.99 | 52.621 | 0.75 | 0.7895 | 2021-01-26 | 2027-09-01 | [6 empty] | 2022-09-04 01:02
|  | Ersun (westhide spv) limited | Westhide farm | Westhide |  | Hereford |  | HR1 3QE | United Kingdom | 356398 | 243577 | Bishops Wood 132Kv S Stn | Hereford 66Kv S Stn |  | 66 | Western Power Distribution (West Midlands) Plc | Solar | Photovoltaic |  |  | 0 | 39 | [13 empty] | Accepted to connect | [6 empty] | 39 | 39 | 41.0526 | 0.315 | 0.3316 | 2020-12-01 | 2023-04-06 | [6 empty] | 2022-09-04 01:02
|  | Windel solar 5 limited | Land at | Rhiwfelin Farm |  | Llantrisant |  | CF72 8LQ | United Kingdom | 304683 | 188800 | Upper Boat | Talbot Green Grid | Talbot Green Primary | 11 | Western Power Distribution (South Wales) Plc | Solar | Photovoltaic |  |  | 0 | 7.5 | [13 empty] | Accepted to connect | [6 empty] | 7.5 | 7.5 | 7.8947 | 0.05 | 0.0526 | 2020-12-18 | 2023-01-27 | [6 empty] | 2022-09-04 01:02
|  | Opdenergy uk 3 limited | Plump hill, locquiers farm | Forest Of Dean |  | Gloucestershire |  | GL17 0HQ | United Kingdom | 365462 | 217152 | Port Ham 132Kv S Stn | Lydney 33Kv S Stn | Mitcheldean 33 11Kv S Stn | 33 | Western Power Distribution (West Midlands) Plc | Solar | Photovoltaic |  |  | 0 | 12 | [13 empty] | Accepted to connect | [6 empty] | 12 | 12 | 12.6316 | 0.3 | 0.3158 | 2021-02-26 | 2023-10-01 | [6 empty] | 2022-09-04 01:02
|  | Enersyst power solutions ltd | Telford stor | Recycling House | Rock Road | Ketley | Telford | TF1 5HW | United Kingdom | 367335 | 310461 | Abham Sgp | Paignton Bsp |  | 33 | Western Power Distribution (West Midlands) Plc | Biofuel - Landfill gas | Gas turbine (OCGT) |  |  | 0 | 20 | [13 empty] | Accepted to connect | [6 empty] | 20 | 20 | 21.0526 | 1.8 | 1.8947 | 2021-02-18 | 2023-04-01 | [6 empty] | 2022-09-04 01:02
|  | Couch perry & wilkes llp | Kettering energy park, cpw ref 200964 | Wold Road | Burton Lattimer | Kettering |  | NN15 5PN | United Kingdom | 490372 | 275066 | Grendon 132Kv S Stn |  |  | 132 | Western Power Distribution (East Midlands) Plc | Solar | Photovoltaic |  |  | 0 | 0 | [13 empty] | Accepted to connect | [6 empty] | 0 | 30 | 31.5789 | 40 | 42.1053 | 2021-04-20 | 2023-08-02 | [6 empty] | 2022-09-04 01:02
|  | Fiskerton pv limited | Fen farm | Fiskerton Road | Greetwell | Lincoln | Lincolnshire | LN3 4NG | United Kingdom | 501998 | 371582 | West Burton 132Kv S Stn | Lincoln Main No 1 33Kv S Stn |  | 33 | Western Power Distribution (East Midlands) Plc | Solar | Photovoltaic |  |  | 0 | 12 | Stored Energy (all stored energy irrespective of the original energy source) | Storage - Electrochemical (Batteries) |  |  | 0 | 12 | [7 empty] | Accepted to connect | [6 empty] | 24 | 24 | 25.2632 | 12 | 12.6316 | 2021-01-13 | 2023-03-09 | [6 empty] | 2022-09-04 01:02
|  | Oakley solar limited | Garendon solar plant | Land North Of Shepshed |  | North west leicestershire |  | LE12 9SH | United Kingdom | 448168 | 320575 | Ratcliffe On Soar 132Kv S Stn |  |  | 132 | Western Power Distribution (East Midlands) Plc | Solar | Photovoltaic |  |  | 0 | 49.9 | [13 empty] | Accepted to connect | [6 empty] | 49.9 | 49.9 | 52.5263 | 0.2 | 0.2105 | 2021-03-02 | 2023-05-19 | [6 empty] | 2022-09-04 01:02
|  | Shireoaks energy centre limited | Shireoaks hall farm | Spring Lane | Shireoaks | Nottinghamshire |  | S81 8LY | United Kingdom | 455537 | 380679 | Chesterfield 132Kv S Stn | Whitwell 33Kv S Stn |  | 33 | Western Power Distribution (East Midlands) Plc | Solar | Photovoltaic |  |  | 0 | 20 | [13 empty] | Accepted to connect | [6 empty] | 20 | 20 | 21.0526 | 0.2 | 0.2105 | 2021-01-29 | 2023-03-31 | [6 empty] | 2022-09-04 01:02
|  | Sms plc | Western woods biomass 2 | Heol Cae'R-Bont |  | Port talbot |  | SA13 2NS | United Kingdom | 279166 | 186393 |  |  |  | 0.4 | Western Power Distribution (South Wales) Plc | Biomass | Steam turbine (thermal power plant) |  |  | 0 | 44.6 | [13 empty] | Accepted to connect | [6 empty] | 44.6 | 44.6 | 46.9474 | 0 | 0 | 2021-02-03 | 2022-09-30 | [6 empty] | 2022-09-04 01:02
|  | Rdf energy no1 limited | Baldwins crane hire, land immediately south of | Westway Road | Alexandria Dock | Newport |  | NP20 2WE | United Kingdom | 331560 | 185980 | Uskmouth |  |  | 33 | Western Power Distribution (South Wales) Plc | Solar | Photovoltaic |  |  | 0 | 20 | [13 empty] | Accepted to connect | [6 empty] | 20 | 20 | 21.0526 | 3.5 | 3.6842 | 2021-02-05 | 2023-04-12 | [6 empty] | 2022-09-04 01:02
|  | Conrad (torquay) ltd | Proposed battery storage | Barton Hill Way |  | Torquay |  | TQ2 8JJ | United Kingdom |  |  | Abham Sgp | Torquay Bsp |  | 33 | Western Power Distribution (South West) Plc | Stored Energy (all stored energy irrespective of the original energy source) | Storage - Electrochemical (Batteries) |  |  | 0 | 22 | [13 empty] | Accepted to connect | [6 empty] | 22 | 22 | 23.1579 | 22 | 23.1579 | 2021-03-19 | 2023-10-13 | [6 empty] | 2022-09-04 01:02
|  | Assured asset solar 2 limited |  | Land Situated At Averham |  | Staythorpe, |  | NG23 5QY | United Kingdom | 476616 | 354714 | Staythorpe C 132Kv S Stn |  |  | 132 | Western Power Distribution (East Midlands) Plc | Stored Energy (all stored energy irrespective of the original energy source) | Storage - Electrochemical (Batteries) |  |  | 0 | 49.9 | [13 empty] | Accepted to connect | [6 empty] | 49.9 | 49.9 | 52.5263 | 49.9 | 52.5263 | 2021-03-24 | 2023-07-10 | [6 empty] | 2022-09-04 01:02
|  | Ks spv 63 limited | Milton end solar farm | Milton End Farm |  | Arlingham |  | GL2 7JH | United Kingdom | 371948 | 210734 | Port Ham 132Kv S Stn |  |  | 132 | Western Power Distribution (West Midlands) Plc | Solar | Photovoltaic |  |  | 0 | 49.9 | [13 empty] | Accepted to connect | [6 empty] | 49.9 | 49.9 | 52.5263 | 0.1 | 0.1053 | 2021-03-22 | 2023-01-16 | [6 empty] | 2022-09-04 01:02
|  | Sirius renewable energy ltd | Pen yr heol las solar farm | Heol Las | Energlyn | Caerphilly |  |  | United Kingdom |  |  | Upper Boat | Energlyn | Energlyn Primary | 11 | Western Power Distribution (South Wales) Plc | Solar | Photovoltaic |  |  | 0 | 10 | [13 empty] | Accepted to connect | [6 empty] | 10 | 10 | 10.5263 | 0.05 | 0.0526 | 2021-02-03 | 2023-01-30 | [6 empty] | 2022-09-04 01:02
|  | Anglo es water orton limited | Water orton bess | Watton Lane |  | Water orton |  | B46 1PB | United Kingdom | 418575 | 291022 | Lea Marston 132Kv S Stn |  |  | 132 | Western Power Distribution (West Midlands) Plc | Stored Energy (all stored energy irrespective of the original energy source) | Storage - Electrochemical (Batteries) |  |  | 0 | 50 | [13 empty] | Accepted to connect | [6 empty] | 50 | 50 | 52.6316 | 50 | 52.6316 | 2021-02-25 | 2023-02-02 | [6 empty] | 2022-09-04 01:02
|  | Gs vogt limited | Howgrove | Land Off Green Lane |  |  |  | BS40 8DT | United Kingdom | 352380 | 162837 | Bridgwater Sgp | Churchill Bsp 132Kv |  | 33 | Western Power Distribution (South West) Plc | Solar | Photovoltaic |  |  | 0 | 13.7 | [13 empty] | Accepted to connect | [6 empty] | 13.7 | 13.7 | 14.421 | 0.1 | 0.1053 | 2021-03-22 | 2023-10-10 | [6 empty] | 2022-09-04 01:02
|  | Yardley road solar farm limited | Potterspury solar | Land North Of |  | Potterspury |  | NN12 7TT | United Kingdom | 476650 | 244460 | East Claydon 132Kv S Stn | Bradwell Abbey 33Kv S Stn |  | 33 | Western Power Distribution (East Midlands) Plc | Solar | Photovoltaic |  |  | 0 | 40 | [13 empty] | Accepted to connect | [6 empty] | 40 | 40 | 42.1053 | 0.3 | 0.3158 | 2020-12-15 | 2023-04-10 | [6 empty] | 2022-09-04 01:02
|  | Staffordshire solar 1 limited | Middle road farm | Middle Road | Harbury, | Leamington spa |  | CV33 9JN | United Kingdom | 435799 | 260455 | Berkswell 132Kv S Stn |  |  | 132 | Western Power Distribution (East Midlands) Plc | Solar | Photovoltaic |  |  | 0 | 40.65 | Stored Energy (all stored energy irrespective of the original energy source) | Storage - Electrochemical (Batteries) |  |  | 0 | 20 | [7 empty] | Accepted to connect | [6 empty] | 60.65 | 40.65 | 42.7895 | 20 | 21.0526 | 2021-03-12 | 2023-08-23 | [6 empty] | 2022-09-04 01:02
|  | Rwe renewables uk swindon ltd | Abertillery wind farm 48mw |  |  | Abertillery |  |  | United Kingdom |  |  | Uskmouth | Panteg 66Kv Sw Site |  | 66 | Western Power Distribution (South Wales) Plc | Wind | Onshore wind turbines |  |  | 0 | 48 | [13 empty] | Accepted to connect | [6 empty] | 48 | 48 | 50.5263 | 0.2 | 0.2105 | 2020-10-28 | 2023-03-21 | [6 empty] | 2022-09-04 01:02
|  | Frocester solar farm limited | Frochester estate solar plant | Bath Road | Frocester | Stroud |  | GL10 3TH | United Kingdom | 377996 | 203446 | Iron Acton 132Kv S Stn | Cambridge Arms 132Kv |  | 132 | Western Power Distribution (West Midlands) Plc | Solar | Photovoltaic |  |  | 0 | 40 | [13 empty] | Accepted to connect | [6 empty] | 40 | 40 | 42.1053 | 0.2 | 0.2105 | 2021-02-25 | 2023-03-16 | [6 empty] | 2022-09-04 01:02
|  | Conrad energy (developments) limited | Watchet power generation plant | Brendon Road |  | Watchet |  | TA23 0AU | United Kingdom | 307062 | 143118 | Taunton Sgp | Bowhays Cross Bsp |  | 33 | Western Power Distribution (South West) Plc | Stored Energy (all stored energy irrespective of the original energy source) | Storage - Electrochemical (Batteries) |  |  | 0 | 15.4 | [13 empty] | Accepted to connect | [6 empty] | 15.4 | 15.4 | 16.2105 | 15.4 | 16.2105 | 2021-01-22 | 2023-10-22 | [6 empty] | 2022-09-04 01:02
|  | Spring che ltd | Higher hawkerland solar farm | Sidmouth Road | Aylesbeare | Exeter |  | EX5 2JW | United Kingdom | 304453 | 90189 | Exeter Main Sgp | Sowton Bsp |  | 33 | Western Power Distribution (South West) Plc | Solar | Photovoltaic |  |  | 0 | 10 | [13 empty] | Accepted to connect | [6 empty] | 10 | 10 | 10.5263 | 0 | 0 | 2021-04-13 | 2023-10-31 | [6 empty] | 2022-09-04 01:02
|  | Jbm solar projects 26 limited | Bagworth road | Newbold Verdon | Hinckley And Bosworth, | Leicestershire |  | LE9 9NB | United Kingdom | 444371 | 304822 | Enderby 132Kv S Stn |  |  | 132 | Western Power Distribution (East Midlands) Plc | Solar | Photovoltaic |  |  | 0 | 49.9 | [13 empty] | Accepted to connect | [6 empty] | 49.9 | 50 | 52.6316 | 0.25 | 0.2632 | 2021-01-27 | 2023-06-12 | [6 empty] | 2022-09-04 01:02
|  | Innova renewables (manor farm) ltd | Manor farm, land at | Wainfleet Road | Irby In The Marsh | Skegness |  | PE24 5AY | United Kingdom | 546702 | 363781 | Bicker Fen 132Kv S Stn | Skegness 33Kv S Stn |  | 33 | Western Power Distribution (East Midlands) Plc | Solar | Photovoltaic |  |  | 0 | 18.8 | Stored Energy (all stored energy irrespective of the original energy source) | Storage - Electrochemical (Batteries) |  |  | 0 | 5 | [7 empty] | Accepted to connect | [6 empty] | 23.8 | 18.8 | 19.7895 | 5 | 5.2632 | 2021-02-15 | 2023-01-19 | [6 empty] | 2022-09-04 01:02
|  | Pennant walters | Myg mynydd y glyn wind farm | Trehatod Pontypridd |  | Mid glamorgan |  | CF37 2LL | United Kingdom | 304527 | 190936 | Upper Boat | Upper Boat Bsp |  | 33 | Western Power Distribution (South Wales) Plc | Wind | Onshore wind turbines |  |  | 0 | 24.6 | [13 empty] | Accepted to connect | [6 empty] | 24.6 | 24.6 | 25.8947 | 0.36 | 0.379 | 2020-11-17 | 2024-12-31 | [6 empty] | 2022-09-04 01:02
|  | Elgin energy esco ltd | 261020 - manor farm | Whitfield |  | Brackley | Northamptonshire | NN13 5GJ | United Kingdom | 460036 | 239672 | East Claydon 132Kv S Stn | Brackley 132Kv S Stn |  | 33 | Western Power Distribution (East Midlands) Plc | Solar | Photovoltaic |  |  | 0 | 30 | [13 empty] | Accepted to connect | [6 empty] | 30 | 30 | 31.5789 | 0.6 | 0.6316 | 2021-03-11 | 2021-08-31 | [6 empty] | 2022-09-04 01:02
|  | Pulse clean energy uk ltd | Proposed battery storage | Baglan Energy Park | Briton Ferry | Port talbot |  | SA11 2GA | United Kingdom | 273900 | 193340 | Swansea North Grid | Briton Ferry Grid |  | 33 | Western Power Distribution (South Wales) Plc | Fossil - Oil | Engine (combustion / reciprocating) |  |  | 0 | 20.672 | [13 empty] | Accepted to connect | [6 empty] | 20.672 | 21.76 | 22.9053 | 21 | 22.1053 | 2021-02-15 | 2025-09-30 | [6 empty] | 2022-09-04 01:02
|  | Pulse clean energy uk ltd | Tir john north road | St Thomas |  | Swansea |  | SA1 8NZ | United Kingdom | 268332 | 193428 | Swansea North Grid | Tir John Power Station |  | 33 | Western Power Distribution (South Wales) Plc | Fossil - Oil | Engine (combustion / reciprocating) |  |  | 0 | 23.76 | [13 empty] | Accepted to connect | [6 empty] | 23.76 | 23.76 | 25.0105 | 20 | 21.0526 | 2021-03-19 | 2022-10-18 | [6 empty] | 2022-09-04 01:02
|  | Green frog connect ltd | Hirwaun bess | Main Avenue |  | Hirwaun |  | CF44 9UY | United Kingdom |  |  | Swansea North Grid | Hirwaun Grid |  | 33 | Western Power Distribution (South Wales) Plc | Fossil - Oil | Engine (combustion / reciprocating) |  |  | 0 | 21.76 | [13 empty] | Accepted to connect | [6 empty] | 21.76 | 21.76 | 22.9053 | 21 | 22.1053 | 2021-02-15 | 2023-09-30 | [6 empty] | 2022-09-04 01:02
|  | 2g energy ltd | Unit c-d, , bischof & klein uk limited | Hortonwood 2 |  | Telford | Shropshire | TF1 7XX | United Kingdom | 368362 | 313076 | Ironbridge 132Kv S Stn | Ironbridge 400/132Kv | Hortonwood 132 11Kv S Stn | 11 | Western Power Distribution (West Midlands) Plc | Fossil - Gas | Engine (combustion / reciprocating) | Yes |  | 0 | 0.999 | [13 empty] | Accepted to connect | [6 empty] | 0.999 | 0.999 | 1.0516 | 1.9 | 2 | 2021-03-01 | 2022-12-29 | [6 empty] | 2022-09-04 01:02
|  | Anglo es penn ltd | Penn bess | Blackpit Lane | Lower Penn |  |  | WV4 4YA | United Kingdom | 386340 | 295585 | Penn 132Kv S Stn |  |  | 132 | Western Power Distribution (West Midlands) Plc | Stored Energy (all stored energy irrespective of the original energy source) | Storage - Electrochemical (Batteries) |  |  | 0 | 50 | [13 empty] | Accepted to connect | [6 empty] | 50 | 50 | 52.6316 | 50 | 52.6316 | 2021-03-10 | 2023-04-14 | [6 empty] | 2022-09-04 01:02
|  | Jbm solar projects (uk) ltd | Evershill lane, eden meadows | Morton Cp | North East Derbyshire | Derbyshire |  | DE55 6HA | United Kingdom | 440699 | 360330 | Chesterfield 132Kv S Stn |  |  | 132 | Western Power Distribution (East Midlands) Plc | Solar | Photovoltaic |  |  | 0 | 49.9 | [13 empty] | Accepted to connect | [6 empty] | 49.9 | 49.9 | 52.5263 | 49.9 | 52.5263 | 2021-01-29 | 2023-08-10 | [6 empty] | 2022-09-04 01:02
|  | Econergy international ltd | Berrington farm solar | Cliff Hollow | Berrington | Shrewsbury |  | SY5 6HD | United Kingdom | 352766 | 306962 | Shrewsbury 132Kv S Stn |  |  | 33 | Western Power Distribution (West Midlands) Plc | Solar | Photovoltaic |  |  | 0 | 21 | [13 empty] | Accepted to connect | [6 empty] | 21 | 21 | 22.1053 | 0.1 | 0.1053 | 2021-04-07 | 2023-02-21 | [6 empty] | 2022-09-04 01:02
|  | Susanna mary harley |  | Cheswell Grange | Cheswell | Newport |  | TF10 9AE | United Kingdom | 371728 | 316644 | Ironbridge 132Kv S Stn |  |  | 33 | Western Power Distribution (West Midlands) Plc | Solar | Photovoltaic |  |  | 0 | 19 | [13 empty] | Accepted to connect | [6 empty] | 19 | 19 | 20 | 1 | 1.0526 | 2021-01-27 | 2023-04-26 | [6 empty] | 2022-09-04 01:02
|  | Dragon lng limited | Dragon lng | Waterston |  | Milford haven |  | SA73 1DR | United Kingdom | 193810 | 205510 | Pembroke Power Station | Pembroke Power Station Bsp |  | 11 | Western Power Distribution (South Wales) Plc | Wind | Onshore wind turbines |  |  | 0 | 12.6 | Solar | Photovoltaic |  |  | 0 | 12 | Fossil - Gas | Gas turbine (OCGT) |  |  | 0 | 11.5 |  | Accepted to connect | [6 empty] | 36.1 | 36.1 | 38 | 29.45 | 31 | 2021-05-04 | 2022-12-31 | [6 empty] | 2022-09-04 01:02
|  | Taiyo power & storage ltd | Caenewydd solar pv & bess | Gowerton Site |  | Gowerton |  |  | United Kingdom |  |  | Swansea North Grid | Swansea North Bsp |  | 132 | Western Power Distribution (South Wales) Plc | Solar | Photovoltaic |  |  | 0 | 44 | [13 empty] | Accepted to connect | [6 empty] | 44 | 44 | 46.3158 | 0.1 | 0.1053 | 2021-01-22 | 2023-07-14 | [6 empty] | 2022-09-04 01:02
|  | Inrg solar ltd | Battery storage, boythorpe works | Off Boythorpe Rise |  | Chesterfield |  | S40 2QL | United Kingdom | 437149 | 370361 | Chesterfield 132Kv S Stn | Goitside 33Kv S Stn |  | 33 | Western Power Distribution (East Midlands) Plc | Stored Energy (all stored energy irrespective of the original energy source) | Storage - Electrochemical (Batteries) |  |  | 0 | 40 | [13 empty] | Accepted to connect | [6 empty] | 40 | 40 | 42.1053 | 34 | 35.7895 | 2021-01-29 | 2023-07-13 | [6 empty] | 2022-09-04 01:02
|  | Ion ventures ltd | Battery site at | Gresley |  | Swadlincote |  | DE11 9JA | United Kingdom | 427845 | 318210 | Drakelow 132Kv | Gresley 33Kv S Stn |  | 33 | Western Power Distribution (East Midlands) Plc | Stored Energy (all stored energy irrespective of the original energy source) | Storage - Electrochemical (Batteries) |  |  | 0 | 17 | [13 empty] | Accepted to connect | [6 empty] | 17 | 17 | 17.8947 | 17 | 17.8947 | 2021-02-24 | 2023-02-20 | [6 empty] | 2022-09-04 01:02
|  | Balance energy 2 limited | - | North Tawton |  | Devon |  | EX20 2DA | United Kingdom | 265292 | 101362 | Alverdiscott Sgp | North Tawton Bsp |  | 33 | Western Power Distribution (South West) Plc | Stored Energy (all stored energy irrespective of the original energy source) | Storage - Electrochemical (Batteries) |  |  | 0 | 30 | [13 empty] | Accepted to connect | [6 empty] | 30 | 30 | 31.5789 | 30 | 31.5789 | 2021-01-27 | 2023-07-28 | [6 empty] | 2022-09-04 01:02
|  | Anesco limited | Menear farm, solar and electricity storage | Menear Road |  | St austell |  | PL25 3TD | United Kingdom | 203531 | 54455 | Indian Queens Sgp | St Austell Bsp |  | 33 | Western Power Distribution (South West) Plc | Solar | Photovoltaic |  |  | 0 | 10.73 | Stored Energy (all stored energy irrespective of the original energy source) | Storage - Electrochemical (Batteries) |  |  | 0 | 5.25 | [7 empty] | Accepted to connect | [6 empty] | 15.98 | 15 | 15.7895 | 5 | 5.2632 | 2021-04-12 | 2023-10-01 | [6 empty] | 2022-09-04 01:02
|  | Jimmy offley | Seven sisters solar farm | Pencaelan Farm | Seven Sisters | Neath |  | SA10 9EP | United Kingdom | 280425 | 208630 | Swansea North Grid | Ystradgynlais Grid |  | 33 | Western Power Distribution (South Wales) Plc | Solar | Photovoltaic |  |  | 0 | 15 | [13 empty] | Accepted to connect | [6 empty] | 15 | 15 | 15.7895 | 0.6 | 0.6316 | 2020-12-18 | 2023-06-02 | [6 empty] | 2022-09-04 01:02
|  | Victre ltd | Barns heath farm | Snarestone Rd | Appleby Magna | Swadlincote |  | DE12 7AJ | United Kingdom | 432783 | 309924 | Drakelow 132Kv | Gresley 33Kv S Stn | Willesley 33 11Kv S Stn | 11 | Western Power Distribution (East Midlands) Plc | Wind | Onshore wind turbines |  |  | 0 | 1 | [13 empty] | Accepted to connect | [6 empty] | 1 | 0 | 0 | 0 | 0 | 2021-08-20 | 2022-09-30 | [6 empty] | 2022-09-04 01:02
|  | Aludra bess ltd |  | Royle Farm | Burton Upon Trent, | Derbyshire, |  | DE15 9TU | United Kingdom | 424979 | 319053 | Drakelow 132Kv |  |  | 0.4 | Western Power Distribution (East Midlands) Plc | Stored Energy (all stored energy irrespective of the original energy source) | Storage - Electrochemical (Batteries) |  |  | 0 | 90 | [13 empty] | Accepted to connect | [6 empty] | 90 | 90 | 94.7368 | 90 | 94.7368 | 2021-01-15 | 2022-11-22 | [6 empty] | 2022-09-04 01:02
|  | Padero solaer ltd | Land at portbury | Martcombe Road | Portbury | Bristol |  | BS20 7TR | United Kingdom | 350105 | 175319 | Seabank Sgp | Portishead New Bsp | Easton-In-Gordano | 11 | Western Power Distribution (South West) Plc | Solar | Photovoltaic |  |  | 0 | 5.06 | [13 empty] | Accepted to connect | [6 empty] | 5.06 | 5.06 | 5.3263 | 0.1 | 0.1053 | 2021-02-09 | 2023-01-05 | [6 empty] | 2022-09-04 01:02
|  | Solar century holdings ltd | Coode estate west, white cross |  | Whte Cross | Cornwall |  | TR8 4LX | United Kingdom | 190370 | 60267 | Indian Queens Sgp |  |  | 132 | Western Power Distribution (South West) Plc | Solar | Photovoltaic |  |  | 0 | 47.7 | Stored Energy (all stored energy irrespective of the original energy source) | Storage - Electrochemical (Batteries) |  |  | 0 | 25.5 | [7 empty] | Accepted to connect | [6 empty] | 73.2 | 55 | 57.8947 | 25 | 26.3158 | 2021-04-17 | 2023-08-16 | [6 empty] | 2022-09-04 01:02
|  | Solar 2 project b limited | Land at | Deppers Bridge |  | Bishops itchington |  | CV47 2SS | United Kingdom | 439008 | 259486 | Berkswell 132Kv S Stn | Harbury 33Kv S Stn |  | 33 | Western Power Distribution (East Midlands) Plc | Solar | Photovoltaic |  |  | 0 | 25 | [13 empty] | Accepted to connect | [6 empty] | 25 | 25 | 26.3158 | 0.3 | 0.3158 | 2021-05-04 | 2023-09-06 | [6 empty] | 2022-09-04 01:02
|  | Church farm energy centre limited | Church farm | Kingston-On-Soar |  | Nottinghamshire |  | NG11 0DE | United Kingdom | 450069 | 327822 | Ratcliffe On Soar 132Kv S Stn |  |  | 132 | Western Power Distribution (East Midlands) Plc | Solar | Photovoltaic |  |  | 0 | 49.9 | Stored Energy (all stored energy irrespective of the original energy source) | Storage - Electrochemical (Batteries) |  |  | 0 | 0.49 | [7 empty] | Accepted to connect | [6 empty] | 50.39 | 49.9 | 52.5263 | 0.49 | 0.5158 | 2021-03-31 | 2023-10-06 | [6 empty] | 2022-09-04 01:02
|  | Ecotricity group limited | Land to the east of the a38 | At Martin Hussingtree |  | Worcestershire |  | WR3 8TB | United Kingdom | 388430 | 260100 | Bishops Wood 132Kv S Stn | Stourport 132 66 33Kv S Stn | Droitwich 66 11Kv S Stn | 11 | Western Power Distribution (West Midlands) Plc | Solar | Photovoltaic |  |  | 0 | 2 | [13 empty] | Accepted to connect | [6 empty] | 2 | 2 | 2.1053 | 0.1 | 0.1053 | 2021-03-17 | 2023-04-21 | [6 empty] | 2022-09-04 01:02
|  | Sirius ecodev (worcester) limited | Worcs solar battery storage plant | Tibberton | Worcester | Worcestershire |  | WR4 0AA | United Kingdom | 388333 | 256613 | Bishops Wood 132Kv S Stn |  |  | 132 | Western Power Distribution (West Midlands) Plc | Solar | Photovoltaic |  |  | 0 | 30 | [13 empty] | Accepted to connect | [6 empty] | 30 | 30 | 31.5789 | 7 | 7.3684 | 2021-03-11 | 2023-03-30 | [6 empty] | 2022-09-04 01:02
|  | Rhondda cynon taf cbc | Coed ely solar farm |  | Coed Ely | Rhondda cynon taf |  |  | United Kingdom |  |  | Upper Boat | Upper Boat Bsp |  | 33 | Western Power Distribution (South Wales) Plc | Solar | Photovoltaic |  |  | 0 | 5 | [13 empty] | Accepted to connect | [6 empty] | 5 | 5 | 5.2632 | 0.05 | 0.0526 | 2021-03-31 | 2024-12-31 | [6 empty] | 2022-09-04 01:02
|  | Certus utility consulting | Proposed solar farm | Monmouth Hill |  | Almondsbury |  | BS32 4EN | United Kingdom | 359871 | 183911 | Iron Acton Sgp | Bradley Stoke Bsp |  | 132 | Western Power Distribution (South West) Plc | Solar | Photovoltaic |  |  | 0 | 49.9 | [13 empty] | Accepted to connect | [6 empty] | 49.9 | 49.9 | 52.5263 | 0.5 | 0.5263 | 2021-05-06 | 2023-05-05 | [6 empty] | 2022-09-04 01:02
|  | Fields form solar ltd | Fields farm |  | Atherstone | West mdlands |  |  | United Kingdom |  |  | Lea Marston 132Kv S Stn | Tamworth 33Kv S Stn | Wood End 33 11Kv S Stn | 11 | Western Power Distribution (East Midlands) Plc | Solar | Photovoltaic |  |  | 0 | 5 | [13 empty] | Accepted to connect | [6 empty] | 5 | 5 | 5.2632 | 0 | 0 | 2021-04-30 | 2023-08-04 | [6 empty] | 2022-09-04 01:02
|  | Anesco limited | Land at rothersthorpe | Milton Road | Gayton, South | Northampton |  | NN7 3ER | United Kingdom | 472226 | 255517 | Grendon 132Kv S Stn | Northampton 33Kv S Stn |  | 33 | Western Power Distribution (East Midlands) Plc | Solar | Photovoltaic |  |  | 0 | 39.96 | [13 empty] | Accepted to connect | [6 empty] | 39.96 | 39.96 | 42.0632 | 0.1 | 0.1053 | 2021-03-22 | 2023-11-30 | [6 empty] | 2022-09-04 01:02
|  | Innova renewables limited | The oaks farm solar plant | Stratford Road | Whaddon | Milton keynes |  | MK17 0NF | United Kingdom | 478945 | 236209 | East Claydon 132Kv S Stn | Stony Stratford 33Kv S Stn |  | 33 | Western Power Distribution (East Midlands) Plc | Solar | Photovoltaic |  |  | 0 | 20 | [13 empty] | Accepted to connect | [6 empty] | 20 | 22 | 23.1579 | 0.15 | 0.1579 | 2021-04-21 | 2023-09-05 | [6 empty] | 2022-09-04 01:02
|  | Bluefield renewable developments ltd | Brick house solar plant | Brick House Farm | Greete | Ludlow | Shropshire | SY8 3BZ | United Kingdom | 357666 | 270813 | Bishops Wood 132Kv S Stn |  |  | 132 | Western Power Distribution (West Midlands) Plc | Solar | Photovoltaic |  |  | 0 | 49.9 | [13 empty] | Accepted to connect | [6 empty] | 49.9 | 49.9 | 52.5263 | 0.3 | 0.3158 | 2021-04-07 | 2023-04-05 | [6 empty] | 2022-09-04 01:02
|  | Jbm solar projects 30 limited | Brinsea solar | Drove Way | Winscombe And Sandford, Nye, | North somerset |  | BS24 6TL | United Kingdom | 341379 | 161501 | Bridgwater Sgp | Churchill Bsp 132Kv |  | 132 | Western Power Distribution (South West) Plc | Solar | Photovoltaic |  |  | 0 | 49.9 | [13 empty] | Accepted to connect | [6 empty] | 49.9 | 49.9 | 52.5263 | 49.9 | 52.5263 | 2021-04-20 | 2023-08-22 | [6 empty] | 2022-09-04 01:02
|  | Iolo energy limited | Pen onn farm |  | Llancarfan | Vale of glamorgan |  | CF62 3AG | United Kingdom | 305247 | 169433 | Aberthaw Power Station | East Aberthaw |  | 132 | Western Power Distribution (South Wales) Plc | Solar | Photovoltaic |  |  | 0 | 49.999 | [13 empty] | Accepted to connect | [6 empty] | 49.999 | 49.999 | 52.6305 | 0.1 | 0.1053 | 2021-02-22 | 2023-03-06 | [6 empty] | 2022-09-04 01:02
|  | Innova renewables limited | Proposed battery storage | Land At Biddlestone Orchards | Llangarron | Peterstow | Herefordshire | HR9 6AX | United Kingdom | 355102 | 223366 | Port Ham 132Kv S Stn |  |  | 132 | Western Power Distribution (West Midlands) Plc | Stored Energy (all stored energy irrespective of the original energy source) | Storage - Electrochemical (Batteries) |  |  | 0 | 49.9 | [13 empty] | Accepted to connect | [6 empty] | 49.9 | 49.9 | 52.5263 | 49.9 | 52.5263 | 2021-05-20 | 2023-05-04 | [6 empty] | 2022-09-04 01:02
|  | Pelagic energy development ltd | - | Hampton Lodge Farm | Hampton On The Hill | Warwick |  | CV35 8QT | United Kingdom | 425282 | 264027 | Berkswell 132Kv S Stn | Warwick 33Kv S Stn |  | 33 | Western Power Distribution (East Midlands) Plc | Solar | Photovoltaic |  |  | 0 | 16 | [13 empty] | Accepted to connect | [6 empty] | 16 | 16 | 16.8421 | 1 | 1.0526 | 2021-05-21 | 2023-10-09 | [6 empty] | 2022-09-04 01:02
|  | Octo partners limited | Tonmawr farm |  |  | Margam |  |  | United Kingdom |  |  | Pyle Grid | Pyle Bsp | Pyle Primary | 33 | Western Power Distribution (South Wales) Plc | Solar | Photovoltaic |  |  | 0 | 29 | [13 empty] | Accepted to connect | [6 empty] | 29 | 29 | 30.5263 | 0.1 | 0.1053 | 2021-05-19 | 2023-04-05 | [6 empty] | 2022-09-04 01:02
|  | Cellarhead bess limited | Home farm, proposed energy storage @ | Rownall Road |  | Wetley rocks |  | ST9 0BT | United Kingdom | 395108 | 349285 | Cellarhead 132Kv |  |  | 132 | Western Power Distribution (West Midlands) Plc | Stored Energy (all stored energy irrespective of the original energy source) | Storage - Electrochemical (Batteries) |  |  | 0 | 280 | [13 empty] | Accepted to connect | [6 empty] | 280 | 280 | 294.7368 | 280 | 294.7368 | 2021-05-07 | 2023-03-10 | [6 empty] | 2022-09-04 01:02
|  | Bluestone energy limited | Land on the west side of | Glaston Road | Wing | Oakham |  | LE15 8RU | United Kingdom | 489625 | 303014 | Grendon 132Kv S Stn | Oakham 33Kv S Stn |  | 33 | Western Power Distribution (East Midlands) Plc | Solar | Photovoltaic |  |  | 0 | 40 | [13 empty] | Accepted to connect | [6 empty] | 40 | 40 | 42.1053 | 0 | 0 | 2021-06-12 | 2023-10-30 | [6 empty] | 2022-09-04 01:02
|  | Ethical power connections ltd |  | Land Off Skegby Lane | Sutton In Ashfield | Mansfield | Nottinghamshire | NG19 6PG | United Kingdom | 451082 | 360527 | Chesterfield 132Kv S Stn | Mansfield 33Kv S Stn | Skegby Lane 33 11Kv S Stn | 11 | Western Power Distribution (East Midlands) Plc | Fossil - Gas | Engine (combustion / reciprocating) |  |  | 0 | 8 | [13 empty] | Accepted to connect | [6 empty] | 8 | 8 | 8.421 | 0.5 | 0.5263 | 2021-01-25 | 2023-01-24 | [6 empty] | 2022-09-04 01:02
|  | Push generation and supply limited | Yew tree farm | Drointon |  | Stafford |  | ST18 0LX | United Kingdom | 402323 | 326830 | Rugeley 132Kv S Stn | Rugeley 132Kv Switching Site |  | 132 | Western Power Distribution (West Midlands) Plc | Solar | Photovoltaic |  |  | 0 | 49.9 | [13 empty] | Accepted to connect | [6 empty] | 49.9 | 49.9 | 52.5263 | 49.9 | 52.5263 | 2021-05-26 | 2023-01-19 | [6 empty] | 2022-09-04 01:02
|  | Elgin energy esco ltd | Willey estate | Wyke | Broseley | Telford | Shropshire | TF13 6PE | United Kingdom | 363691 | 300909 | Ironbridge 132Kv S Stn |  |  | 132 | Western Power Distribution (West Midlands) Plc | Solar | Photovoltaic |  |  | 0 | 49.9 | [13 empty] | Accepted to connect | [6 empty] | 49.9 | 49.9 | 52.5263 | 49.9 | 52.5263 | 2021-06-18 | 2023-04-12 | [6 empty] | 2022-09-04 01:02
|  | Samworth brothers ltd | Chetwode house;1, , samworth bros (holdings) limited | Samworth Way |  | Melton mowbray | Leicestershire | LE13 1GA | United Kingdom | 473350 | 317964 | Grendon 132Kv S Stn | Melton Mowbray 33Kv S Stn | Melton Mowbray 11Kv S Stn | 0.4 | Western Power Distribution (East Midlands) Plc | Fossil - Gas | Engine (combustion / reciprocating) | Yes |  | 0 | 1.5 | [13 empty] | Accepted to connect | [6 empty] | 1.5 | 1.5 | 1.5789 | 0 | 0 | 2021-06-25 | 2022-10-14 | [6 empty] | 2022-09-04 01:02
|  | Elgin energy | Deptford farm ess | High Bickington |  | Umberleigh | Devon | EX37 9BP | United Kingdom | 262666 | 124790 | Alverdiscott Sgp |  |  | 132 | Western Power Distribution (South West) Plc | Solar | Photovoltaic |  |  | 0 | 30 | Stored Energy (all stored energy irrespective of the original energy source) | Storage - Electrochemical (Batteries) |  |  | 0 | 30 | [7 empty] | Accepted to connect | [6 empty] | 60 | 30 | 31.5789 | 30 | 31.5789 | 2021-06-01 | 2023-08-31 | [6 empty] | 2022-09-04 01:02
|  | Taiyo power & storage ltd | Soalr farm | Marsh Green |  | Exeter |  |  | United Kingdom |  |  | Exeter Main Sgp | Exmouth Bsp |  | 132 | Western Power Distribution (South West) Plc | Solar | Photovoltaic |  |  | 0 | 30 | [13 empty] | Accepted to connect | [6 empty] | 30 | 30 | 31.5789 | 1 | 1.0526 | 2021-04-13 | 2023-08-16 | [6 empty] | 2022-09-04 01:02
|  | Sesti energy limited | The mount | Near Pury Hill Business Park- | Alderton | Towcester |  |  | United Kingdom |  |  | East Claydon 132Kv S Stn | Stony Stratford 33Kv S Stn |  | 33 | Western Power Distribution (East Midlands) Plc | Solar | Photovoltaic |  |  | 0 | 7 | [13 empty] | Accepted to connect | [6 empty] | 7 | 7 | 7.3684 | 0 | 0 | 2021-03-19 | 2023-01-24 | [6 empty] | 2022-09-04 01:02
|  | Basepower ltd | Walkers charnwood bakery | Madeline Road |  | Leicester |  | LE4 1WX | United Kingdom | 457332 | 308743 | Enderby 132Kv S Stn | Leicester North 33Kv S Stn | Beaumont Leys 33 11Kv S Stn | 11 | Western Power Distribution (East Midlands) Plc | Fossil - Gas | Engine (combustion / reciprocating) | Yes |  | 0 | 1.3 | [13 empty] | Accepted to connect | [6 empty] | 1.3 | 1.3 | 1.3684 | 2.3 | 2.421 | 2021-05-17 | 2022-12-31 | [6 empty] | 2022-09-04 01:02
|  | Solar 2 project g limited | Proposed solar scheme | Land At West Raddon |  | Crediton |  | EX17 1BH | United Kingdom | 289001 | 102192 | Exeter Main Sgp | Exeter City Bsp |  | 33 | Western Power Distribution (South West) Plc | Solar | Photovoltaic |  |  | 0 | 10 | [13 empty] | Accepted to connect | [6 empty] | 10 | 10 | 10.5263 | 0 | 0 | 2021-05-25 | 2023-10-17 | [6 empty] | 2022-09-04 01:02
|  | Anglo energy storage ltd | Battery scheme | Illey Lane |  | Halesowen | West Midlands | B62 0HJ | United Kingdom | 398251 | 281702 | Kitwell 132Kv S Stn |  |  | 132 | Western Power Distribution (West Midlands) Plc | Stored Energy (all stored energy irrespective of the original energy source) | Storage - Electrochemical (Batteries) |  |  | 0 | 49.9 | [13 empty] | Accepted to connect | [6 empty] | 49.9 | 49.9 | 52.5263 | 49.9 | 52.5263 | 2021-04-23 | 2023-04-24 | [6 empty] | 2022-09-04 01:02
|  | Jbm solar projects (uk) ltd | A008 langford solar |  | Cullompton | Mid devon |  | EX15 1RF | United Kingdom | 303763 | 103334 | Exeter Main Sgp | Tiverton Bsp |  | 132 | Western Power Distribution (South West) Plc | Stored Energy (all stored energy irrespective of the original energy source) | Storage - Electrochemical (Batteries) |  |  | 0 | 35 | [13 empty] | Accepted to connect | [6 empty] | 35 | 35 | 36.8421 | 35 | 36.8421 | 2021-04-01 | 2024-06-01 | [6 empty] | 2022-09-04 01:02
|  | Green switch capital ltd | Limebury | Land Near Woolfardisworthy | Cranford | Bideford |  | EX39 5QG | United Kingdom | 236282 | 122101 | Alverdiscott Sgp | East Yelland Bsp |  | 33 | Western Power Distribution (South West) Plc | Solar | Photovoltaic |  |  | 0 | 5.2 | [13 empty] | Accepted to connect | [6 empty] | 5.2 | 5.2 | 5.4737 | 0.1 | 0.1053 | 2021-05-12 | 2023-08-04 | [6 empty] | 2022-09-04 01:02
|  | Relay gravel limited | Budget estimate | Gravel Farm | Cleeve | Westbury-on -severn |  | GL14 1RF | United Kingdom | 372523 | 212728 | Port Ham 132Kv S Stn |  |  | 132 | Western Power Distribution (West Midlands) Plc | Solar | Photovoltaic |  |  | 0 | 32 | [13 empty] | Accepted to connect | [6 empty] | 32 | 32 | 33.6842 | 0.2 | 0.2105 | 2021-05-14 | 2023-11-30 | [6 empty] | 2022-09-04 01:02
|  | Bluestone energy ltd | Trebugal farm |  | Nancekuke | Redruth |  | TR16 5UN | United Kingdom | 168991 | 46383 | Indian Queens Sgp | Camborne Bsp |  | 33 | Western Power Distribution (South West) Plc | Solar | Photovoltaic |  |  | 0 | 25 | [13 empty] | Accepted to connect | [6 empty] | 25 | 25 | 26.3158 | 0.25 | 0.2632 | 2021-05-12 | 2023-04-03 | [6 empty] | 2022-09-04 01:02
|  | Anglo es says court limited | Says court farm | Badminton Road |  | Frampton cotterell |  | BS36 2NY | United Kingdom |  |  | Iron Acton 132Kv S Stn |  |  | 132 | Western Power Distribution (South West) Plc | Solar | Photovoltaic |  |  | 0 | 49.9 | [13 empty] | Accepted to connect | [6 empty] | 49.9 | 49.9 | 52.5263 | 49.9 | 52.5263 | 2021-06-04 | 2023-12-08 | [6 empty] | 2022-09-04 01:02
|  | Xre alpha ltd | Substation | Ironbridge |  | Telford |  | TF8 7BL | United Kingdom | 365857 | 304089 | Ironbridge 132Kv S Stn |  |  | 132 | Western Power Distribution (West Midlands) Plc | Solar | Photovoltaic |  |  | 0 | 50 | [13 empty] | Accepted to connect | [6 empty] | 50 | 50 | 52.6316 | 50 | 52.6316 | 2021-06-25 | 2023-04-03 | [6 empty] | 2022-09-04 01:02
|  | Low carbon uk solar invest com ltd | Bickley solar farm | Bickley Solar Farm | Albrighton | Wolverhampton |  | WV7 3AT | United Kingdom | 382498 | 302484 | Penn 132Kv S Stn |  |  | 33 | Western Power Distribution (West Midlands) Plc | Solar | Photovoltaic |  |  | 0 | 15 | Stored Energy (all stored energy irrespective of the original energy source) | Storage - Electrochemical (Batteries) |  |  | 0 | 8 | [7 empty] | Accepted to connect | [6 empty] | 23 | 15 | 15.7895 | 8 | 8.421 | 2021-05-14 | 2023-01-16 | [6 empty] | 2022-09-04 01:02
|  | Green frog power 214 ltd | - | West Thorpe |  | Willoughby on the wold | Leicestershire | LE12 6TD | United Kingdom | 462995 | 325161 | Ratcliffe On Soar 132Kv S Stn | Willoughby 33Kv S Stn |  | 33 | Western Power Distribution (East Midlands) Plc | Fossil - Oil | Engine (combustion / reciprocating) |  |  | 0 | 20 | [13 empty] | Accepted to connect | [6 empty] | 20 | 20 | 21.0526 | 20 | 21.0526 | 2021-02-18 | 2023-01-19 | [6 empty] | 2022-09-04 01:02
|  | Totmonslow solar limited | Land at totmonslow cottage | Draycott Road |  | Stoke-on-trent |  | ST10 4JJ | United Kingdom | 399432 | 339823 | Cellarhead 132Kv |  |  | 33 | Western Power Distribution (West Midlands) Plc | Solar | Photovoltaic |  |  | 0 | 15 | [13 empty] | Accepted to connect | [6 empty] | 15 | 15 | 15.7895 | 1 | 1.0526 | 2021-05-25 | 2023-05-30 | [6 empty] | 2022-09-04 01:02
|  | Gsi hawthorn limited | Hawthorne farm | Off Scropton Road | Scropton | Derby |  | DE65 5PQ | United Kingdom | 419446 | 330262 | Drakelow 132Kv | Burton 33Kv | Hatton 33 11Kv S Stn | 11 | Western Power Distribution (East Midlands) Plc | Solar | Photovoltaic |  |  | 0 | 6.24 | [13 empty] | Accepted to connect | [6 empty] | 6.24 | 6.1 | 6.4211 | 0.05 | 0.0526 | 2021-06-07 | 2022-10-19 | [6 empty] | 2022-09-04 01:02
|  | Anesco ltd | Beavor grange farm, land at | Sector Lane | Stammery Hill | Axminster | Devon | EX13 5SE | United Kingdom | 332371 | 98851 | Axminster Sgp | Woodcote Bsp |  | 33 | Western Power Distribution (South West) Plc | Solar | Photovoltaic |  |  | 0 | 14.99 | [13 empty] | Accepted to connect | [6 empty] | 14.99 | 14.99 | 15.779 | 0.05 | 0.0526 | 2021-05-18 | 2023-09-22 | [6 empty] | 2022-09-04 01:02
|  | Craig y geifr wind energy hub limited | Craig y geifr wind farm |  | Nantymoel | Bridgend |  |  | United Kingdom |  |  | Pyle Grid |  |  | 132 | Western Power Distribution (South Wales) Plc | Wind | Onshore wind turbines |  |  | 0 | 48 | Stored Energy (all stored energy irrespective of the original energy source) | Storage - Electrochemical (Batteries) |  |  | 0 | 12 | [7 empty] | Accepted to connect | [6 empty] | 60 | 60 | 63.1579 | 14 | 14.7368 | 2021-06-30 | 2027-06-30 | [6 empty] | 2022-09-04 01:02
|  | Jbm solar projects 32 limited | J019b brinsea ii | Brinsea Green Farm |  | Congresbury | North Somerset | BS49 5JN | United Kingdom | 344775 | 161593 | Bridgwater Sgp | Churchill Bsp 132Kv |  | 132 | Western Power Distribution (South West) Plc | Solar | Photovoltaic |  |  | 0 | 30 | [13 empty] | Accepted to connect | [6 empty] | 30 | 30 | 31.5789 | 0.25 | 0.2632 | 2021-04-20 | 2023-08-04 | [6 empty] | 2022-09-04 01:02
|  | Aura power solar uk | Land lying to the south of | White End | Ashleworth | Gloucester |  |  | United Kingdom |  |  | Port Ham 132Kv S Stn |  |  | 132 | Western Power Distribution (West Midlands) Plc | Stored Energy (all stored energy irrespective of the original energy source) | Storage - Electrochemical (Batteries) |  |  | 0 | 60 | Solar | Photovoltaic |  |  | 0 | 50 | [7 empty] | Accepted to connect | [6 empty] | 110 | 110 | 115.7895 | 60 | 63.1579 | 2021-07-15 | 2023-04-05 | [6 empty] | 2022-09-04 01:02
|  | Eew eco energy world plc | Panteg solar farm | Newport Road | Torfaen | Pontypool |  | NP4 0TP | United Kingdom | 330346 | 198286 | Uskmouth | Panteg 66Kv Sw Site |  | 66 | Western Power Distribution (South Wales) Plc | Solar | Photovoltaic |  |  | 0 | 10 | [13 empty] | Accepted to connect | [6 empty] | 10 | 10 | 10.5263 | 0.3 | 0.3158 | 2021-07-12 | 2023-11-13 | [6 empty] | 2022-09-04 01:02
|  | Low carbon uk solar investment company l | Inkersall road solar farm | Inkersall Road | Staveley | Chesterfield |  | S43 3YH | United Kingdom | 442931 | 372768 | Chesterfield 132Kv S Stn | Staveley 33Kv S Stn |  | 33 | Western Power Distribution (East Midlands) Plc | Solar | Photovoltaic |  |  | 0 | 20 | Solar | Photovoltaic |  |  | 0 | 10 | [7 empty] | Accepted to connect | [6 empty] | 30 | 10 | 10.5263 | 20 | 21.0526 | 2021-06-28 | 2023-11-07 | [6 empty] | 2022-09-04 01:02
|  | Gridserve emea depc ltd | Coedffranc | Jersey Marine |  | Neath |  | SA1 8QL | United Kingdom | 271581 | 193518 | Swansea North Grid | Tir John Power Station | Jersey Marine | 33 | Western Power Distribution (South Wales) Plc | Stored Energy (all stored energy irrespective of the original energy source) | Storage - Electrochemical (Batteries) |  |  | 0 | 6 | [13 empty] | Accepted to connect | [6 empty] | 6 | 6 | 6.3158 | 6 | 6.3158 | 2021-07-22 | 2023-08-31 | [6 empty] | 2022-09-04 01:02
|  | Tor energy limited | - | Laurel Close | New Arley | Warwickshire |  | CV7 8HR | United Kingdom | 429543 | 289784 | Coventry 132Kv S Stn | Nuneaton 33Kv S Stn |  | 33 | Western Power Distribution (East Midlands) Plc | Solar | Photovoltaic |  |  | 0 | 20 | [13 empty] | Accepted to connect | [6 empty] | 20 | 20 | 21.0526 | 0.1 | 0.1053 | 2021-05-27 | 2023-02-01 | [6 empty] | 2022-09-04 01:02
|  | Chatterley energy storage limited | Chatterley whitfield, outclough farm, chatterley whitfield energy storage | Biddulph Road |  | Stoke-on-trent | Staffordshire | ST6 8UW | United Kingdom | 388312 | 353539 | Cellarhead 132Kv | Whitfield 132 33Kv S Stn |  | 132 | Western Power Distribution (West Midlands) Plc | Fossil - Gas | Engine (combustion / reciprocating) |  |  | 0 | 49.9 | [13 empty] | Accepted to connect | [6 empty] | 49.9 | 49.9 | 52.5263 | 49.9 | 52.5263 | 2021-04-28 | 2023-04-05 | [6 empty] | 2022-09-04 01:02
|  | Jbm solar projects (uk) ltd | Malvern solar | Upton Road | Powick | Malvern hills | Worcestershire | WR13 6PD | United Kingdom | 383595 | 246972 | Bishops Wood 132Kv S Stn |  |  | 132 | Western Power Distribution (West Midlands) Plc | Solar | Photovoltaic |  |  | 0 | 49.9 | [13 empty] | Accepted to connect | [6 empty] | 49.9 | 49.9 | 52.5263 | 0.25 | 0.2632 | 2021-07-05 | 2023-03-13 | [6 empty] | 2022-09-04 01:02
|  | Scottishpower renewables (uk) ltd | Mw solar site | Adbaston |  | Stafford | Staffordshire | ST20 0RQ | United Kingdom | 374783 | 329641 | Cellarhead 132Kv |  |  | 33 | Western Power Distribution (West Midlands) Plc | Solar | Photovoltaic |  |  | 0 | 35 | [13 empty] | Accepted to connect | [6 empty] | 35 | 35 | 36.8421 | 0.26 | 0.2737 | 2021-11-03 | 2024-01-01 | [6 empty] | 2022-09-04 01:02
|  | North newton solar farm limited |  | Mounsel House |  | North newton |  | TA7 0BU | United Kingdom | 330190 | 130328 | Bridgwater Sgp | Bridgwater Grid Bsp |  | 132 | Western Power Distribution (South West) Plc | Solar | Photovoltaic |  |  | 0 | 30 | [13 empty] | Accepted to connect | [6 empty] | 30 | 30 | 31.5789 | 1 | 1.0526 | 2021-06-24 | 2022-12-16 | [6 empty] | 2022-09-04 01:02
|  | Intelligent alternatives limited | Land on the south side of | Sir Henrys Lane | Ticknall | South derbyshire | Derbyshire |  | United Kingdom |  |  | Willington 132Kv S Stn | Spondon B 33Kv S Stn | Melbourne 33 11Kv S Stn | 11 | Western Power Distribution (East Midlands) Plc | Solar | Photovoltaic |  |  | 0 | 11.667 | [13 empty] | Accepted to connect | [6 empty] | 11.667 | 11.667 | 12.281 | 0.2 | 0.2105 | 2021-08-03 | 2023-02-03 | [6 empty] | 2022-09-04 01:02
|  | Balance power projects limited | - | Rogers Industrial Estate |  | Paignton |  | TQ4 7PE | United Kingdom | 286408 | 58856 | Abham Sgp |  |  | 132 | Western Power Distribution (South West) Plc | Stored Energy (all stored energy irrespective of the original energy source) | Storage - Electrochemical (Batteries) |  |  | 0 | 49.5 | [13 empty] | Accepted to connect | [6 empty] | 49.5 | 49.5 | 52.1053 | 49.5 | 52.1053 | 2021-08-02 | 2022-12-29 | [6 empty] | 2022-09-04 01:02
|  | Anesco ltd | - | Land At Court Lane | Alvington | Gloucestershire |  | GL15 6PL | United Kingdom | 359497 | 199803 | Port Ham 132Kv S Stn | Lydney 33Kv S Stn | Lydney 33/11Kv | 33 | Western Power Distribution (West Midlands) Plc | Solar | Photovoltaic |  |  | 0 | 14.99 | [13 empty] | Accepted to connect | [6 empty] | 14.99 | 14.99 | 15.779 | 0.05 | 0.0526 | 2021-08-06 | 2023-04-19 | [6 empty] | 2022-09-04 01:02
|  | Eden devco (uk) llp | - | Peninsula Land East Of Awre | Gloucestershire |  |  | GL14 1EL | United Kingdom | 370395 | 208362 | Port Ham 132Kv S Stn |  |  | 132 | Western Power Distribution (West Midlands) Plc | Solar | Photovoltaic |  |  | 0 | 40 | Stored Energy (all stored energy irrespective of the original energy source) | Storage - Electrochemical (Batteries) |  |  | 0 | 20 | [7 empty] | Accepted to connect | [6 empty] | 60 | 40 | 42.1053 | 20 | 21.0526 | 2021-07-08 | 2023-04-12 | [6 empty] | 2022-09-04 01:02
|  | Schosween 250 limited | 150mw lincoln battery storage plant | Gorse Hill Lane | Wellingore | Lincoln |  | LN5 0BY | United Kingdom | 501060 | 356197 | Bicker Fen 132Kv S Stn |  |  | 132 | Western Power Distribution (East Midlands) Plc | Stored Energy (all stored energy irrespective of the original energy source) | Storage - Electrochemical (Batteries) |  |  | 0 | 150 | [13 empty] | Accepted to connect | [6 empty] | 150 | 150 | 157.8947 | 150 | 157.8947 | 2021-11-08 | 2022-12-15 | [6 empty] | 2022-09-04 01:02
|  | Urbaser environmental ltd | Diesel generator | Bath Road |  | Stonehouse |  | GL10 3ET | United Kingdom | 379980 | 210406 | Iron Acton 132Kv S Stn | Ryeford 132Kv S Stn |  | 33 | Western Power Distribution (West Midlands) Plc | Fossil - Oil | Engine (combustion / reciprocating) |  |  | 0 | 1 | [13 empty] | Accepted to connect | [6 empty] | 1 | 1 | 1.0526 | 0 | 0 | 2021-04-23 | 2023-03-13 | [6 empty] | 2022-09-04 01:02
|  | Tean leys energy storage limited | Tean leys farm |  | Leigh | Stoke on trent |  | ST10 4NS | United Kingdom | 401171 | 338193 | Cellarhead 132Kv |  |  | 132 | Western Power Distribution (West Midlands) Plc | Solar | Photovoltaic |  |  | 0 | 49.9 | [13 empty] | Accepted to connect | [6 empty] | 49.9 | 49.9 | 52.5263 | 49.9 | 52.5263 | 2021-08-19 | 2023-03-14 | [6 empty] | 2022-09-04 01:02
|  | Greentech projects holding uk limited | Abbey farm | - | Lilleshall | Newport | Shropshire, | TF10 9HW | United Kingdom | 373488 | 314084 | Ironbridge 132Kv S Stn |  |  | 33 | Western Power Distribution (West Midlands) Plc | Solar | Photovoltaic |  |  | 0 | 25 | [13 empty] | Accepted to connect | [6 empty] | 25 | 25 | 26.3158 | 0.5 | 0.5263 | 2021-08-17 | 2023-04-20 | [6 empty] | 2022-09-04 01:02
|  | Greentech projects holding uk limited | Westfield house farm | Leeming Lane |  | Mansfield |  | NG20 0EN | United Kingdom | 456611 | 365542 | Chesterfield 132Kv S Stn | Clipstone 33Kv S Stn |  | 33 | Western Power Distribution (East Midlands) Plc | Solar | Photovoltaic |  |  | 0 | 20 | [13 empty] | Accepted to connect | [6 empty] | 20 | 20 | 21.0526 | 0.5 | 0.5263 | 2021-08-13 | 2023-02-16 | [6 empty] | 2022-09-04 01:02
|  | Dhl | Plantation house, , the bell plantation | Watling Street |  | Towcester | Northamptonshire | NN12 6GX | United Kingdom | 468756 | 249683 | East Claydon 132Kv S Stn | Brackley 132Kv S Stn | Towcester 33 11Kv S Stn | 11 | Western Power Distribution (East Midlands) Plc | Solar | Photovoltaic |  |  | 0 | 6 | [13 empty] | Accepted to connect | [6 empty] | 6 | 6 | 6.3158 | 5.2 | 5.4737 | 2021-03-09 | 2022-11-18 | [6 empty] | 2022-09-04 01:02
|  | Vento ludens limited | Mynydd bedwelte wind farm | Mynydd Bedwellte | Tredegar | Blaenau gwent |  | NP22 3TG | United Kingdom | 313682 | 208276 | Rassau Gsp |  |  | 132 | Western Power Distribution (South Wales) Plc | Wind | Onshore wind turbines |  |  | 0 | 54.6 | [13 empty] | Accepted to connect | [6 empty] | 54.6 | 54.6 | 57.4737 | 0.2 | 0.2105 | 2021-08-04 | 2025-08-31 | [6 empty] | 2022-09-04 01:02
|  | Jmb solar projects (uk) ltd | J026a | Bishton Road | Newport | Gwent | Wales | NP18 | United Kingdom |  |  | Uskmouth |  |  | 132 | Western Power Distribution (South Wales) Plc | Solar | Photovoltaic |  |  | 0 | 100 | Stored Energy (all stored energy irrespective of the original energy source) | Storage - Electrochemical (Batteries) |  |  | 0 | 100 | [7 empty] | Accepted to connect | [6 empty] | 200 | 100 | 105.2632 | 100 | 105.2632 | 2021-06-07 | 2023-04-11 | [6 empty] | 2022-09-04 01:02
|  | Eew eco energy world plc | Kenilworth solar farm | Rouncil Lane |  | Kenilworth |  | CV8 1NN | United Kingdom | 426678 | 269826 | Berkswell 132Kv S Stn | Warwick 33Kv S Stn |  | 33 | Western Power Distribution (East Midlands) Plc | Solar | Photovoltaic |  |  | 0 | 20 | [13 empty] | Accepted to connect | [6 empty] | 20 | 20 | 21.0526 | 0.1 | 0.1053 | 2021-07-15 | 2023-11-01 | [6 empty] | 2022-09-04 01:02
|  | Frocester solar farm limited | Land off | Bath Road | Frocester | Stroud |  | GL10 3TH | United Kingdom | 377996 | 203446 | Port Ham 132Kv S Stn |  |  | 132 | Western Power Distribution (West Midlands) Plc | Solar | Photovoltaic |  |  | 0 | 40 | [13 empty] | Accepted to connect | [6 empty] | 40 | 40 | 42.1053 | 0.2 | 0.2105 | 2021-06-16 | 2023-03-29 | [6 empty] | 2022-09-04 01:02
|  | Couch perry & wilkes llp | Worcestershire royal hospital | Charles Hastings Way | Worcester | Worcestershire |  | WR5 1DD | United Kingdom | 387432 | 254894 | Bishops Wood 132Kv S Stn | Warndon 132Kv S Stn | Warndon 132/11Kv | 11 | Western Power Distribution (West Midlands) Plc | Fossil - Gas | Engine (combustion / reciprocating) | Yes |  | 0 | 1.5 | [13 empty] | Accepted to connect | [6 empty] | 1.5 | 1.5 | 1.5789 | 2.8 | 2.9474 | 2021-10-06 | 2022-11-30 | [6 empty] | 2022-09-04 01:02
|  | Balance power projects limited | Rectory farm 2 | Rectory Lane | Upton Warren | Bromsgrove |  | B61 7EL | United Kingdom | 393183 | 267858 | Bishops Wood 132Kv S Stn |  |  | 66 | Western Power Distribution (West Midlands) Plc | Stored Energy (all stored energy irrespective of the original energy source) | Storage - Electrochemical (Batteries) |  |  | 0 | 30 | [13 empty] | Accepted to connect | [6 empty] | 30 | 30 | 31.5789 | 30 | 31.5789 | 2021-07-07 | 2023-04-25 | [6 empty] | 2022-09-04 01:02
|  | Opde uk limited | East of | Uffington |  | Shrewsbury |  | SY4 4SF | United Kingdom | 352875 | 313910 | Shrewsbury 132Kv S Stn | Shrewsbury 132/33Kv |  | 33 | Western Power Distribution (West Midlands) Plc | Solar | Photovoltaic |  |  | 0 | 25 | [13 empty] | Accepted to connect | [6 empty] | 25 | 25 | 26.3158 | 0.6 | 0.6316 | 2021-12-02 | 2023-03-09 | [6 empty] | 2022-09-04 01:02
|  | Gs ignis limited | Land off, brecks farm | Brick Yard Road | Retford | Nottinghamshire |  | DN22 0PT | United Kingdom | 469225 | 377887 | Staythorpe C 132Kv S Stn | Checkerhouse 33Kv S Stn |  | 33 | Western Power Distribution (East Midlands) Plc | Solar | Photovoltaic |  |  | 0 | 34.5 | [13 empty] | Accepted to connect | [6 empty] | 34.5 | 34.5 | 36.3158 | 0.1 | 0.1053 | 2021-07-07 | 2023-09-29 | [6 empty] | 2022-09-04 01:02
|  | Green switch capital limited | Stanley street solar array | Stanley Street |  |  |  | S44 5QJ | United Kingdom | 445821 | 363343 | Chesterfield 132Kv S Stn | Mansfield 33Kv S Stn | Teversal 33 11Kv S Stn | 11 | Western Power Distribution (East Midlands) Plc | Solar | Photovoltaic |  |  | 0 | 5.2 | [13 empty] | Accepted to connect | [6 empty] | 5.2 | 5.2 | 5.4737 | 0.1 | 0.1053 | 2021-07-23 | 2023-02-01 | [6 empty] | 2022-09-04 01:02
|  | Sswuk ltd | Sandbay solar |  |  | Weston super mare |  | BS22 9YT | United Kingdom | 334150 | 164305 | Seabank Sgp | Weston Bsp 132Kv |  | 33 | Western Power Distribution (South West) Plc | Solar | Photovoltaic |  |  | 0 | 13.69 | [13 empty] | Accepted to connect | [6 empty] | 13.69 | 13.69 | 14.4105 | 0 | 0 | 2021-08-31 | 2023-10-16 | [6 empty] | 2022-09-04 01:02
|  | Infraland & boultbee brooks | Proposed solar | Land Around Criffle Mill | Tideford | Saltash |  | PL12 5JU | United Kingdom | 232963 | 60514 | Landulph Sgp |  |  | 132 | Western Power Distribution (South West) Plc | Solar | Photovoltaic |  |  | 0 | 49.9 | [13 empty] | Accepted to connect | [6 empty] | 49.9 | 49.9 | 52.5263 | 0.2 | 0.2105 | 2021-08-19 | 2025-05-01 | [6 empty] | 2022-09-04 01:02
|  | Caudwell solar international limited | Proposed solar & battery storage | Holbeach St Matthews |  | Spalding | Lincolnshire | PE12 8EW | United Kingdom | 540883 | 330962 | Walpole 132Kv S Stn |  |  | 132 | Western Power Distribution (East Midlands) Plc | Solar | Photovoltaic |  |  | 0 | 49.9 | [13 empty] | Accepted to connect | [6 empty] | 49.9 | 499.9 | 526.2105 | 0.25 | 0.2632 | 2021-06-18 | 2023-09-15 | [6 empty] | 2022-09-04 01:02
|  | Infinis solar ltd | Boston lfg solar project | Slippery Gowt Lane | Boston | Lincs |  | PE21 7AA | United Kingdom | 533835 | 341617 | Walpole 132Kv S Stn | Boston 33Kv S Stn | Marsh Lane 33 11Kv S Stn | 11 | Western Power Distribution (East Midlands) Plc | Solar | Photovoltaic |  |  | 0 | 7.5 | [13 empty] | Accepted to connect | [6 empty] | 7.5 | 7.5 | 7.8947 | 0.1 | 0.1053 | 2021-07-21 | 2023-01-20 | [6 empty] | 2022-09-04 01:02
|  | Tim banks | Land around : | Acre Lane |  | Lincoln |  | LN4 3PH | United Kingdom | 508438 | 359030 | West Burton 132Kv S Stn | Lincoln Main No 1 33Kv S Stn | Metheringham 33 11Kv S Stn | 11 | Western Power Distribution (East Midlands) Plc | Solar | Photovoltaic |  |  | 0 | 7.6 | [13 empty] | Accepted to connect | [6 empty] | 7.6 | 7.6 | 8 | 0.1 | 0.1053 | 2021-06-23 | 2022-10-13 | [6 empty] | 2022-09-04 01:02
|  | Lark connections limited | - | Bridge Street | Holmgate | Clay cross |  | S45 9NY | United Kingdom |  |  | Chesterfield 132Kv S Stn | Chesterfield 33Kv S Stn |  | 33 | Western Power Distribution (East Midlands) Plc | Solar | Photovoltaic |  |  | 0 | 16.8 | [13 empty] | Accepted to connect | [6 empty] | 16.8 | 16.8 | 17.6842 | 2 | 2.1053 | 2021-08-31 | 2023-05-16 | [6 empty] | 2022-09-04 01:02
|  | Anglo es levedale limited |  | Levedale Road |  | Levedale |  | ST18 9AH | United Kingdom | 390502 | 315842 | Bushbury D 132Kv |  |  | 132 | Western Power Distribution (West Midlands) Plc | Stored Energy (all stored energy irrespective of the original energy source) | Storage - Electrochemical (Batteries) |  |  | 0 | 49.9 | [13 empty] | Accepted to connect | [6 empty] | 49.9 | 49.9 | 52.5263 | 49.9 | 52.5263 | 2021-09-13 | 2023-05-12 | [6 empty] | 2022-09-04 01:02
|  | Premier corporate consultants ltd | Import mpan | Bar Road |  | Coventry | Warwickshire | CV3 4AN | United Kingdom | 434753 | 277664 | Coventry 132Kv S Stn | Whitley 33Kv S Stn |  | 33 | Western Power Distribution (East Midlands) Plc | Solar | Photovoltaic |  |  | 0 | 1.2 | [13 empty] | Accepted to connect | [6 empty] | 1.2 | 1.2 | 1.2632 | 0 | 0 | 2021-06-10 | 2023-05-20 | [6 empty] | 2022-09-04 01:02
|  | Brian henton | Hanyards lane, lower hanyards farm |  |  | Tixall |  | ST18 0YA | United Kingdom | 397191 | 324692 | Bushbury D 132Kv | Stafford 132 25Kv S Stn |  | 132 | Western Power Distribution (West Midlands) Plc | Solar | Photovoltaic |  |  | 0 | 49.49 | [13 empty] | Accepted to connect | [6 empty] | 49.49 | 49.49 | 52.0947 | 0.2 | 0.2105 | 2021-07-20 | 2023-01-17 | [6 empty] | 2022-09-04 01:02
|  | Edf renewables | Sandholme solar farm | Sandholme Lane | Frampton | Boston | Lincolnshire | PE20 1AF | United Kingdom |  |  | Walpole 132Kv S Stn |  |  | 132 | Western Power Distribution (East Midlands) Plc | Solar | Photovoltaic |  |  | 0 | 99.9 | [13 empty] | Accepted to connect | [6 empty] | 99.9 | 99.9 | 105.1579 | 0.5 | 0.5263 | 2021-08-03 | 2023-08-03 | [6 empty] | 2022-09-04 01:02
|  | Vitalienergi | Energy centre a | Gloucestershire Royal Hospital |  | Gloucester |  | GL1 3NN | United Kingdom | 384188 | 218670 | Port Ham 132Kv S Stn | Castle Meads 33Kv S Stn | Commercial Rd 33 11Kv S Stn | 11 | Western Power Distribution (West Midlands) Plc | Fossil - Oil | Engine (combustion / reciprocating) |  |  | 0 | 2 |  |  | No |  | 0 | 0.17 | [7 empty] | Accepted to connect | [6 empty] | 2.17 | 2 | 2.1053 | 3.2 | 3.3684 | 2021-08-31 | 2023-08-01 | [6 empty] | 2022-09-04 01:02
|  | Re projects development ltd | Grange farm land on the north west | And South East Sides Of Larks Lane |  | Iron acton |  | BS37 9TX | United Kingdom | 366894 | 185581 | Iron Acton 132Kv S Stn |  |  | 132 | Western Power Distribution (West Midlands) Plc | Stored Energy (all stored energy irrespective of the original energy source) | Storage - Electrochemical (Batteries) |  |  | 0 | 100 | [13 empty] | Accepted to connect | [6 empty] | 100 | 100 | 105.2632 | 100 | 105.2632 | 2021-06-25 | 2023-02-01 | [6 empty] | 2022-09-04 01:02
|  | United downs geothermal ltd | Power project, united downs geothermal | Unit 3 United Downs Ind Estate | St Day | Redruth |  | TR16 5HY | United Kingdom | 174474 | 41507 | Indian Queens Sgp | Rame Bsp |  | 33 | Western Power Distribution (South West) Plc | Geothermal | Geothermal power plant |  |  | 0 | 4 | [13 empty] | Accepted to connect | [6 empty] | 4 | 2.993 | 3.1505 | 1.2 | 1.2632 | 2021-10-01 | 2023-05-26 | [6 empty] | 2022-09-04 01:02
|  | Ecotricity generation ltd | Woodlands farm |  |  | Berkeley |  | GL13 9QU | United Kingdom | 366004 | 197727 | Iron Acton 132Kv S Stn |  |  | 132 | Western Power Distribution (West Midlands) Plc | Solar | Photovoltaic |  |  | 0 | 20 | [13 empty] | Accepted to connect | [6 empty] | 20 | 20 | 21.0526 | 12 | 12.6316 | 2021-08-31 | 2023-03-23 | [6 empty] | 2022-09-04 01:02
|  | Conrad energy (developments) limited | Thurloxton energy storage plant | Haddons Lane | North Petherton | Bridwater |  | TA6 6PQ | United Kingdom | 326896 | 131602 | Bridgwater Sgp | Bridgwater Grid Bsp |  | 132 | Western Power Distribution (South West) Plc | Stored Energy (all stored energy irrespective of the original energy source) | Storage - Electrochemical (Batteries) |  |  | 0 | 49.9 | [13 empty] | Accepted to connect | [6 empty] | 49.9 | 49.9 | 52.5263 | 49.9 | 52.5263 | 2021-09-08 | 2023-09-09 | [6 empty] | 2022-09-04 01:02
|  | Anglo es penn 2 limited | Ar229 - | Blackpit Lane |  | Lower penn |  | WV4 4YA | United Kingdom | 386340 | 295585 | Penn 132Kv S Stn |  |  | 132 | Western Power Distribution (West Midlands) Plc | Stored Energy (all stored energy irrespective of the original energy source) | Storage - Electrochemical (Batteries) |  |  | 0 | 49.9 | [13 empty] | Accepted to connect | [6 empty] | 49.9 | 49.9 | 52.5263 | 49.9 | 52.5263 | 2021-04-29 | 2023-02-20 | [6 empty] | 2022-09-04 01:02
|  | Ledwyche solar limited | Le157 - henley hall | Squirrel Lane | Henley, Bitterley | Middleton | Shropshire | SY8 3HA | United Kingdom | 353278 | 274468 | Bishops Wood 132Kv S Stn | Ludlow 132Kv S Stn |  | 33 | Western Power Distribution (West Midlands) Plc | Solar | Photovoltaic |  |  | 0 | 12 | [13 empty] | Accepted to connect | [6 empty] | 12 | 12 | 12.6316 | 10.47 | 11.021 | 2021-07-12 | 2023-04-25 | [6 empty] | 2022-09-04 01:02
|  | Conrad (midsomer) limited | Generator connection | 72Mw | North Of Radstock Road | Midsomer norton |  | BA3 2AF | United Kingdom | 367226 | 154686 | Seabank Sgp | Radstock Bsp 132Kv | Midsomer Norton | 11 | Western Power Distribution (South West) Plc | Fossil - Gas | Engine (combustion / reciprocating) |  |  | 0 | 6 | [13 empty] | Accepted to connect | [6 empty] | 6 | 6 | 6.3158 | 6 | 6.3158 | 2021-06-17 | 2022-11-01 | [6 empty] | 2022-09-04 01:02
|  | Elgin energy esco ltd | Lands at chillington estate | Chillington Hall, Upper Avenue |  | Brewood and coven | South Staffordshire | WV8 1RB | United Kingdom | 386169 | 307192 | Bushbury D 132Kv |  |  | 33 | Western Power Distribution (West Midlands) Plc | Solar | Photovoltaic |  |  | 0 | 40 | [13 empty] | Accepted to connect | [6 empty] | 40 | 40 | 42.1053 | 40 | 42.1053 | 2021-09-13 | 2023-04-03 | [6 empty] | 2022-09-04 01:02
|  | Stark energy limited | Wood lodge farm, , wood lodge solar project | Huntingdon Road | Thrapston | Kettering | Northamptonshire | NN14 4NJ | United Kingdom | 503336 | 277044 | Grendon 132Kv S Stn | Kettering 33Kv S Stn |  | 132 | Western Power Distribution (East Midlands) Plc | Solar | Photovoltaic |  |  | 0 | 36 | [13 empty] | Accepted to connect | [6 empty] | 36 | 36 | 37.8947 | 0.35 | 0.3684 | 2021-09-10 | 2023-10-30 | [6 empty] | 2022-09-04 01:02
|  | European energy dev ltd | Glebe farm, kingston brook solar | Wysall Road | Costock | Loughborough |  | LE12 6XQ | United Kingdom | 458558 | 326606 | Ratcliffe On Soar 132Kv S Stn |  |  | 132 | Western Power Distribution (East Midlands) Plc | Solar | Photovoltaic |  |  | 0 | 49.9 | [13 empty] | Accepted to connect | [6 empty] | 49.9 | 49.9 | 52.5263 | 0.2 | 0.2105 | 2021-08-23 | 2023-01-16 | [6 empty] | 2022-09-04 01:02
|  | Greentech | Solar pv park |  | Wayford | Crewkerne |  | TA18 8QN | United Kingdom | 340389 | 106556 | Axminster Sgp | Woodcote Bsp |  | 33 | Western Power Distribution (South West) Plc | Solar | Photovoltaic |  |  | 0 | 15 | [13 empty] | Accepted to connect | [6 empty] | 15 | 15 | 15.7895 | 0.5 | 0.5263 | 2021-09-21 | 2023-05-04 | [6 empty] | 2022-09-04 01:02
|  | Green frog connect ltd | Willoughby bess | West Thorpe | Willoughby On The Wold | Leicestershire |  | LE12 6TD | United Kingdom | 462995 | 325161 | Ratcliffe On Soar 132Kv S Stn | Willoughby 33Kv S Stn |  | 33 | Western Power Distribution (East Midlands) Plc | Fossil - Oil | Engine (combustion / reciprocating) |  |  | 0 | 26.4 | [13 empty] | Accepted to connect | [6 empty] | 26.4 | 26.4 | 27.7895 | 26.4 | 27.7895 | 2021-04-14 | 2023-09-06 | [6 empty] | 2022-09-04 01:02
|  | Pulse clean energy uk ltd | Dowlais bess | Pant Industrial Estate |  | Dowlais |  | CF48 2YG | United Kingdom | 307875 | 208503 | Upper Boat | Dowlais Grid |  | 33 | Western Power Distribution (South Wales) Plc | Stored Energy (all stored energy irrespective of the original energy source) | Storage - Electrochemical (Batteries) |  |  | 0 | 15 | [13 empty] | Accepted to connect | [6 empty] | 15 | 15 | 15.7895 | 15 | 15.7895 | 2021-07-09 | 2023-02-09 | [6 empty] | 2022-09-04 01:02
|  | Green frog connect ltd | Plymouth bess | Faraday Road |  | Plymouth |  | PL4 0SR | United Kingdom | 249847 | 54314 | Abham Sgp | Plymouth Bsp |  | 33 | Western Power Distribution (South West) Plc | Stored Energy (all stored energy irrespective of the original energy source) | Storage - Electrochemical (Batteries) |  |  | 0 | 20 | [13 empty] | Accepted to connect | [6 empty] | 20 | 20 | 21.0526 | 20 | 21.0526 | 2021-09-03 | 2023-09-15 | [6 empty] | 2022-09-04 01:02
|  | Emsc uk ltd trading as powerstar | Ilmor engineering ltd | Quarry Road |  | Brixorth | Northampton | NN6 9UB | United Kingdom | 475210 | 271015 | Grendon 132Kv S Stn | Northampton West 33Kv S Stn | Chapel Brampton 33 11Kv S Stn | 11 | Western Power Distribution (East Midlands) Plc | Fossil - Gas | Engine (combustion / reciprocating) | Yes |  | 0 | 1.3 | [13 empty] | Accepted to connect | [6 empty] | 1.3 | 1.3 | 1.3684 | 1.3 | 1.3684 | 2021-08-11 | 2024-12-01 | [6 empty] | 2022-09-04 01:02
|  | Infinis limited | Calvert phase | Brackley Lane |  | Calvert |  | MK18 2HF | United Kingdom | 468894 | 224502 | East Claydon 132Kv S Stn | Stony Stratford 33Kv S Stn |  | 33 | Western Power Distribution (East Midlands) Plc | Solar | Photovoltaic |  |  | 0 | 9 | [13 empty] | Accepted to connect | [6 empty] | 9 | 9 | 9.4737 | 0 | 0 | 2021-10-18 | 2023-11-15 | [6 empty] | 2022-09-04 01:02
|  | Ps renewables | Land at twigworth court farm | Twigworth |  | Gloucester |  |  | United Kingdom |  |  | Port Ham 132Kv S Stn | Castle Meads 33Kv S Stn |  | 33 | Western Power Distribution (West Midlands) Plc | Solar | Photovoltaic |  |  | 0 | 16 | [13 empty] | Accepted to connect | [6 empty] | 16 | 16 | 16.8421 | 0.82 | 0.8632 | 2021-08-18 | 2023-04-14 | [6 empty] | 2022-09-04 01:02
|  | Anesco limited |  | Land At Bemersley Road | Brown Edge | Staffordshire |  | ST6 8UL | United Kingdom | 389007 | 353671 | Cellarhead 132Kv |  |  | 132 | Western Power Distribution (West Midlands) Plc | Stored Energy (all stored energy irrespective of the original energy source) | Storage - Electrochemical (Batteries) |  |  | 0 | 49.35 | [13 empty] | Accepted to connect | [6 empty] | 49.35 | 49.35 | 51.9474 | 49.35 | 51.9474 | 2021-09-22 | 2023-02-23 | [6 empty] | 2022-09-04 01:02
|  | Industria solar vauls farm limited | Vauls farm solar park | Land Adjoining Vauls Farm |  | Bedworth |  | CV12 0NE | United Kingdom | 432884 | 287706 | Coventry 132Kv S Stn | Coventry North 33Kv S Stn |  | 33 | Western Power Distribution (East Midlands) Plc | Solar | Photovoltaic |  |  | 0 | 16 | [13 empty] | Accepted to connect | [6 empty] | 16 | 16 | 16.8421 | 0.1 | 0.1053 | 2021-08-03 | 2023-02-01 | [6 empty] | 2022-09-04 01:02
|  | Auk pe12 limited | Boston solar pv & bess | Land Off Middle Marsh Bank |  | Holbeach bank | Lincolnshire |  | United Kingdom |  |  | Walpole 132Kv S Stn |  |  | 132 | Western Power Distribution (East Midlands) Plc | Solar | Photovoltaic |  |  | 0 | 39.9 | Stored Energy (all stored energy irrespective of the original energy source) | Storage - Electrochemical (Batteries) |  |  | 0 | 10 | [7 empty] | Accepted to connect | [6 empty] | 49.9 | 39.9 | 42 | 10 | 10.5263 | 2021-08-03 | 2023-01-17 | [6 empty] | 2022-09-04 01:02
|  | Balance energy 7 ltd | St austell 495mw bess | Land Next To Bojea |  | St austell |  | PL25 5RU | United Kingdom | 201323 | 53986 | Indian Queens Sgp |  |  | 132 | Western Power Distribution (South West) Plc | Stored Energy (all stored energy irrespective of the original energy source) | Storage - Electrochemical (Batteries) |  |  | 0 | 49.5 | [13 empty] | Accepted to connect | [6 empty] | 49.5 | 49.5 | 52.1053 | 49.5 | 52.1053 | 2021-10-13 | 2023-02-13 | [6 empty] | 2022-09-04 01:02
|  | Sonnedix bengrove limited | Bengrove farm | Base Lane | Sandhurst | Gloucester |  | GL2 9PA | United Kingdom | 384272 | 223284 | Port Ham 132Kv S Stn | Castle Meads 33Kv S Stn |  | 33 | Western Power Distribution (West Midlands) Plc | Solar | Photovoltaic |  |  | 0 | 15 | [13 empty] | Accepted to connect | [6 empty] | 15 | 15 | 15.7895 | 1 | 1.0526 | 2021-06-23 | 2023-04-03 | [6 empty] | 2022-09-04 01:02
|  | Balance power projects limited | Willenhall grid substation | Bilston Road |  | Wolverhampton |  | WV13 3EH | United Kingdom | 395818 | 297925 | Willenhall 132 25Kv S Stn |  |  | 132 | Western Power Distribution (West Midlands) Plc | Stored Energy (all stored energy irrespective of the original energy source) | Storage - Electrochemical (Batteries) |  |  | 0 | 49.9 | [13 empty] | Accepted to connect | [6 empty] | 49.9 | 49.9 | 52.5263 | 49.9 | 52.5263 | 2021-09-01 | 2023-10-01 | [6 empty] | 2022-09-04 01:02
|  | Vital energi | Gloucester royal hospital, , import mpan | Great Western Road |  | Gloucester | Gloucestershire | GL1 3NN | United Kingdom | 384117 | 218670 | Port Ham 132Kv S Stn | Castle Meads 33Kv S Stn | Commercial Rd 33 11Kv S Stn | 11 | Western Power Distribution (West Midlands) Plc | Solar | Photovoltaic |  |  | 0 | 0.176 | [13 empty] | Accepted to connect | [6 empty] | 0.176 | 0.176 | 0.1853 | 3.2 | 3.3684 | 2021-08-31 | 2023-09-07 | [6 empty] | 2022-09-04 01:02
|  | Solis re ltd | 9, , gardner aero space | Victory Park Way |  | Derby | Derbyshire | DE24 8ZF | United Kingdom | 435580 | 332678 | Willington 132Kv S Stn | Derby South 33Kv S Stn | Sinfin Lane 33 11Kv S Stn | 11 | Western Power Distribution (East Midlands) Plc | Solar | Photovoltaic |  |  | 0 | 1.248 | [13 empty] | Accepted to connect | [6 empty] | 1.248 | 1.248 | 1.3137 | 0 | 0 | 2022-02-03 | 2022-11-28 | [6 empty] | 2022-09-04 01:02
|  | Langar lane solar farm limited | - | Land At Langer Lane | Wingerworth | Chesterfield |  | S42 6TS | United Kingdom | 437343 | 367952 | Chesterfield 132Kv S Stn | Goitside 33Kv S Stn |  | 33 | Western Power Distribution (East Midlands) Plc | Solar | Photovoltaic |  |  | 0 | 7.5 | Stored Energy (all stored energy irrespective of the original energy source) | Storage - Electrochemical (Batteries) |  |  | 0 | 0.999 | [7 empty] | Accepted to connect | [6 empty] | 8.499 | 7.5 | 7.8947 | 0.999 | 1.0516 | 2021-08-11 | 2024-09-01 | [6 empty] | 2022-09-04 01:02
|  | Public power solutions | Land on the north side, solar and pv energy storage | Of Queen Charlton Lane |  | Bristol |  | BS31 2SJ | United Kingdom | 36353 | 16715 | Iron Acton Sgp | Feeder Road 33Kv | Whitchurch | 33 | Western Power Distribution (South West) Plc | Solar | Photovoltaic |  |  | 0 | 19.6 | [13 empty] | Accepted to connect | [6 empty] | 19.6 | 19.6 | 20.6316 | 0.1 | 0.1053 | 2021-09-20 | 2023-09-20 | [6 empty] | 2022-09-04 01:02
|  | Anesco ltd | Land at walsall, full grid app | Chapel Lane | Walsall |  |  | WS9 0QU | United Kingdom | 405322 | 296573 | Bustleholm 132Kv S Stn |  |  | 132 | Western Power Distribution (West Midlands) Plc | Stored Energy (all stored energy irrespective of the original energy source) | Storage - Electrochemical (Batteries) |  |  | 0 | 49.35 | [13 empty] | Accepted to connect | [6 empty] | 49.35 | 49.35 | 51.9474 | 49.35 | 51.9474 | 2021-08-02 | 2023-04-14 | [6 empty] | 2022-09-04 01:02
|  | Jbm solar projects 12 ltd | Main land centred around:, j081 myttons | Roden Lane | Recall Magna | Telford |  | TF6 6BP | United Kingdom | 356939 | 316532 | Shrewsbury 132Kv S Stn |  |  | 33 | Western Power Distribution (West Midlands) Plc | Solar | Photovoltaic |  |  | 0 | 30 | [13 empty] | Accepted to connect | [6 empty] | 30 | 30 | 31.5789 | 30 | 31.5789 | 2021-11-19 | 2023-05-17 | [6 empty] | 2022-09-04 01:02
|  | Voltalia uk ltd | Land off a5/kilsby road | Kilsby |  | West northamptonshire |  | CV23 8UW | United Kingdom | 457798 | 270480 | Coventry 132Kv S Stn |  |  | 132 | Western Power Distribution (East Midlands) Plc | Solar | Photovoltaic |  |  | 0 | 40.6 | [13 empty] | Accepted to connect | [6 empty] | 40.6 | 40.6 | 42.7368 | 0.2 | 0.2105 | 2021-10-11 | 2023-03-08 | [6 empty] | 2022-09-04 01:02
|  | Enif bess limited | - | Whatton Estate |  | Long whatton | Loughborough |  | United Kingdom |  |  | Ratcliffe On Soar 132Kv S Stn |  |  | 132 | Western Power Distribution (East Midlands) Plc | Solar | Photovoltaic |  |  | 0 | 60 | Stored Energy (all stored energy irrespective of the original energy source) | Storage - Electrochemical (Batteries) |  |  | 0 | 60 | [7 empty] | Accepted to connect | [6 empty] | 120 | 60 | 63.1579 | 60 | 63.1579 | 2021-08-02 | 2023-11-01 | [6 empty] | 2022-09-04 01:02
|  | Innova renewables limited | Rodington solar & storage | Land At Rodington |  | Shrewsbury |  | TF6 6NF | United Kingdom | 361084 | 313799 | Ironbridge 132Kv S Stn |  |  | 132 | Western Power Distribution (West Midlands) Plc | Solar | Photovoltaic |  |  | 0 | 99.9 | Stored Energy (all stored energy irrespective of the original energy source) | Storage - Electrochemical (Batteries) |  |  | 0 | 49.9 | [7 empty] | Accepted to connect | [6 empty] | 149.8 | 99.9 | 105.1579 | 49.9 | 52.5263 | 2021-12-22 | 2023-01-24 | [6 empty] | 2022-09-04 01:02
|  | Ham farm solar limited | Ham farm | Creech St Michael |  | Taunton |  | TA3 5NY | United Kingdom | 328630 | 125110 | Bridgwater Sgp | Bridgwater Grid Bsp |  | 33 | Western Power Distribution (South West) Plc | Solar | Photovoltaic |  |  | 0 | 14 | [13 empty] | Accepted to connect | [6 empty] | 14 | 14 | 14.7368 | 2 | 2.1053 | 2021-09-22 | 2023-04-11 | [6 empty] | 2022-09-04 01:02
|  | Sping che ltd | Dodderhill, upton solar farm | Wychavon | Upton Warren | Bromsgrove | Worcestershire | B61 7EH | United Kingdom | 392941 | 267427 | Bishops Wood 132Kv S Stn | Stourport 132 66 33Kv S Stn |  | 66 | Western Power Distribution (West Midlands) Plc | Solar | Photovoltaic |  |  | 0 | 30 | [13 empty] | Accepted to connect | [6 empty] | 30 | 30 | 31.5789 | 0.23 | 0.2421 | 2021-10-04 | 2023-05-02 | [6 empty] | 2022-09-04 01:02
|  | Farrans limited | Proposed recycling centre | Pixash Lane | Keynsham | Bristol |  | BS31 1TP | United Kingdom | 367459 | 168190 | Seabank Sgp | Radstock Bsp 132Kv | Keynsham East | 11 | Western Power Distribution (South West) Plc | Solar | Photovoltaic |  |  | 0 | 0.8 | [13 empty] | Accepted to connect | [6 empty] | 0.8 | 0.8 | 0.8421 | 1.2 | 1.2632 | 2021-07-13 | 2022-10-01 | [6 empty] | 2022-09-04 01:02
|  | Green power consultants ltd | Land near cinders farm | Gipsyhill Lane |  | Worksop |  | S80 3EQ | United Kingdom | 450978 | 377558 | Chesterfield 132Kv S Stn | Whitwell 33Kv S Stn |  | 33 | Western Power Distribution (East Midlands) Plc | Solar | Photovoltaic |  |  | 0 | 20 | [13 empty] | Accepted to connect | [6 empty] | 20 | 20 | 21.0526 | 0.25 | 0.2632 | 2021-10-04 | 2023-02-27 | [6 empty] | 2022-09-04 01:02
|  | Moorside energy reserve limited | Moorside battery storage | Eaves Lane |  | Bagnall | Staffordshire | ST2 7NH | United Kingdom | 391732 | 349578 | Cellarhead 132Kv |  |  | 132 | Western Power Distribution (West Midlands) Plc | Stored Energy (all stored energy irrespective of the original energy source) | Storage - Electrochemical (Batteries) |  |  | 0 | 49.9 | [13 empty] | Accepted to connect | [6 empty] | 49.9 | 49.9 | 52.5263 | 49.9 | 52.5263 | 2021-09-23 | 2023-04-17 | [6 empty] | 2022-09-04 01:02
|  | Infraland limited | Land at leaton | Tiddlecross Lane | Wrockwardine | Wellington | Shropshire | TF6 5EG | United Kingdom | 360944 | 312719 | Shrewsbury 132Kv S Stn |  |  | 33 | Western Power Distribution (West Midlands) Plc | Solar | Photovoltaic |  |  | 0 | 12 | [13 empty] | Accepted to connect | [6 empty] | 12 | 12 | 12.6316 | 4 | 4.2105 | 2021-10-08 | 2024-10-01 | [6 empty] | 2022-09-04 01:02
|  | Namene service company limited |  | Ingleberry Road |  | Charley | Leicestershire | LE12 9XR | United Kingdom | 449557 | 316105 | Ratcliffe On Soar 132Kv S Stn |  |  | 132 | Western Power Distribution (East Midlands) Plc | Solar | Photovoltaic |  |  | 0 | 49.9 | [13 empty] | Accepted to connect | [6 empty] | 49.9 | 49.9 | 52.5263 | 0.5 | 0.5263 | 2021-08-02 | 2023-01-09 | [6 empty] | 2022-09-04 01:02
|  | Sswuk ltd | Cymric ltd |  | Bromfield | Ludlow | Shropshire | SY8 2JP | United Kingdom | 348020 | 276868 | Bishops Wood 132Kv S Stn | Ludlow 132Kv S Stn | Craven Arms 33 11Kv S Stn | 11 | Western Power Distribution (West Midlands) Plc | Solar | Photovoltaic |  |  | 0 | 0.96 | Water (flowing water or head of water) | Hydro - Run of river |  |  | 0 | 0.164 | [7 empty] | Accepted to connect | [6 empty] | 1.124 | 1.124 | 1.1832 | 0.644 | 0.6779 | 2021-05-15 | 2022-11-26 | [6 empty] | 2022-09-04 01:02
|  | Gfv-1 limited | Ir cardiff bess | Ipswich Road |  | Cardiff |  | CF23 9AQ | United Kingdom | 320464 | 178230 | Cardiff East Grid | Cardiff East Grid Bsp |  | 132 | Western Power Distribution (South Wales) Plc | Stored Energy (all stored energy irrespective of the original energy source) | Storage - Electrochemical (Batteries) |  |  | 0 | 49.9 | [13 empty] | Accepted to connect | [6 empty] | 49.9 | 49.9 | 52.5263 | 49.9 | 52.5263 | 2021-09-24 | 2023-01-18 | [6 empty] | 2022-09-04 01:02
|  | Penso power ltd | Land to the east of | Exeter Substation | Broadclyst | Exeter |  | EX5 3DB | United Kingdom | 301791 | 97756 | Exeter Main Sgp | Exeter Main Bsp |  | 132 | Western Power Distribution (South West) Plc | Stored Energy (all stored energy irrespective of the original energy source) | Storage - Electrochemical (Batteries) |  |  | 0 | 99.9 | [13 empty] | Accepted to connect | [6 empty] | 99.9 | 99.9 | 105.1579 | 99.9 | 105.1579 | 2021-10-11 | 2023-02-02 | [6 empty] | 2022-09-04 01:02
|  | Codrington energy centre ltd | - | Codrington Road | Wapley | Gloucestershire |  | BS37 8RH | United Kingdom | 371584 | 179429 | Iron Acton 132Kv S Stn | Chipping Sodbury 132Kv S Stn |  | 33 | Western Power Distribution (West Midlands) Plc | Solar | Photovoltaic |  |  | 0 | 15 | [13 empty] | Accepted to connect | [6 empty] | 15 | 15 | 15.7895 | 0.15 | 0.1579 | 2021-08-26 | 2023-03-31 | [6 empty] | 2022-09-04 01:02
|  | Push generation and supply ltd | Rolleston park farm, rolleston park 2 | Tutbury | Burton On Trent | Staffordshire |  | DE13 9HQ | United Kingdom | 421303 | 326917 | Drakelow 132Kv | Burton 33Kv |  | 33 | Western Power Distribution (East Midlands) Plc | Solar | Photovoltaic |  |  | 0 | 12 | [13 empty] | Accepted to connect | [6 empty] | 12 | 12 | 12.6316 | 0.25 | 0.2632 | 2021-07-09 | 2023-03-30 | [6 empty] | 2022-09-04 01:02
|  | Innova renewables limited | Lower farm solar and storage plant | Drointon Road | Stowe-By-Chartley | Staffordshire |  | WS15 3NX | United Kingdom | 402589 | 326413 | Rugeley 132Kv S Stn |  |  | 132 | Western Power Distribution (West Midlands) Plc | Stored Energy (all stored energy irrespective of the original energy source) | Storage - Electrochemical (Batteries) |  |  | 0 | 49.9 | [13 empty] | Accepted to connect | [6 empty] | 49.9 | 49.9 | 52.5263 | 30 | 31.5789 | 2021-09-13 | 2023-01-18 | [6 empty] | 2022-09-04 01:02
|  | Uk power distribution | Unit 2, dhl | Hall Farm Road |  | Castle donnington |  | DE24 2BF | United Kingdom |  |  | Ratcliffe On Soar 132Kv S Stn | Toton 3 33Kv S Stn |  | 33 | Western Power Distribution (East Midlands) Plc | Solar | Photovoltaic |  |  | 0 | 1.36 | [13 empty] | Accepted to connect | [6 empty] | 1.36 | 1.36 | 1.4316 | 0 | 0 | 2021-06-16 | 2023-11-01 | [6 empty] | 2022-09-04 01:02
|  | Uk power distribution limited | Unit 12, dhl | Wilders Way | East Midlands Gateway | Castle donnington |  | DE74 2BB | United Kingdom | 447377 | 326129 | Ratcliffe On Soar 132Kv S Stn | Toton 3 33Kv S Stn |  | 33 | Western Power Distribution (East Midlands) Plc | Solar | Photovoltaic |  |  | 0 | 4.2 | [13 empty] | Accepted to connect | [6 empty] | 4.2 | 4.2 | 4.4211 | 0 | 0 | 2021-06-16 | 2023-11-01 | [6 empty] | 2022-09-04 01:02
|  | Mitie group plc | Russells hall hospital | Pensnett Road |  | Dudley | West Midlands | DY1 2HQ | United Kingdom | 391900 | 289545 | Penn 132Kv S Stn | Dudley 132Kv S Stn | Dudley 132/11Kv | 0.4 | Western Power Distribution (West Midlands) Plc | Fossil - Gas | Engine (combustion / reciprocating) | Yes |  | 0 | 1.287 | [13 empty] | Accepted to connect | [6 empty] | 1.287 | 0 | 0 | 5 | 5.2632 | 2021-07-27 | 2022-11-04 | [6 empty] | 2022-09-04 01:02
|  | Lightrock power limited |  | Land At Leonard Stanley |  | Stroud | Gloucestershire | GL10 2 | United Kingdom |  |  | Iron Acton 132Kv S Stn |  |  | 132 | Western Power Distribution (West Midlands) Plc | Solar | Photovoltaic |  |  | 0 | 40 | [13 empty] | Accepted to connect | [6 empty] | 40 | 40 | 42.1053 | 10 | 10.5263 | 2021-10-20 | 2023-04-13 | [6 empty] | 2022-09-04 01:02
|  | Bath and west community energy ltd | Mw formal offer | Fairy Hill Solar Farm |  | Comtpon dando |  |  | United Kingdom |  |  | Iron Acton Sgp | Feeder Road 33Kv | Whitchurch | 11 | Western Power Distribution (South West) Plc | Solar | Photovoltaic |  |  | 0 | 1.6 | [13 empty] | Accepted to connect | [6 empty] | 1.6 | 1.6 | 1.6842 | 0.2 | 0.2105 | 2021-10-14 | 2023-11-01 | [6 empty] | 2022-09-04 01:02
|  | Bath and west community energy ltd | Proposed solar pv | Near Scott Lane |  | Chew stoke | Bristol |  | United Kingdom | 355696 | 162406 | Bridgwater Sgp | Churchill Bsp 132Kv | Chew Stoke | 11 | Western Power Distribution (South West) Plc | Solar | Photovoltaic |  |  | 0 | 1.2 | [13 empty] | Accepted to connect | [6 empty] | 1.2 | 1.2 | 1.2632 | 0.2 | 0.2105 | 2021-10-14 | 2022-11-01 | [6 empty] | 2022-09-04 01:02
|  | Low carbon uk solar invest company ltd | Grantham solar farm | Barkston Heath |  | Grantham | Lincolnshire | NG32 2DF | United Kingdom | 495190 | 339780 | Bicker Fen 132Kv S Stn | Grantham 33Kv S Stn |  | 33 | Western Power Distribution (East Midlands) Plc | Solar | Photovoltaic |  |  | 0 | 25 | Stored Energy (all stored energy irrespective of the original energy source) | Storage - Electrochemical (Batteries) |  |  | 0 | 25 | [7 empty] | Accepted to connect | [6 empty] | 50 | 25 | 26.3158 | 25 | 26.3158 | 2021-10-21 | 2023-08-04 | [6 empty] | 2022-09-04 01:02
|  | Utility connection solutions limited | Poc - yalberton road |  |  | Paignton |  | TQ4 7QL | United Kingdom | 286981 | 59371 | Abham Sgp | Paignton Bsp |  | 33 | Western Power Distribution (South West) Plc | Biofuel - Landfill gas | Gas turbine (OCGT) |  |  | 0 | 25.3 | [13 empty] | Accepted to connect | [6 empty] | 25.3 | 25.3 | 26.6316 | 25.3 | 26.6316 | 2021-10-20 | 2023-04-18 | [6 empty] | 2022-09-04 01:02
|  | Eeb70 limited | Proposed solar scheme, 261010 | Treassowe Farm | Nr Ludgvan | Penzance |  | TR20 8XQ | United Kingdom | 149773 | 33749 | Indian Queens Sgp | Hayle Bsp |  | 33 | Western Power Distribution (South West) Plc | Solar | Photovoltaic |  |  | 0 | 20 | [13 empty] | Accepted to connect | [6 empty] | 20 | 20 | 21.0526 | 0.1 | 0.1053 | 2021-09-30 | 2023-05-26 | [6 empty] | 2022-09-04 01:02
|  | Preston farm solar limited | Preston farm | Garnivals Week Farm | Milverton | Taunton |  | TA4 1PJ | United Kingdom | 313508 | 126298 | Taunton Sgp | Taunton Main Bsp |  | 33 | Western Power Distribution (South West) Plc | Solar | Photovoltaic |  |  | 0 | 20 | [13 empty] | Accepted to connect | [6 empty] | 20 | 20 | 21.0526 | 0.1 | 0.1053 | 2021-10-07 | 2023-08-08 | [6 empty] | 2022-09-04 01:02
|  | Orb property developments | Building 7, the carlson suite | Vantage Point Business Village |  | Mitcheldean |  | GL17 0DD | United Kingdom | 366597 | 219328 | Port Ham 132Kv S Stn | Lydney 33Kv S Stn | Mead La 33 11Kv S Stn | 11 | Western Power Distribution (West Midlands) Plc | Stored Energy (all stored energy irrespective of the original energy source) | Storage - Electrochemical (Batteries) |  |  | 0 | 4 | [13 empty] | Accepted to connect | [6 empty] | 4 | 4 | 4.2105 | 4 | 4.2105 | 2021-11-24 | 2022-11-07 | [6 empty] | 2022-09-04 01:02
|  | Dorrymee limited | Land on east side | Meaford Road |  | Barlaston | Staffs | ST15 0UU | United Kingdom |  |  | Cellarhead 132Kv | Meaford C 132Kv S Stn |  | 33 | Western Power Distribution (West Midlands) Plc | Stored Energy (all stored energy irrespective of the original energy source) | Storage - Electrochemical (Batteries) |  |  | 0 | 40 | [13 empty] | Accepted to connect | [6 empty] | 40 | 40 | 42.1053 | 40 | 42.1053 | 2021-08-11 | 2023-11-03 | [6 empty] | 2022-09-04 01:02
|  | Clarke energy ltd | Magna house, , special confectioners limited | Stafford Park 3 |  | Telford | Shropshire | TF3 3BH | United Kingdom | 371546 | 308914 | Ironbridge 132Kv S Stn | Ketley 132Kv S Stn | Snedshill 33 11Kv S Stn | 11 | Western Power Distribution (West Midlands) Plc | Fossil - Gas | Engine (combustion / reciprocating) | Yes |  | 0 | 2.002 | [13 empty] | Accepted to connect | [6 empty] | 2.002 | 0 | 0 | 2.8 | 2.9474 | 2021-06-29 | 2022-12-15 | [6 empty] | 2022-09-04 01:02
|  | Balance power projects limited | Kitwell | Illey Lane | Frankley | Birmingham |  | B32 4AR | United Kingdom | 398945 | 281207 | Kitwell 132Kv S Stn |  |  | 132 | Western Power Distribution (West Midlands) Plc | Stored Energy (all stored energy irrespective of the original energy source) | Storage - Electrochemical (Batteries) |  |  | 0 | 49.9 | [13 empty] | Accepted to connect | [6 empty] | 49.9 | 49.9 | 52.5263 | 49.9 | 52.5263 | 2022-01-11 | 2023-03-03 | [6 empty] | 2022-09-04 01:02
|  | Fpc electric land | El087 | Hawkins Lane |  | Burton-on-trent |  | DE14 1QG | United Kingdom | 425152 | 324233 | Drakelow 132Kv | Burton 33Kv |  | 33 | Western Power Distribution (East Midlands) Plc | Stored Energy (all stored energy irrespective of the original energy source) | Storage - Electrochemical (Batteries) |  |  | 0 | 25 | [13 empty] | Accepted to connect | [6 empty] | 25 | 25 | 26.3158 | 25 | 26.3158 | 2021-08-30 | 2023-09-21 | [6 empty] | 2022-09-04 01:02
|  | Newhurst erf limited | Newhurst quarry | Shepshed |  | Leicestershire |  | LE12 9BU | United Kingdom | 448295 | 318108 | Ratcliffe On Soar 132Kv S Stn |  |  | 132 | Western Power Distribution (East Midlands) Plc | Waste | Steam turbine (thermal power plant) |  |  | 0 | 46 | [13 empty] | Accepted to connect | [6 empty] | 46 | 46 | 48.4211 | 6.45 | 6.7895 | 2021-08-04 | 2028-11-10 | [6 empty] | 2022-09-04 01:02
|  | Tean leys energy storage ltd | Tean leys | Tean Leys | Stoke On Trent | Staffordshire |  | ST10 4NS | United Kingdom | 401171 | 338193 | Cellarhead 132Kv |  |  | 33 | Western Power Distribution (West Midlands) Plc | Solar | Photovoltaic |  |  | 0 | 20 | [13 empty] | Accepted to connect | [6 empty] | 20 | 20 | 21.0526 | 20 | 21.0526 | 2021-09-15 | 2023-05-11 | [6 empty] | 2022-09-04 01:02
|  | Dno consulting | Ref: 23114 | Horsey Level | East Horsey | Bridgwater |  | TA7 8QL | United Kingdom | 332102 | 138892 | Bridgwater Sgp | Bridgwater Grid Bsp |  | 0.4 | Western Power Distribution (South West) Plc | Solar | Photovoltaic |  |  | 0 | 20 | [13 empty] | Accepted to connect | [6 empty] | 20 | 20 | 21.0526 | 0.3 | 0.3158 | 2021-10-29 | 2023-03-07 | [6 empty] | 2022-09-04 01:02
|  | Anglian water services limitied | Sewage works | Washingborough Road | Canwick | Lincoln | Lincolnshire | LN4 1EF | United Kingdom | 499790 | 370374 | West Burton 132Kv S Stn | Lincoln Local 132Kv S Stn | Lincoln No 2 11Kv S Stn | 11 | Western Power Distribution (East Midlands) Plc | Solar | Photovoltaic |  |  | 0 | 3.325 | [13 empty] | Accepted to connect | [6 empty] | 3.325 | 3.325 | 3.5 | 0 | 0 | 2021-08-13 | 2022-09-30 | [6 empty] | 2022-09-04 01:02
|  | Re projects development limited | New buildings farm | - | Hilderstone | Stone |  | ST15 8SL | United Kingdom | 396500 | 336461 | Cellarhead 132Kv |  |  | 132 | Western Power Distribution (West Midlands) Plc | Solar | Photovoltaic |  |  | 0 | 40 | [13 empty] | Accepted to connect | [6 empty] | 40 | 40 | 42.1053 | 1 | 1.0526 | 2021-08-17 | 2023-04-10 | [6 empty] | 2022-09-04 01:02
|  | R&p clean power ltd | Depot 3, recovery facility, swadlingcote energy | Cadley Hill Road |  | Swadlingcote | Derbyshire | DE11 9GE | United Kingdom | 426815 | 319055 | Drakelow 132Kv | Burton South 33Kv S Stn |  | 33 | Western Power Distribution (East Midlands) Plc | Waste | Steam turbine (thermal power plant) |  |  | 0 | 20 | [13 empty] | Accepted to connect | [6 empty] | 20 | 20 | 21.0526 | 2.5 | 2.6316 | 2021-10-14 | 2023-02-08 | [6 empty] | 2022-09-04 01:02
|  | Hydrock consultants limited |  |  | Minsterley | Shrewsbury |  | SY5 0BD | United Kingdom | 337587 | 305125 | Shrewsbury 132Kv S Stn |  |  | 33 | Western Power Distribution (West Midlands) Plc | Stored Energy (all stored energy irrespective of the original energy source) | Storage - Electrochemical (Batteries) |  |  | 0 | 10.625 | [13 empty] | Accepted to connect | [6 empty] | 10.625 | 10.625 | 11.1842 | 10.625 | 11.1842 | 2021-08-16 | 2023-01-12 | [6 empty] | 2022-09-04 01:02
|  | Econergy international ltd | Exton estate solar farm | Exton |  | Oakham | Rutland | LE15 8AH | United Kingdom | 491199 | 310619 | Grendon 132Kv S Stn | Oakham 132Kv S Stn |  | 132 | Western Power Distribution (East Midlands) Plc | Solar | Photovoltaic |  |  | 0 | 49.9 | [13 empty] | Accepted to connect | [6 empty] | 49.9 | 49.9 | 52.5263 | 0.2 | 0.2105 | 2021-08-13 | 2023-10-30 | [6 empty] | 2022-09-04 01:02
|  | Balance power projects limited | - | Hyde'S Lane |  | Hinckley |  | LE10 3DP | United Kingdom | 441201 | 292668 | Coventry 132Kv S Stn |  |  | 132 | Western Power Distribution (East Midlands) Plc | Stored Energy (all stored energy irrespective of the original energy source) | Storage - Electrochemical (Batteries) |  |  | 0 | 49.5 | [13 empty] | Accepted to connect | [6 empty] | 49.5 | 49.5 | 52.1053 | 49.5 | 52.1053 | 2021-09-02 | 2023-07-04 | [6 empty] | 2022-09-04 01:02
|  | Utility connection solutions ltd | Bess coity road | Coity Road |  | Bridgend |  | CF31 1NN | United Kingdom | 290710 | 181435 | Pyle Grid | Bridgend Grid |  | 33 | Western Power Distribution (South Wales) Plc | Stored Energy (all stored energy irrespective of the original energy source) | Storage - Electrochemical (Batteries) |  |  | 0 | 17.7 | [13 empty] | Accepted to connect | [6 empty] | 17.7 | 17.7 | 18.6316 | 17.7 | 18.6316 | 2021-10-26 | 2023-03-08 | [6 empty] | 2022-09-04 01:02
|  | Centrica business services | Jlr gaydon | Banbury Road | Gaydon, | Warwick |  | CV35 0RR | United Kingdom |  |  | Berkswell 132Kv S Stn | Harbury 33Kv S Stn | Jaguar Land Rover | 11 | Western Power Distribution (East Midlands) Plc | Solar | Photovoltaic | Yes |  | 0 | 14.85 | Fossil - Gas | Engine (combustion / reciprocating) | Yes |  | 0 | 0.999 | [7 empty] | Accepted to connect | [6 empty] | 15.849 | 16.848 | 17.7347 | 30 | 31.5789 | 2022-02-10 | 2023-01-30 | [6 empty] | 2022-09-04 01:02
|  | Anglo es hams hall limited | Hams hall 1 bess | Lichfield Road |  | Curdworth |  | B76 0BE | United Kingdom | 419205 | 292327 | Lea Marston 132Kv S Stn |  |  | 132 | Western Power Distribution (West Midlands) Plc | Stored Energy (all stored energy irrespective of the original energy source) | Storage - Electrochemical (Batteries) |  |  | 0 | 49.9 | [13 empty] | Accepted to connect | [6 empty] | 49.9 | 49.9 | 52.5263 | 49.9 | 52.5263 | 2021-10-29 | 2023-05-12 | [6 empty] | 2022-09-04 01:02
|  | Newfields bess limited | Newfields farm, land at : | Rownall Road |  | Stoke on trent |  | ST9 0BS | United Kingdom | 395053 | 350064 | Cellarhead 132Kv |  |  | 132 | Western Power Distribution (West Midlands) Plc | Stored Energy (all stored energy irrespective of the original energy source) | Storage - Electrochemical (Batteries) |  |  | 0 | 99.9 | [13 empty] | Accepted to connect | [6 empty] | 99.9 | 99.9 | 105.1579 | 99.9 | 105.1579 | 2021-08-31 | 2024-10-01 | [6 empty] | 2022-09-04 01:02
|  | Creacombe grid ltd | Mw battery storage | Creacombe | Holbeton | Plymouth |  | PL8 2JA | United Kingdom | 258416 | 49999 | Abham Sgp | Plympton Bsp |  | 33 | Western Power Distribution (South West) Plc | Solar | Photovoltaic |  |  | 0 | 5.6 | [13 empty] | Accepted to connect | [6 empty] | 5.6 | 5.6 | 5.8947 | 5.6 | 5.8947 | 2021-11-19 | 2023-10-17 | [6 empty] | 2022-09-04 01:02
|  | Grenergy renewables uk limited | Cuc 688 | Fibden Farm Energy Park | Broad Alley | Hampton lovett |  | WR9 0NB | United Kingdom |  |  | Bishops Wood 132Kv S Stn |  |  | 132 | Western Power Distribution (West Midlands) Plc | Stored Energy (all stored energy irrespective of the original energy source) | Storage - Electrochemical (Batteries) |  |  | 0 | 40 | [13 empty] | Accepted to connect | [6 empty] | 40 | 40 | 42.1053 | 40 | 42.1053 | 2021-11-05 | 2023-04-12 | [6 empty] | 2022-09-04 01:02
|  | Infinis solar limited | Sutton pv | Huthwaite Road |  | Sutton-in-ashfield |  |  | United Kingdom |  |  | Chesterfield 132Kv S Stn | Annesley 33Kv S Stn | Huthwaite 33 11Kv S Stn | 11 | Western Power Distribution (East Midlands) Plc | Solar | Photovoltaic |  |  | 0 | 5.5 | Stored Energy (all stored energy irrespective of the original energy source) | Storage - Electrochemical (Batteries) |  |  | 0 | 3 | [7 empty] | Accepted to connect | [6 empty] | 8.5 | 5.5 | 5.7895 | 3 | 3.1579 | 2021-12-02 | 2023-09-01 | [6 empty] | 2022-09-04 01:02
|  | Stark energy | Aston somerville solar farm |  | Aston Somerville | Broadway |  | WR12 7JD | United Kingdom | 404499 | 238387 | Port Ham 132Kv S Stn | Cheltenham 66Kv S Stn | Alderton 66 11Kv S Stn | 66 | Western Power Distribution (West Midlands) Plc | Solar | Photovoltaic |  |  | 0 | 25 | [13 empty] | Accepted to connect | [6 empty] | 25 | 25 | 26.3158 | 0 | 0 | 2021-09-10 | 2023-04-27 | [6 empty] | 2022-09-04 01:02
|  | Jbm solar projects (uk) ltd | - | Main Land Centred Around Newland | Malvern Hills | Worcestershire | West Midlands | WR13 5BA | United Kingdom | 379840 | 249524 | Bishops Wood 132Kv S Stn | Malvern 132Kv S Stn | Malvern 132/11Kv | 132 | Western Power Distribution (West Midlands) Plc | Stored Energy (all stored energy irrespective of the original energy source) | Storage - Electrochemical (Batteries) |  |  | 0 | 49.9 | [13 empty] | Accepted to connect | [6 empty] | 49.9 | 49.9 | 52.5263 | 49.9 | 52.5263 | 2021-10-07 | 2023-03-15 | [6 empty] | 2022-09-04 01:02
|  | Adv 005 limited |  | Calow Green | Calow | Chesterfield |  | S44 5XQ | United Kingdom | 441806 | 369640 | Chesterfield 132Kv S Stn |  |  | 132 | Western Power Distribution (East Midlands) Plc | Stored Energy (all stored energy irrespective of the original energy source) | Storage - Electrochemical (Batteries) |  |  | 0 | 99.9 | [13 empty] | Accepted to connect | [6 empty] | 99.9 | 99.9 | 105.1579 | 99.9 | 105.1579 | 2021-11-08 | 2023-10-11 | [6 empty] | 2022-09-04 01:02
|  | Natural power | Offshore wind scheme |  |  | Whitecross |  |  | United Kingdom |  |  | Alverdiscott Sgp |  |  | 132 | Western Power Distribution (South West) Plc | Wind | Offshore wind turbines |  |  | 0 | 140 | [13 empty] | Accepted to connect | [6 empty] | 140 | 99.9 | 105.1579 | 0.8 | 0.8421 | 2021-11-09 | 2023-03-16 | [6 empty] | 2022-09-04 01:02
|  | Conrad energy (developments) ii ltd | Ellbridge farm, landulph energy storage plant | Hatt |  | Saltash | Cornwall | PL12 6PU | United Kingdom | 240266 | 63212 | Landulph Sgp | Landulph Bsp |  | 132 | Western Power Distribution (South West) Plc | Stored Energy (all stored energy irrespective of the original energy source) | Storage - Electrochemical (Batteries) |  |  | 0 | 49.9 | [13 empty] | Accepted to connect | [6 empty] | 49.9 | 49.9 | 52.5263 | 49.9 | 52.5263 | 2021-11-14 | 2023-01-26 | [6 empty] | 2022-09-04 01:02
|  | Hydrock consultants limited | Proposed battery storage | Traston Road |  | Newport |  | NP19 4RQ | United Kingdom | 333004 | 185782 | Uskmouth | Newport South |  | 33 | Western Power Distribution (South Wales) Plc | Fossil - Gas | Engine (combustion / reciprocating) |  |  | 0 | 20.6 | [13 empty] | Accepted to connect | [6 empty] | 20.6 | 20.6 | 21.6842 | 20.6 | 21.6842 | 2021-08-09 | 2023-12-18 | [6 empty] | 2022-09-04 01:02
|  | Green switch capital limited |  | Land Off Alfreton Road |  | Alfreton | Derbyshire | DE55 5JQ | United Kingdom | 443040 | 358168 | Chesterfield 132Kv S Stn | Alfreton 33Kv S Stn | Blackwell 33 11Kv S Stn | 11 | Western Power Distribution (East Midlands) Plc | Solar | Photovoltaic |  |  | 0 | 4 | [13 empty] | Accepted to connect | [6 empty] | 4 | 4 | 4.2105 | 0.1 | 0.1053 | 2021-11-22 | 2023-05-05 | [6 empty] | 2022-09-04 01:02
|  | Green frog connect ltd | Guy hull farm |  | Awre | Newnham |  | GL14 1EL | United Kingdom | 370395 | 208362 | Port Ham 132Kv S Stn |  |  | 132 | Western Power Distribution (West Midlands) Plc | Solar | Photovoltaic |  |  | 0 | 35 | [13 empty] | Accepted to connect | [6 empty] | 35 | 35 | 36.8421 | 35 | 36.8421 | 2021-11-08 | 2023-01-12 | [6 empty] | 2022-09-04 01:02
|  | Clean earth energy | Proposed wind turbine | Land At Imerys |  | St austell |  | PL26 7XR | United Kingdom |  |  | Indian Queens Sgp | St Austell Bsp |  | 33 | Western Power Distribution (South West) Plc | Wind | Onshore wind turbines |  |  | 0 | 9.98 | [13 empty] | Accepted to connect | [6 empty] | 9.98 | 9.98 | 10.5053 | 0.082 | 0.0863 | 2021-10-28 | 2023-04-27 | [6 empty] | 2022-09-04 01:02
|  | Intelligent alternatives | Axe view, , import mpan |  | Wadbrook | Axminster | Devon | EX13 7AS | United Kingdom | 332531 | 101790 | Axminster Sgp | Woodcote Bsp |  | 33 | Western Power Distribution (South West) Plc | Stored Energy (all stored energy irrespective of the original energy source) | Storage - Electrochemical (Batteries) |  |  | 0 | 4.04 | Solar | Photovoltaic |  |  | 0 | 4 | [7 empty] | Accepted to connect | [6 empty] | 8.04 | 8.04 | 8.4632 | 4.04 | 4.2526 | 2021-12-03 | 2023-08-14 | [6 empty] | 2022-09-04 01:02
|  | Hydrock consultants limited | - | Hollins Lane | Market Drayton | Shropshire |  | TF9 2AL | United Kingdom | 368312 | 331712 | Cellarhead 132Kv |  |  | 33 | Western Power Distribution (West Midlands) Plc | Stored Energy (all stored energy irrespective of the original energy source) | Storage - Electrochemical (Batteries) |  |  | 0 | 13 | [13 empty] | Accepted to connect | [6 empty] | 13 | 13 | 13.6842 | 13 | 13.6842 | 2021-09-23 | 2023-02-16 | [6 empty] | 2022-09-04 01:02
|  | Green frog ventures limited | Maes mawr farm | Pound Farm Lane |  | Tonteg |  | CF38 1SL | United Kingdom | 310480 | 185198 | Upper Boat |  |  | 132 | Western Power Distribution (South Wales) Plc | Solar | Photovoltaic |  |  | 0 | 30 | [13 empty] | Accepted to connect | [6 empty] | 30 | 30 | 31.5789 | 30 | 31.5789 | 2021-11-11 | 2023-04-24 | [6 empty] | 2022-09-04 01:02
|  | Intelligent alternatives | Wyld meadow farm, , import mpan |  | Monkton Wyld | Bridport | Dorset | DT6 6DD | United Kingdom | 333898 | 97856 | Axminster Sgp | Woodcote Bsp |  | 33 | Western Power Distribution (South West) Plc | Solar | Photovoltaic |  |  | 0 | 4.9 | Stored Energy (all stored energy irrespective of the original energy source) | Storage - Electrochemical (Batteries) |  |  | 0 | 4.9 | [7 empty] | Accepted to connect | [6 empty] | 9.8 | 9.8 | 10.3158 | 4.9 | 5.1579 | 2021-12-03 | 2023-09-21 | [6 empty] | 2022-09-04 01:02
|  | Intelligent alternatives | Import mpan | Whitley Lane | Ashcott | Bridgwater | Somerset | TA7 9QW | United Kingdom | 343397 | 137034 | Bridgwater Sgp | Bridgwater Grid Bsp |  | 33 | Western Power Distribution (South West) Plc | Solar | Photovoltaic |  |  | 0 | 6 | [13 empty] | Accepted to connect | [6 empty] | 6 | 6 | 6.3158 | 6 | 6.3158 | 2021-11-22 | 2023-07-12 | [6 empty] | 2022-09-04 01:02
|  | Exagen development limited | Willoughby 2 | Costock Road | Wysall | Nottingham |  | NG12 5QT | United Kingdom | 460284 | 326591 | Ratcliffe On Soar 132Kv S Stn |  |  | 132 | Western Power Distribution (East Midlands) Plc | Solar | Photovoltaic |  |  | 0 | 40 | [13 empty] | Accepted to connect | [6 empty] | 40 | 40 | 42.1053 | 10 | 10.5263 | 2021-09-13 | 2023-01-19 | [6 empty] | 2022-09-04 01:02
|  | Conrad (oldbury) limited | Birchley island | Wolverhampton Road |  | Oldbury |  | B69 4RJ | United Kingdom | 398841 | 287843 | Oldbury 132Kv | Oldbury B 132Kv | Oldbury B 11Kv | 11 | Western Power Distribution (West Midlands) Plc | Fossil - Gas | Gas turbine (OCGT) |  |  | 0 | 10.14 | [13 empty] | Accepted to connect | [6 empty] | 10.14 | 10.14 | 10.6737 | 0.5 | 0.5263 | 2021-06-29 | 2022-11-14 | [6 empty] | 2022-09-04 01:02
|  | Low carbon uk | Solar & battery storage | Sparrowhawk Solar Farm |  | Exeter |  | EX15 2PJ | United Kingdom | 302963 | 111116 | Exeter Main Sgp | Tiverton Bsp |  | 33 | Western Power Distribution (South West) Plc | Solar | Photovoltaic |  |  | 0 | 35 | [13 empty] | Accepted to connect | [6 empty] | 35 | 35 | 36.8421 | 0.25 | 0.2632 | 2021-10-01 | 2023-02-07 | [6 empty] | 2022-09-04 01:02
|  | Vital energi solutions limited | Bilsthorpe business park | Eakring Road | Bilsthorpe | Nottingham | Nottinghamshire | NG22 8ST | United Kingdom | 465057 | 361582 | Chesterfield 132Kv S Stn | Clipstone 33Kv S Stn |  | 33 | Western Power Distribution (East Midlands) Plc | Waste | Steam turbine (thermal power plant) |  |  | 0 | 19 | [13 empty] | Accepted to connect | [6 empty] | 19 | 19 | 20 | 4.25 | 4.4737 | 2021-12-01 | 2023-05-02 | [6 empty] | 2022-09-04 01:02
|  | Infinate | Turbine site mountain ash aberfan | Cwmpenner | Mountain Ash |  |  |  | United Kingdom |  |  | Upper Boat | Mountain Ash Grid | Mountain Ash | 11 | Western Power Distribution (South Wales) Plc | Wind | Onshore wind turbines |  |  | 0 | 2.5 | [13 empty] | Accepted to connect | [6 empty] | 2.5 | 2.5 | 2.6316 | 0.05 | 0.0526 | 2021-12-30 | 2022-12-17 | [6 empty] | 2022-09-04 01:02
|  | Sswuk ltd | East rightadown farm | Rightadown Farm |  | Holsworthy |  | EX22 7XZ | United Kingdom | 241073 | 103795 | Alverdiscott Sgp | Pyworthy Bsp |  | 33 | Western Power Distribution (South West) Plc | Solar | Photovoltaic |  |  | 0 | 5.59 | [13 empty] | Accepted to connect | [6 empty] | 5.59 | 5.59 | 5.8842 | 0.15 | 0.1579 | 2021-10-25 | 2024-10-01 | [6 empty] | 2022-09-04 01:02
|  | Starlight energy uk limited | Land on the south | Side Of Station Road | Barlaston | Stoke-on-trent |  | ST12 9AQ | United Kingdom | 389410 | 338694 | Cellarhead 132Kv | Meaford C 132Kv S Stn |  | 33 | Western Power Distribution (West Midlands) Plc | Solar | Photovoltaic |  |  | 0 | 20 | [13 empty] | Accepted to connect | [6 empty] | 20 | 20 | 21.0526 | 20 | 21.0526 | 2021-11-11 | 2023-03-23 | [6 empty] | 2022-09-04 01:02
|  | Starlight energy uk limited | Wood farm (bourne) | Of Wood Lane | Thurlby | Bourne |  |  | United Kingdom |  |  | Walpole 132Kv S Stn | Bourne 33Kv S Stn |  | 33 | Western Power Distribution (East Midlands) Plc | Solar | Photovoltaic |  |  | 0 | 30 | Stored Energy (all stored energy irrespective of the original energy source) | Storage - Electrochemical (Batteries) |  |  | 0 | 30 | [7 empty] | Accepted to connect | [6 empty] | 60 | 30 | 31.5789 | 30 | 31.5789 | 2021-12-03 | 2023-05-31 | [6 empty] | 2022-09-04 01:02
|  | Green frog venture limited |  | Northmead Lane |  | Rangeworthy |  | BS37 7QH | United Kingdom | 369316 | 185890 | Iron Acton 132Kv S Stn |  |  | 132 | Western Power Distribution (West Midlands) Plc | Stored Energy (all stored energy irrespective of the original energy source) | Storage - Electrochemical (Batteries) |  |  | 0 | 35 | [13 empty] | Accepted to connect | [6 empty] | 35 | 35 | 36.8421 | 35 | 36.8421 | 2021-12-15 | 2023-01-16 | [6 empty] | 2022-09-04 01:02
|  | Ridge clean energy ltd | Fields farm | Asher Lane |  | Ruddington | Nottinghamshire | NG11 6JX | United Kingdom | 456814 | 331735 | Ratcliffe On Soar 132Kv S Stn |  |  | 132 | Western Power Distribution (East Midlands) Plc | Solar | Photovoltaic |  |  | 0 | 50 | Solar | Photovoltaic |  |  | 0 | 49.9 | [7 empty] | Accepted to connect | [6 empty] | 99.9 | 49.9 | 52.5263 | 50 | 52.6316 | 2021-10-15 | 2023-02-08 | [6 empty] | 2022-09-04 01:02
|  | The electric highway company | Service area, moto hospitality ltd | M42, J10 |  | Tamworth |  | B77 5PS | United Kingdom | 424379 | 301268 | Lea Marston 132Kv S Stn | Tamworth 33Kv S Stn |  | 33 | Western Power Distribution (East Midlands) Plc | Stored Energy (all stored energy irrespective of the original energy source) | Storage - Electrochemical (Batteries) |  |  | 0 | 16 | [13 empty] | Accepted to connect | [6 empty] | 16 | 8 | 8.421 | 8 | 8.421 | 2021-10-04 | 2023-02-21 | [6 empty] | 2022-09-04 01:02
|  | Esmart networks limited | Moto hospitality ltd, service area | M5 Motorway, J3/4 |  | Birmingham |  | B32 4AR | United Kingdom | 398945 | 281207 | Kitwell 132Kv S Stn |  | Bartley Green 132 11Kv Substn | 11 | Western Power Distribution (West Midlands) Plc | Stored Energy (all stored energy irrespective of the original energy source) | Storage - Electrochemical (Batteries) |  |  | 0 | 4 | [13 empty] | Accepted to connect | [6 empty] | 4 | 4 | 4.2105 | 4 | 4.2105 | 2021-09-08 | 2023-04-12 | [6 empty] | 2022-09-04 01:02
|  | Esmart networks limited | Moto hospitality ltd, service area | M5 Motorway, J3/4 |  | Birmingham |  | B32 4AR | United Kingdom | 398945 | 281207 | Kitwell 132Kv S Stn |  | Bartley Green 132 11Kv Substn | 11 | Western Power Distribution (West Midlands) Plc | Stored Energy (all stored energy irrespective of the original energy source) | Storage - Electrochemical (Batteries) |  |  | 0 | 4 | [13 empty] | Accepted to connect | [6 empty] | 4 | 4 | 4.2105 | 4 | 4.2105 | 2021-09-08 | 2023-02-10 | [6 empty] | 2022-09-04 01:02
|  | Fafnir bess limited | Whitfield battery storage | Bemersley Road |  | Stoke-on-trent |  |  | United Kingdom |  |  | Cellarhead 132Kv | Whitfield 132 33Kv S Stn |  | 132 | Western Power Distribution (West Midlands) Plc | Stored Energy (all stored energy irrespective of the original energy source) | Storage - Electrochemical (Batteries) |  |  | 0 | 99.8 | [13 empty] | Accepted to connect | [6 empty] | 99.8 | 99.8 | 105.0526 | 99.8 | 105.0526 | 2021-11-15 | 2023-03-16 | [6 empty] | 2022-09-04 01:02
|  | Auk wr11 limited | Proposed solar pv | Saintbury |  | Broadway |  | WR12 | United Kingdom |  |  | Feckenham 66 11Kv S Stn | Feckenham 66/11Kv | Broadway 66 11Kv S Stn | 66 | Western Power Distribution (West Midlands) Plc | Solar | Photovoltaic |  |  | 0 | 21 | [13 empty] | Accepted to connect | [6 empty] | 21 | 21 | 22.1053 | 0.25 | 0.2632 | 2021-12-01 | 2023-01-30 | [6 empty] | 2022-09-04 01:02
|  | Tnei |  | Point Lane |  | Cosheston | Pembroke Dock | SA72 | United Kingdom |  |  | Pembroke Power Station | Golden Hill Grid |  | 33 | Western Power Distribution (South Wales) Plc | Solar | Photovoltaic |  |  | 0 | 5.62 | [13 empty] | Accepted to connect | [6 empty] | 5.62 | 5.62 | 5.9158 | 0.25 | 0.2632 | 2021-10-12 | 2023-07-28 | [6 empty] | 2022-09-04 01:02
|  | Windel capital ltd | Treos solar plant | Land To The South Of Treoes |  | Vale of glamorgan |  | CF35 | United Kingdom |  |  | Pyle Grid | Waterton Industrial Grid | Waterton Industrial Primary | 11 | Western Power Distribution (South Wales) Plc | Solar | Photovoltaic |  |  | 0 | 7.6 | [13 empty] | Accepted to connect | [6 empty] | 7.6 | 7.6 | 8 | 0.015 | 0.0158 | 2021-12-14 | 2022-10-10 | [6 empty] | 2022-09-04 01:02
|  | Novergy ltd | Rugeley 3 solar park | Nr Blithbury Road | Colton | Lichfield | Staffordshire | WS15 3HW | United Kingdom | 406192 | 319845 | Rugeley 132Kv S Stn |  |  | 132 | Western Power Distribution (West Midlands) Plc | Solar | Photovoltaic |  |  | 0 | 49.9 | [13 empty] | Accepted to connect | [6 empty] | 49.9 | 49.9 | 52.5263 | 20 | 21.0526 | 2021-11-02 | 2023-03-31 | [6 empty] | 2022-09-04 01:02
|  | Ion ventures ltd | Beausale battery system | Land Lying To The South West |  | Kenilworth |  | CV8 1NN | United Kingdom | 426678 | 269826 | Berkswell 132Kv S Stn |  |  | 132 | Western Power Distribution (East Midlands) Plc | Solar | Photovoltaic |  |  | 0 | 49.9 | [13 empty] | Accepted to connect | [6 empty] | 49.9 | 49.9 | 52.5263 | 49.9 | 52.5263 | 2021-10-19 | 2023-02-08 | [6 empty] | 2022-09-04 01:02
|  | Res uk & ireland ltd | Hoppaworthy energy park | Hoppatown Farm |  | Holsworthy |  | EX22 6SP | United Kingdom | 231195 | 102739 | Alverdiscott Sgp |  |  | 132 | Western Power Distribution (South West) Plc | Solar | Photovoltaic |  |  | 0 | 50.4 | Stored Energy (all stored energy irrespective of the original energy source) | Storage - Electrochemical (Batteries) |  |  | 0 | 50.4 | [7 empty] | Accepted to connect | [6 empty] | 100.8 | 49.9 | 52.5263 | 49.9 | 52.5263 | 2021-10-28 | 2023-04-18 | [6 empty] | 2022-09-04 01:02
|  | Zlc energy ltd | Combined universities cornwall (cuc), new import mpan 1 | Tremough Campus | Tremough | Penryn | Cornwall | TR10 9EZ | United Kingdom | 176800 | 34788 | Indian Queens Sgp | Rame Bsp | Penryn | 11 | Western Power Distribution (South West) Plc | Solar | Photovoltaic |  |  | 0 | 1.25 | [13 empty] | Accepted to connect | [6 empty] | 1.25 | 0 | 0 | 0 | 0 | 2021-10-20 | 2022-09-22 | [6 empty] | 2022-09-04 01:02
|  | The abbey group cambridgeshire ltd | Nailcote farm, land east of | Burton Green | Berkswell | Coventry |  | CV7 7DE | United Kingdom | 426288 | 277586 | Berkswell 132Kv S Stn |  |  | 132 | Western Power Distribution (East Midlands) Plc | Solar | Photovoltaic |  |  | 0 | 49.9 | [13 empty] | Accepted to connect | [6 empty] | 49.9 | 49.9 | 52.5263 | 49.9 | 52.5263 | 2021-08-31 | 2023-03-09 | [6 empty] | 2022-09-04 01:02
|  | Exagen development limited | Enderby 1 |  |  | Leicestershire |  | LE19 4AT | United Kingdom | 452911 | 300091 | Enderby 132Kv S Stn |  |  | 132 | Western Power Distribution (East Midlands) Plc | Solar | Photovoltaic |  |  | 0 | 50 | Solar | Photovoltaic |  |  | 0 | 40 | [7 empty] | Accepted to connect | [6 empty] | 90 | 90 | 94.7368 | 50 | 52.6316 | 2021-08-23 | 2023-02-06 | [6 empty] | 2022-09-04 01:02
|  | Hydrock consultants limited | St austell 10mw battery storage |  |  | St austell |  | PL25 5RX | United Kingdom | 201901 | 54155 | Indian Queens Sgp | St Austell Bsp |  | 33 | Western Power Distribution (South West) Plc | Stored Energy (all stored energy irrespective of the original energy source) | Storage - Electrochemical (Batteries) |  |  | 0 | 10 | [13 empty] | Accepted to connect | [6 empty] | 10 | 10 | 10.5263 | 10 | 10.5263 | 2021-10-12 | 2023-05-17 | [6 empty] | 2022-09-04 01:02
|  | Greentech projects holding uk limited | Barn farm | Melbourne Road |  | Ravenstone |  | LE67 2ED | United Kingdom |  |  | Enderby 132Kv S Stn | Coalville 33Kv S Stn |  | 33 | Western Power Distribution (East Midlands) Plc | Solar | Photovoltaic |  |  | 0 | 12 | [13 empty] | Accepted to connect | [6 empty] | 12 | 12 | 12.6316 | 0 | 0 | 2021-12-17 | 2023-01-19 | [6 empty] | 2022-09-04 01:02
|  | Hale construction | Stage 1, gwynfaen farm |  | Gorseinon | Swansea |  | SA4 4YH | United Kingdom | 257870 | 199246 | Swansea North Grid | Swansea North Bsp | Lime Street Gorseinon | 0.4 | Western Power Distribution (South Wales) Plc | Solar | Photovoltaic |  |  | 0 | 0.288 | [13 empty] | Accepted to connect | [6 empty] | 0.288 | 0.288 | 0.3032 | 1.8 | 1.8947 | 2021-11-18 | 2022-10-14 | [6 empty] | 2022-09-04 01:02
|  | Wallace wood solar farm limited | Barry solar farm | - |  | Barry |  | CF5 6BE | United Kingdom | 312070 | 171536 | Aberthaw Power Station |  |  | 132 | Western Power Distribution (South Wales) Plc | Solar | Photovoltaic |  |  | 0 | 48.98 | [13 empty] | Accepted to connect | [6 empty] | 48.98 | 48.98 | 51.5579 | 0.5 | 0.5263 | 2021-10-01 | 2023-02-23 | [6 empty] | 2022-09-04 01:02
|  | Photon energy ltd | University of warwick, import mpan 2 | Agent Court Estates Office | Sir William Lyons Road | Coventry |  | CV4 7EZ | United Kingdom | 429729 | 276289 | Berkswell 132Kv S Stn | Coventry South 33Kv S Stn | University Of Warwick 33 11Kv S Stn | 11 | Western Power Distribution (East Midlands) Plc | Fossil - Gas | Engine (combustion / reciprocating) | Yes |  | 0 | 8.2 | Solar | Photovoltaic | Yes |  | 0 | 0.8864 | Fossil - Gas | Engine (combustion / reciprocating) | Yes |  | 0 | 0.4 |  | Accepted to connect | [6 empty] | 9.5664 | 9.5664 | 10.0699 | 17.6 | 18.5263 | 2021-07-28 | 2022-10-04 | [6 empty] | 2022-09-04 01:02
|  | Opde uk limited | Abbey farm | Lilyhurst Road | Lilleshall | Telford |  | TF11 8RJ | United Kingdom | 376351 | 313238 | Ironbridge 132Kv S Stn |  |  | 33 | Western Power Distribution (West Midlands) Plc | Solar | Photovoltaic |  |  | 0 | 25 | [13 empty] | Accepted to connect | [6 empty] | 25 | 25 | 26.3158 | 0.6 | 0.6316 | 2021-11-11 | 2023-04-21 | [6 empty] | 2022-09-04 01:02
|  | Tamworth solar limited | Land and builds lying to the | Moor Lane | Amington | Tamworth |  | B79 0BX | United Kingdom | 423030 | 305427 | Lea Marston 132Kv S Stn | Tamworth 33Kv S Stn |  | 33 | Western Power Distribution (East Midlands) Plc | Solar | Photovoltaic |  |  | 0 | 30 | [13 empty] | Accepted to connect | [6 empty] | 30 | 30 | 31.5789 | 1 | 1.0526 | 2021-10-20 | 2023-10-30 | [6 empty] | 2022-09-04 01:02
|  | Anglo energy storage limited | Penn 3 bess | Blackpit Lane |  | Lower penn |  | WV4 4YA | United Kingdom | 386340 | 295585 | Penn 132Kv S Stn |  |  | 132 | Western Power Distribution (West Midlands) Plc | Stored Energy (all stored energy irrespective of the original energy source) | Storage - Electrochemical (Batteries) |  |  | 0 | 29 | [13 empty] | Accepted to connect | [6 empty] | 29 | 29 | 30.5263 | 29 | 30.5263 | 2021-12-08 | 2023-01-26 | [6 empty] | 2022-09-04 01:02
|  | Re projects development ltd | Bengrove farm | Base Lane |  | Sandhurst | Gloucester | GL2 9NU | United Kingdom | 383008 | 222941 | Port Ham 132Kv S Stn |  |  | 132 | Western Power Distribution (West Midlands) Plc | Stored Energy (all stored energy irrespective of the original energy source) | Storage - Electrochemical (Batteries) |  |  | 0 | 49.9 | [13 empty] | Accepted to connect | [6 empty] | 49.9 | 49.9 | 52.5263 | 49.9 | 52.5263 | 2021-12-17 | 2023-05-18 | [6 empty] | 2022-09-04 01:02
|  | Conrad energy (developments) ltd | Tuxton farm | Plympton |  | Plymouth |  | PL7 5AA | United Kingdom | 256503 | 54796 | Abham Sgp | Plympton Bsp |  | 33 | Western Power Distribution (South West) Plc | Stored Energy (all stored energy irrespective of the original energy source) | Storage - Electrochemical (Batteries) |  |  | 0 | 15.4 | [13 empty] | Accepted to connect | [6 empty] | 15.4 | 15.4 | 16.2105 | 15.4 | 16.2105 | 2021-12-24 | 2023-01-26 | [6 empty] | 2022-09-04 01:02
|  | Londorf capital limited | Green farm | Betton Abbots |  | Shropshire |  | SY5 7AJ | United Kingdom | 350201 | 306216 | Shrewsbury 132Kv S Stn |  |  | 33 | Western Power Distribution (West Midlands) Plc | Stored Energy (all stored energy irrespective of the original energy source) | Storage - Electrochemical (Batteries) |  |  | 0 | 10 | [13 empty] | Accepted to connect | [6 empty] | 10 | 10 | 10.5263 | 10 | 10.5263 | 2021-12-22 | 2023-03-30 | [6 empty] | 2022-09-04 01:02
|  | Stor power developments ltd | Hele manor farm | Hele |  | Taunton | Somerset | TA4 1AH | United Kingdom | 318633 | 124368 | Taunton Sgp | Taunton Main Bsp |  | 33 | Western Power Distribution (South West) Plc | Biofuel - Landfill gas | Gas turbine (OCGT) |  |  | 0 | 20 | [13 empty] | Accepted to connect | [6 empty] | 20 | 20 | 21.0526 | 20 | 21.0526 | 2021-11-24 | 2023-01-05 | [6 empty] | 2022-09-04 01:02
|  | Pathfinder clean energy (pace) ukdevltd | Uku113 bc bleathwood (tilt) | Bleathwood Road |  | Ludlow |  | SY8 4LE | United Kingdom | 354689 | 270793 | Bishops Wood 132Kv S Stn |  |  | 132 | Western Power Distribution (West Midlands) Plc | Solar | Photovoltaic |  |  | 0 | 49.8 | [13 empty] | Accepted to connect | [6 empty] | 49.8 | 49.8 | 52.4211 | 30 | 31.5789 | 2021-10-13 | 2023-03-28 | [6 empty] | 2022-09-04 01:02
|  | Renewable connections dev ltd |  | Enterprise Way | Pinchbeck | Spalding | Lincolnshire | PE11 3YR | United Kingdom | 524739 | 324553 | Walpole 132Kv S Stn | Spalding Clay Lake 33Kv S Stn | Wardentree Park 33 11Kv S Stn | 11 | Western Power Distribution (East Midlands) Plc | Solar | Photovoltaic |  |  | 0 | 0 | [13 empty] | Accepted to connect | [6 empty] | 0 | 0 | 0 | 1.5 | 1.5789 | 2021-11-25 | 2022-09-20 | [6 empty] | 2022-09-04 01:02
|  | Bluestone energy ltd | Proposed battery storage | Parrotts Grove |  | Coventry |  | CV2 1NQ | United Kingdom | 436568 | 285364 | Coventry 132Kv S Stn |  |  | 132 | Western Power Distribution (East Midlands) Plc | Stored Energy (all stored energy irrespective of the original energy source) | Storage - Electrochemical (Batteries) |  |  | 0 | 98 | [13 empty] | Accepted to connect | [6 empty] | 98 | 98 | 103.1579 | 109.6 | 115.3684 | 2021-12-29 | 2023-06-06 | [6 empty] | 2022-09-04 01:02
|  | Re projects development limited | Longlands solar farm | Stoney Lane |  | Bromsgrove |  | B60 1LZ | United Kingdom | 399577 | 270424 | Bishops Wood 132Kv S Stn | Stourport 132 66 33Kv S Stn |  | 66 | Western Power Distribution (West Midlands) Plc | Solar | Photovoltaic |  |  | 0 | 25 | [13 empty] | Accepted to connect | [6 empty] | 25 | 25 | 26.3158 | 1 | 1.0526 | 2021-11-10 | 2023-04-05 | [6 empty] | 2022-09-04 01:02
|  | Renesola hercules energy 5 limited | Taunton solar park |  |  | Taunton |  |  | United Kingdom |  |  | Taunton Sgp | Taunton Main Bsp |  | 132 | Western Power Distribution (South West) Plc | Stored Energy (all stored energy irrespective of the original energy source) | Storage - Electrochemical (Batteries) |  |  | 0 | 40 | [13 empty] | Accepted to connect | [6 empty] | 40 | 40 | 42.1053 | 40 | 42.1053 | 2021-11-01 | 2023-10-04 | [6 empty] | 2022-09-04 01:02
|  | Keir | Cuc 725 - pinxton solar | Brookhill Lane |  | Pinxton |  | NG16 6JU | United Kingdom | 446345 | 356137 | Chesterfield 132Kv S Stn | Pinxton 132Kv S Stn | Pinxton 11Kv S Stn | 11 | Western Power Distribution (East Midlands) Plc | Solar | Photovoltaic |  |  | 0 | 6 | [13 empty] | Accepted to connect | [6 empty] | 6 | 6 | 6.3158 | 0.2 | 0.2105 | 2021-11-18 | 2023-01-11 | [6 empty] | 2022-09-04 01:02
|  | Clearstone services | Gaverigan manor | Gaverigan | Indian Queens | St columb |  | TR9 6HE | United Kingdom | 192526 | 59046 | Indian Queens Sgp |  |  | 132 | Western Power Distribution (South West) Plc | Stored Energy (all stored energy irrespective of the original energy source) | Storage - Electrochemical (Batteries) |  |  | 0 | 49.9 | [13 empty] | Accepted to connect | [6 empty] | 49.9 | 49.9 | 52.5263 | 49.9 | 52.5263 | 2021-11-22 | 2023-03-23 | [6 empty] | 2022-09-04 01:02
|  | Clearstone energy | Land south-west side of | Westonzoyland Road |  | Bridgewater |  | TA7 0HZ | United Kingdom | 332530 | 135975 | Bridgwater Sgp |  |  | 132 | Western Power Distribution (South West) Plc | Stored Energy (all stored energy irrespective of the original energy source) | Storage - Electrochemical (Batteries) |  |  | 0 | 50 | [13 empty] | Accepted to connect | [6 empty] | 50 | 50 | 52.6316 | 50 | 52.6316 | 2021-11-22 | 2023-06-05 | [6 empty] | 2022-09-04 01:02
|  | Exagen development limited | Ohl tower connection |  |  | Solihull |  | CV8 1PT | United Kingdom | 425745 | 274458 | Berkswell 132Kv S Stn |  |  | 132 | Western Power Distribution (East Midlands) Plc | Solar | Photovoltaic |  |  | 0 | 75 | Stored Energy (all stored energy irrespective of the original energy source) | Storage - Electrochemical (Batteries) |  |  | 0 | 75 | [7 empty] | Accepted to connect | [6 empty] | 150 | 75 | 78.9474 | 50 | 52.6316 | 2021-10-19 | 2023-03-08 | [6 empty] | 2022-09-04 01:02
|  | Flexion energy uk storage ltd |  | Abbey Hulton |  | Stoke on trent |  | ST2 8DE | United Kingdom | 390375 | 349014 | Cellarhead 132Kv |  |  | 132 | Western Power Distribution (West Midlands) Plc | Stored Energy (all stored energy irrespective of the original energy source) | Storage - Electrochemical (Batteries) |  |  | 0 | 49.9 | [13 empty] | Accepted to connect | [6 empty] | 49.9 | 49.9 | 52.5263 | 49.9 | 52.5263 | 2021-11-12 | 2023-04-21 | [6 empty] | 2022-09-04 01:02
|  | Gfi73 ltd | - | Titanium Road |  | Swansea |  | SA5 4SF | United Kingdom | 260401 | 195384 | Swansea North Grid | Swansea North Bsp |  | 33 | Western Power Distribution (South Wales) Plc | Fossil - Gas | Engine (combustion / reciprocating) |  |  | 0 | 20 | [13 empty] | Accepted to connect | [6 empty] | 20 | 20 | 21.0526 | 0.5 | 0.5263 | 2021-11-17 | 2022-12-31 | [6 empty] | 2022-09-04 01:02
|  | Hydrock | St columb major bess |  |  | St columb major |  | TR9 6TT | United Kingdom | 190600 | 62800 | Indian Queens Sgp | Fraddon Bsp |  | 33 | Western Power Distribution (South West) Plc | Stored Energy (all stored energy irrespective of the original energy source) | Storage - Electrochemical (Batteries) |  |  | 0 | 5.625 | [13 empty] | Accepted to connect | [6 empty] | 5.625 | 5 | 5.2632 | 5 | 5.2632 | 2021-11-22 | 2023-03-23 | [6 empty] | 2022-09-04 01:02
|  | Utility connection solutions limited | Blackhill quarry | Woodbury |  | Exeter |  | EX5 1JL | United Kingdom | 302849 | 85804 | Exeter Main Sgp |  |  | 132 | Western Power Distribution (South West) Plc | Stored Energy (all stored energy irrespective of the original energy source) | Storage - Electrochemical (Batteries) |  |  | 0 | 60.8 | [13 empty] | Accepted to connect | [6 empty] | 60.8 | 60.8 | 64 | 60.8 | 64 | 2022-01-25 | 2023-04-13 | [6 empty] | 2022-09-04 01:02
|  | Geothermal engineering ltd | Glyncrest farm, mawla geothermal power plant | Mawla |  | Redruth |  | TR16 5DN | United Kingdom | 170506 | 46347 | Indian Queens Sgp | Camborne Bsp |  | 33 | Western Power Distribution (South West) Plc | Geothermal | Geothermal power plant |  |  | 0 | 6.5 | [13 empty] | Accepted to connect | [6 empty] | 6.5 | 5 | 5.2632 | 1.5 | 1.5789 | 2021-12-06 | 2023-04-17 | [6 empty] | 2022-09-04 01:02
|  | Geothermal engineering ltd | Manhay geoghermal power plant | Manhay Farm |  | Helston |  | TR13 0ND | United Kingdom | 168973 | 29918 | Indian Queens Sgp | Rame Bsp |  | 33 | Western Power Distribution (South West) Plc | Geothermal | Geothermal power plant |  |  | 0 | 6.5 | [13 empty] | Accepted to connect | [6 empty] | 6.5 | 5 | 5.2632 | 1.5 | 1.5789 | 2021-12-06 | 2023-09-14 | [6 empty] | 2022-09-04 01:02
|  | Gel geothermal eng ltd | Lambriggan farm, penhallow geothermal |  |  | Truro |  | TR4 9LT | United Kingdom | 176567 | 50623 | Indian Queens Sgp | Truro Bsp | Perranporth | 11 | Western Power Distribution (South West) Plc | Geothermal | Geothermal power plant |  |  | 0 | 6.5 | [13 empty] | Accepted to connect | [6 empty] | 6.5 | 5 | 5.2632 | 1.5 | 1.5789 | 2021-12-06 | 2023-04-17 | [6 empty] | 2022-09-04 01:02
|  | Geothermal engineering ltd | Tolvaddon geothermal | Tolvaddon Energy Park | Tolvaddon | Camborne |  | TR14 0HX | United Kingdom | 165945 | 42041 | Indian Queens Sgp | Camborne Bsp |  | 33 | Western Power Distribution (South West) Plc | Geothermal | Geothermal power plant |  |  | 0 | 6.5 | [13 empty] | Accepted to connect | [6 empty] | 6.5 | 5 | 5.2632 | 1.5 | 1.5789 | 2021-12-06 | 2023-05-23 | [6 empty] | 2022-09-04 01:02
|  | Conrad energy (developments) limited | Land at parsonage farm | Smithyard Lane | Five Bells | Watchet |  | TA23 0NA | United Kingdom | 306781 | 142187 | Taunton Sgp | Bowhays Cross Bsp | Watchet | 33 | Western Power Distribution (South West) Plc | Stored Energy (all stored energy irrespective of the original energy source) | Storage - Electrochemical (Batteries) |  |  | 0 | 15.4 | [13 empty] | Accepted to connect | [6 empty] | 15.4 | 15.4 | 16.2105 | 15.4 | 16.2105 | 2021-11-24 | 2024-05-24 | [6 empty] | 2022-09-04 01:02
|  | Balanced grid solutions ltd | Stanleyfields farm | Bemersley Road | Brown Edge | Stoke on trent |  | ST6 | United Kingdom |  |  | Cellarhead 132Kv |  |  | 132 | Western Power Distribution (West Midlands) Plc | Stored Energy (all stored energy irrespective of the original energy source) | Storage - Electrochemical (Batteries) |  |  | 0 | 49.9 | [13 empty] | Accepted to connect | [6 empty] | 49.9 | 49.9 | 52.5263 | 49.9 | 52.5263 | 2021-12-02 | 2023-05-11 | [6 empty] | 2022-09-04 01:02
|  | Balance power projects ltd |  | Latteridge Lane |  | Iron acton |  | BS35 3TF | United Kingdom | 366023 | 186030 | Iron Acton 132Kv S Stn |  |  | 132 | Western Power Distribution (West Midlands) Plc | Stored Energy (all stored energy irrespective of the original energy source) | Storage - Electrochemical (Batteries) |  |  | 0 | 49.5 | [13 empty] | Accepted to connect | [6 empty] | 49.5 | 49.5 | 52.1053 | 49.5 | 52.1053 | 2021-12-23 | 2023-03-07 | [6 empty] | 2022-09-04 01:02
|  | Hydrock consultants limited | Battery storage project |  |  | Uffington |  | SY4 4SN | United Kingdom | 352875 | 313910 | Shrewsbury 132Kv S Stn |  |  | 33 | Western Power Distribution (West Midlands) Plc | Stored Energy (all stored energy irrespective of the original energy source) | Storage - Electrochemical (Batteries) |  |  | 0 | 8 | [13 empty] | Accepted to connect | [6 empty] | 8 | 8 | 8.421 | 8 | 8.421 | 2021-11-11 | 2023-01-20 | [6 empty] | 2022-09-04 01:02
|  | Vital energi | The energy centre | City Hospital Campus | Hucknall Road | Nottingham |  | NG5 1PB | United Kingdom |  |  | Ratcliffe On Soar 132Kv S Stn |  | Nottingham North 11Kv S Stn | 11 | Western Power Distribution (East Midlands) Plc | Fossil - Gas | Engine (combustion / reciprocating) | Yes |  | 0 | 2.99 | [13 empty] | Accepted to connect | [6 empty] | 2.99 | 0 | 0 | 5.1 | 5.3684 | 2021-10-20 | 2022-09-16 | [6 empty] | 2022-09-04 01:02
|  | Anesco limited |  | Lawn Lane | Bilbrook | Coven |  | WV9 5BA | United Kingdom | 390688 | 305937 | Bushbury D 132Kv |  |  | 33 | Western Power Distribution (West Midlands) Plc | Solar | Photovoltaic |  |  | 0 | 39.59 | [13 empty] | Accepted to connect | [6 empty] | 39.59 | 39.59 | 41.6737 | 0.1 | 0.1053 | 2021-12-14 | 2023-01-17 | [6 empty] | 2022-09-04 01:02
|  | Cambridge power ltd | Cuc 745 - pinxton energy park | Pinxton Lane |  | Pinxton |  | NG17 9LE | United Kingdom | 447953 | 354857 | Chesterfield 132Kv S Stn |  |  | 132 | Western Power Distribution (East Midlands) Plc | Solar | Photovoltaic |  |  | 0 | 49.9 | Stored Energy (all stored energy irrespective of the original energy source) | Storage - Electrochemical (Batteries) |  |  | 0 | 49.9 | [7 empty] | Accepted to connect | [6 empty] | 99.8 | 49.9 | 52.5263 | 49.9 | 52.5263 | 2021-12-02 | 2023-01-26 | [6 empty] | 2022-09-04 01:02
|  | Uniper uk renewables 030 limited | Fen dyke farm | Land Off Barding Drove | Sutton St James | Spalding |  | PE12 0HD | United Kingdom | 537746 | 316926 | Walpole 132Kv S Stn | South Holland 33Kv S Stn |  | 33 | Western Power Distribution (East Midlands) Plc | Solar | Photovoltaic |  |  | 0 | 20 | Stored Energy (all stored energy irrespective of the original energy source) | Storage - Electrochemical (Batteries) |  |  | 0 | 9.9 | [7 empty] | Accepted to connect | [6 empty] | 29.9 | 20 | 21.0526 | 9.9 | 10.421 | 2022-01-04 | 2023-06-05 | [6 empty] | 2022-09-04 01:02
|  | Anglo renewables limited | Nupdown farm | Nupdown Lane | Oldbury-On-Severn | Bristol |  | BS35 1RS | United Kingdom | 363087 | 195944 | Iron Acton 132Kv S Stn |  |  | 132 | Western Power Distribution (West Midlands) Plc | Stored Energy (all stored energy irrespective of the original energy source) | Storage - Electrochemical (Batteries) |  |  | 0 | 49.9 | [13 empty] | Accepted to connect | [6 empty] | 49.9 | 49.9 | 52.5263 | 49.9 | 52.5263 | 2022-01-10 | 2023-03-16 | [6 empty] | 2022-09-04 01:02
|  | Nextpower lower strensham limited | Import mpan | Land On The West Of Bourne Road |  | Worcester |  | WR8 9DT | United Kingdom | 390331 | 240858 | Feckenham 66 11Kv S Stn | Feckenham 66/11Kv | Strensham 66 11Kv S Stn | 66 | Western Power Distribution (West Midlands) Plc | Stored Energy (all stored energy irrespective of the original energy source) | Storage - Electrochemical (Batteries) |  |  | 0 | 0 | [13 empty] | Accepted to connect | [6 empty] | 0 | 0 | 0 | 13 | 13.6842 | 2022-01-14 | 2023-12-20 | [6 empty] | 2022-09-04 01:02
|  | Green switch capital limited | Lower farm |  |  | Newnham |  | B95 6FD | United Kingdom | 415736 | 263076 | Feckenham 66 11Kv S Stn | Feckenham 66/11Kv | Great Alne 66 11Kv S Stn | 66 | Western Power Distribution (West Midlands) Plc | Solar | Photovoltaic |  |  | 0 | 13.5 | [13 empty] | Accepted to connect | [6 empty] | 13.5 | 13.5 | 14.2105 | 0.1 | 0.1053 | 2021-12-22 | 2023-04-04 | [6 empty] | 2022-09-04 01:02
|  | Arl 016 limited | Catherine de barnes site | Land To The West Of Grand Unio |  | Catherine de barnes |  | B91 2SY | United Kingdom | 418104 | 279034 | Lea Marston 132Kv S Stn |  |  | 132 | Western Power Distribution (West Midlands) Plc | Stored Energy (all stored energy irrespective of the original energy source) | Storage - Electrochemical (Batteries) |  |  | 0 | 49.9 | [13 empty] | Accepted to connect | [6 empty] | 49.9 | 49.9 | 52.5263 | 49.9 | 52.5263 | 2022-01-22 | 2023-06-21 | [6 empty] | 2022-09-04 01:02
|  | Spring che ltd | Land at brickyard farm, creech solar farm | Creech St Michael |  | Taunton | Somerset | TA3 5PW | United Kingdom | 327470 | 125215 | Bridgwater Sgp | Bridgwater Grid Bsp |  | 33 | Western Power Distribution (South West) Plc | Solar | Photovoltaic |  |  | 0 | 19.4 | [13 empty] | Accepted to connect | [6 empty] | 19.4 | 19.4 | 20.421 | 0.15 | 0.1579 | 2022-02-04 | 2023-07-26 | [6 empty] | 2022-09-04 01:02
|  | Hydrock consultants limited | Aspley enterprises limited | - |  | Staffordshire |  | ST21 6FB | United Kingdom | 381923 | 332924 | Cellarhead 132Kv |  |  | 33 | Western Power Distribution (West Midlands) Plc | Stored Energy (all stored energy irrespective of the original energy source) | Storage - Electrochemical (Batteries) |  |  | 0 | 10 | [13 empty] | Accepted to connect | [6 empty] | 10 | 10 | 10.5263 | 10 | 10.5263 | 2021-11-19 | 2023-04-20 | [6 empty] | 2022-09-04 01:02
|  | Cx-group | Pitts plantation | Stover |  | Teignbridge | Devon | TQ12 6QG | United Kingdom | 284595 | 74029 | Abham Sgp | Newton Abbot Bsp (Forde Road) | Chudleigh Knighton | 11 | Western Power Distribution (South West) Plc | Solar | Photovoltaic |  |  | 0 | 2 | [13 empty] | Accepted to connect | [6 empty] | 2 | 2 | 2.1053 | 3 | 3.1579 | 2021-10-27 | 2023-01-19 | [6 empty] | 2022-09-04 01:02
|  | Solar securities ltd | West venn farm, ashwater solar farm | Ashwater |  | Beaworthy |  | EX21 5DG | United Kingdom | 237175 | 97799 | Alverdiscott Sgp | Pyworthy Bsp |  | 33 | Western Power Distribution (South West) Plc | Stored Energy (all stored energy irrespective of the original energy source) | Storage - Electrochemical (Batteries) |  |  | 0 | 3 | [13 empty] | Accepted to connect | [6 empty] | 3 | 3 | 3.1579 | 3 | 3.1579 | 2022-02-01 | 2023-07-14 | [6 empty] | 2022-09-04 01:02
|  | Anglo renewables limited | Land west of : | Larks Lane | Latteridge | Bristol |  | BS37 9TY | United Kingdom | 366460 | 185047 | Iron Acton 132Kv S Stn |  |  | 132 | Western Power Distribution (West Midlands) Plc | Stored Energy (all stored energy irrespective of the original energy source) | Storage - Electrochemical (Batteries) |  |  | 0 | 49.5 | [13 empty] | Accepted to connect | [6 empty] | 49.5 | 49.5 | 52.1053 | 49.5 | 52.1053 | 2021-12-07 | 2023-03-30 | [6 empty] | 2022-09-04 01:02
|  | Starlight energy uk limited | The fields farm | Draycott Cross |  | Cheadle | Stoke On Trent | ST10 2NT | United Kingdom | 398693 | 341295 | Cellarhead 132Kv |  |  | 132 | Western Power Distribution (West Midlands) Plc | Stored Energy (all stored energy irrespective of the original energy source) | Storage - Electrochemical (Batteries) |  |  | 0 | 50 | [13 empty] | Accepted to connect | [6 empty] | 50 | 50 | 52.6316 | 50 | 52.6316 | 2021-12-17 | 2023-05-02 | [6 empty] | 2022-09-04 01:02
|  | Green switch capital ltd | Washdyke farm | Stow Lane | Folkingham | Sleaford |  | NG34 OJA | United Kingdom |  |  | Bicker Fen 132Kv S Stn | Sleaford 33Kv S Stn |  | 33 | Western Power Distribution (East Midlands) Plc | Solar | Photovoltaic |  |  | 0 | 24.75 | [13 empty] | Accepted to connect | [6 empty] | 24.75 | 24.75 | 26.0526 | 0.1 | 0.1053 | 2021-12-21 | 2023-05-22 | [6 empty] | 2022-09-04 01:02
|  | Solar 2 limited | - | Acton Reynald |  | Shropshire |  | SY4 5QL | United Kingdom |  |  | Shrewsbury 132Kv S Stn |  |  | 132 | Western Power Distribution (West Midlands) Plc | Stored Energy (all stored energy irrespective of the original energy source) | Storage - Electrochemical (Batteries) |  |  | 0 | 150 | [13 empty] | Accepted to connect | [6 empty] | 150 | 150 | 157.8947 | 150 | 157.8947 | 2022-01-19 | 2023-03-31 | [6 empty] | 2022-09-04 01:02
|  | Renewable energy systems limited | Varley farm | - |  | Wotton-under-edge, |  | GL12 8AJ | United Kingdom | 370050 | 190587 | Iron Acton 132Kv S Stn | Chipping Sodbury 132Kv S Stn |  | 33 | Western Power Distribution (West Midlands) Plc | Solar | Photovoltaic |  |  | 0 | 25 | [13 empty] | Accepted to connect | [6 empty] | 25 | 25 | 26.3158 | 0.1 | 0.1053 | 2022-01-27 | 2023-01-19 | [6 empty] | 2022-09-04 01:02
|  | Mercia power response | Little morton farm |  | Little Morton | Retford |  | DN22 8BE | United Kingdom | 467526 | 378855 | Staythorpe C 132Kv S Stn |  |  | 33 | Western Power Distribution (East Midlands) Plc | Stored Energy (all stored energy irrespective of the original energy source) | Storage - Electrochemical (Batteries) |  |  | 0 | 30 | [13 empty] | Accepted to connect | [6 empty] | 30 | 30 | 31.5789 | 30 | 31.5789 | 2022-01-12 | 2025-07-12 | [6 empty] | 2022-09-04 01:02
|  | Green switch energy | Wincote farm | Eccleshall |  |  |  | ST21 6HU | United Kingdom | 382435 | 327105 | Cellarhead 132Kv | Meaford C 132Kv S Stn | Eccleshall Primary 33 11Kv S Stn | 33 | Western Power Distribution (West Midlands) Plc | Solar | Photovoltaic |  |  | 0 | 30.25 | [13 empty] | Accepted to connect | [6 empty] | 30.25 | 30.25 | 31.8421 | 0.1 | 0.1053 | 2022-02-16 | 2023-01-23 | [6 empty] | 2022-09-04 01:02
|  | Sirius renewable energy | Land ar pen yr heol farm | Heol Las | Energlyn | Caerphilly |  | CF83 2TT | United Kingdom | 314332 | 188720 | Upper Boat | Upper Boat Bsp | Energlyn 33Kv | 11 | Western Power Distribution (South Wales) Plc | Stored Energy (all stored energy irrespective of the original energy source) | Storage - Electrochemical (Batteries) |  |  | 0 | 10 | [13 empty] | Accepted to connect | [6 empty] | 10 | 10 | 10.5263 | 4 | 4.2105 | 2021-09-21 | 2022-11-09 | [6 empty] | 2022-09-04 01:02
|  | Pennant walters | Cynhordy wind farm | Llangynwd | Maesteg |  |  | CF34 0EA | United Kingdom | 288273 | 189033 | Pyle Grid |  |  | 66 | Western Power Distribution (South Wales) Plc | Wind | Onshore wind turbines |  |  | 0 | 16.4 | [13 empty] | Accepted to connect | [6 empty] | 16.4 | 16.4 | 17.2632 | 0.24 | 0.2526 | 2021-12-01 | 2028-10-31 | [6 empty] | 2022-09-04 01:02
|  | Innova renewables limited | Stanton under bardon solar & storage | Stanton Lane |  | Ibstock | North West Leicestershire | LE67 1FF | United Kingdom | 444519 | 310526 | Enderby 132Kv S Stn | Coalville 33Kv S Stn |  | 33 | Western Power Distribution (East Midlands) Plc | Solar | Photovoltaic |  |  | 0 | 30 | Stored Energy (all stored energy irrespective of the original energy source) | Storage - Electrochemical (Batteries) |  |  | 0 | 30 | [7 empty] | Accepted to connect | [6 empty] | 60 | 30 | 31.5789 | 30 | 31.5789 | 2021-12-06 | 2023-01-19 | [6 empty] | 2022-09-04 01:02
|  | Gtc | 27001250 - summit park | Sherwood Way S |  | Mansfield |  | NG17 5LD | United Kingdom | 451185 | 358380 | Chesterfield 132Kv S Stn | Mansfield 33Kv S Stn | Skegby Lane 33 11Kv S Stn | 11 | Western Power Distribution (East Midlands) Plc | Solar | Photovoltaic |  |  | 0 | 4.2 | [13 empty] | Accepted to connect | [6 empty] | 4.2 | 0 | 0 | 0 | 0 | 2022-03-04 | 2022-10-28 | [6 empty] | 2022-09-04 01:02
|  | Yarnton energy centre limited | - | Heath Road |  | Bagworth | Leicestershire | LE67 1DF | United Kingdom | 444974 | 306630 | Enderby 132Kv S Stn | Coalville 33Kv S Stn |  | 33 | Western Power Distribution (East Midlands) Plc | Solar | Photovoltaic |  |  | 0 | 18 | [13 empty] | Accepted to connect | [6 empty] | 18 | 18 | 18.9474 | 0.25 | 0.2632 | 2021-12-21 | 2025-08-21 | [6 empty] | 2022-09-04 01:02
|  | Drakelow battery limited | Barn farm | Walton Road | Drakelow |  |  | DE15 9TX | United Kingdom | 424539 | 319180 | Drakelow 132Kv |  |  | 132 | Western Power Distribution (East Midlands) Plc | Stored Energy (all stored energy irrespective of the original energy source) | Storage - Electrochemical (Batteries) |  |  | 0 | 78.4 | [13 empty] | Accepted to connect | [6 empty] | 78.4 | 78.4 | 82.5263 | 78.4 | 82.5263 | 2021-12-08 | 2023-05-09 | [6 empty] | 2022-09-04 01:02
|  | Ase holdings uk ltd | - | Tregair Farm | St Newlyn East | Newquay |  | TR8 5JL | United Kingdom | 182407 | 58384 | Indian Queens Sgp | Fraddon Bsp | Newquay Trevemper | 11 | Western Power Distribution (South West) Plc | Solar | Photovoltaic |  |  | 0 | 1.2 | Stored Energy (all stored energy irrespective of the original energy source) | Storage - Electrochemical (Batteries) |  |  | 0 | 1.2 | [7 empty] | Accepted to connect | [6 empty] | 2.4 | 1.2 | 1.2632 | 0 | 0 | 2021-09-16 | 2023-08-01 | [6 empty] | 2022-09-04 01:02
|  | Greenway solar farm limited | Greenway pv station | High Ham |  | South somerset |  | TA7 9BN | United Kingdom | 342864 | 134910 | Bridgwater Sgp | Street Bsp |  | 33 | Western Power Distribution (South West) Plc | Solar | Photovoltaic |  |  | 0 | 15 | [13 empty] | Accepted to connect | [6 empty] | 15 | 15 | 15.7895 | 0.12 | 0.1263 | 2022-01-24 | 2023-07-17 | [6 empty] | 2022-09-04 01:02
|  | Wessex water | Avonmouth waste water treatment works |  |  | Bristol |  | BS11 0YS | United Kingdom | 353390 | 179340 | Seabank Sgp | Avonmouth Bsp | Avonmouth | 11 | Western Power Distribution (South West) Plc | Biofuel - Landfill gas | Gas turbine (OCGT) |  |  | 0 | 4 | [13 empty] | Accepted to connect | [6 empty] | 4 | 4 | 4.2105 | 12 | 12.6316 | 2021-12-22 | 2023-01-31 | [6 empty] | 2022-09-04 01:02
|  | Rolton group | Unit 10 | Chalker Way |  | Banbury |  | OX16 4XJ | United Kingdom | 447146 | 240764 | East Claydon 132Kv S Stn | Banbury 132Kv S Stn | Banbury 132/11Kv | 11 | Western Power Distribution (West Midlands) Plc | Solar | Photovoltaic |  |  | 0 | 0.073 | [13 empty] | Accepted to connect | [6 empty] | 0.073 | 0.073 | 0.0768 | 2.8 | 2.9474 | 2022-01-04 | 2022-09-16 | [6 empty] | 2022-09-04 01:02
|  | Swinford wind farm limited | Swinford wind farm | Swinford Wind Farm | Lutterworth | Leicester |  | LE17 6BQ | United Kingdom | 457121 | 279607 | Coventry 132Kv S Stn | Pailton 33Kv S Stn |  | 33 | Western Power Distribution (East Midlands) Plc | Wind | Onshore wind turbines |  |  | 0 | 32.129 | [13 empty] | Accepted to connect | [6 empty] | 32.129 | 32.129 | 33.82 | 10 | 10.5263 | 2021-11-17 | 2023-01-02 | [6 empty] | 2022-09-04 01:02
|  | Regener8 power limited | Glebe farm solar farm | Turweston |  | Brackley |  | NN13 5JE | United Kingdom | 460048 | 236798 | East Claydon 132Kv S Stn | Brackley 132Kv S Stn | Brackley Town 33 11Kv S Stn | 11 | Western Power Distribution (East Midlands) Plc | Solar | Photovoltaic |  |  | 0 | 5 | [13 empty] | Accepted to connect | [6 empty] | 5 | 5 | 5.2632 | 0.1 | 0.1053 | 2022-03-04 | 2022-10-01 | [6 empty] | 2022-09-04 01:02
|  | European energy dev ltd | Glebe farm, kingston brook solar | Wysall Road | Costock | Loughborough |  | LE12 6XQ | United Kingdom | 458558 | 326606 | Ratcliffe On Soar 132Kv S Stn |  |  | 132 | Western Power Distribution (East Midlands) Plc | Stored Energy (all stored energy irrespective of the original energy source) | Storage - Electrochemical (Batteries) |  |  | 0 | 49.9 | [13 empty] | Accepted to connect | [6 empty] | 49.9 | 49.9 | 52.5263 | 49.9 | 52.5263 | 2021-12-10 | 2023-10-13 | [6 empty] | 2022-09-04 01:02
|  | Wetmore solar limited | Wetmore hall farm |  | Burton On Trent | Staffordshire |  | DE15 0TG | United Kingdom | 426916 | 325242 | Drakelow 132Kv |  |  | 33 | Western Power Distribution (East Midlands) Plc | Solar | Photovoltaic |  |  | 0 | 25 | [13 empty] | Accepted to connect | [6 empty] | 25 | 25 | 26.3158 | 0.15 | 0.1579 | 2022-01-25 | 2023-06-16 | [6 empty] | 2022-09-04 01:02
|  | Conrad energy (dev) 11 ltd | Ritherdens farm | - | Rumwell | Taunton | Somerset | TA4 1EJ | United Kingdom | 319251 | 123625 | Taunton Sgp | Taunton Main Bsp |  | 132 | Western Power Distribution (South West) Plc | Stored Energy (all stored energy irrespective of the original energy source) | Storage - Electrochemical (Batteries) |  |  | 0 | 49.9 | [13 empty] | Accepted to connect | [6 empty] | 49.9 | 49.9 | 52.5263 | 49.9 | 52.5263 | 2022-03-11 | 2022-10-25 | [6 empty] | 2022-09-04 01:02
|  | Renewable energy systems limited | Pencoose farm | - | Stithians | Truro |  | TR3 7DN | United Kingdom | 173817 | 37959 | Indian Queens Sgp | Truro Bsp |  | 132 | Western Power Distribution (South West) Plc | Stored Energy (all stored energy irrespective of the original energy source) | Storage - Electrochemical (Batteries) |  |  | 0 | 76.23 | [13 empty] | Accepted to connect | [6 empty] | 76.23 | 49.9 | 52.5263 | 49.9 | 52.5263 | 2022-01-26 | 2023-09-01 | [6 empty] | 2022-09-04 01:02
|  | Anglo renewables ltd | Great wyrley bess | Walsall Road |  | Great wyrley |  | WS6 6AG | United Kingdom | 399260 | 305768 | Rugeley 132Kv S Stn |  |  | 132 | Western Power Distribution (West Midlands) Plc | Stored Energy (all stored energy irrespective of the original energy source) | Storage - Electrochemical (Batteries) |  |  | 0 | 49.9 | [13 empty] | Accepted to connect | [6 empty] | 49.9 | 49.9 | 52.5263 | 49.9 | 52.5263 | 2022-01-31 | 2023-04-27 | [6 empty] | 2022-09-04 01:02
|  | Hydrock consultants limited | Trebal bess facility |  |  | St austell | Cornwall | PL26 8YH | United Kingdom | 203404 | 56914 | Indian Queens Sgp | St Austell Bsp |  | 33 | Western Power Distribution (South West) Plc | Stored Energy (all stored energy irrespective of the original energy source) | Storage - Electrochemical (Batteries) |  |  | 0 | 10 | [13 empty] | Accepted to connect | [6 empty] | 10 | 10 | 10.5263 | 10 | 10.5263 | 2022-01-26 | 2023-06-06 | [6 empty] | 2022-09-04 01:02
|  | Utility connections | Symmetry park, poc | Coventry Road |  | Rugby |  | CV23 9JR | United Kingdom | 446927 | 271383 | Coventry 132Kv S Stn | Rugby 33Kv S Stn | Union Street 33 11Kv S Stn | 11 | Western Power Distribution (East Midlands) Plc | Solar | Photovoltaic | Yes |  | 0 | 2 | [13 empty] | Accepted to connect | [6 empty] | 2 | 5 | 5.2632 | 4 | 4.2105 | 2022-01-06 | 2023-01-03 | [6 empty] | 2022-09-04 01:02
|  | Stor 136 limited | Linton bess | Linton | Highnam | Glocester |  | GL2 8AA | United Kingdom |  |  | Port Ham 132Kv S Stn |  |  | 132 | Western Power Distribution (West Midlands) Plc | Stored Energy (all stored energy irrespective of the original energy source) | Storage - Electrochemical (Batteries) |  |  | 0 | 99.9 | [13 empty] | Accepted to connect | [6 empty] | 99.9 | 99.9 | 105.1579 | 99.9 | 105.1579 | 2022-02-04 | 2023-02-02 | [6 empty] | 2022-09-04 01:02
|  | Ashton hurst | Long clawson dairy limited | Hickling Lane | Long Clawson | Melton mowbray | Leicestershire | LE14 4PJ | United Kingdom | 471733 | 327198 | Grendon 132Kv S Stn | Melton Mowbray 33Kv S Stn | Old Dalby 33 11Kv S Stn | 11 | Western Power Distribution (East Midlands) Plc | Fossil - Gas | Engine (combustion / reciprocating) | Yes |  | 0 | 0.8 | Solar | Photovoltaic | Yes |  | 0 | 0.4 | [7 empty] | Accepted to connect | [6 empty] | 1.2 | 0 | 0 | 0 | 0 | 2021-11-08 | 2022-09-30 | [6 empty] | 2022-09-04 01:02
|  | Evans energy ltd | Helland wind farm |  | Helland | Bodmin |  |  | United Kingdom |  |  | Indian Queens Sgp | St Tudy Bsp |  | 33 | Western Power Distribution (South West) Plc | Wind | Onshore wind turbines |  |  | 0 | 25 | [13 empty] | Accepted to connect | [6 empty] | 25 | 25 | 26.3158 | 0 | 0 | 2022-01-25 | 2023-12-04 | [6 empty] | 2022-09-04 01:02
|  | Green switch capital limited | Oatcroft farm |  |  | Titley | Herefordshire | HR5 3SB | United Kingdom | 329163 | 258792 | Bishops Wood 132Kv S Stn | Hereford 66Kv S Stn | Kington 66 11Kv S Stn | 66 | Western Power Distribution (West Midlands) Plc | Solar | Photovoltaic |  |  | 0 | 20.5 | [13 empty] | Accepted to connect | [6 empty] | 20.5 | 20.5 | 21.5789 | 0.1 | 0.1053 | 2022-02-25 | 2023-04-27 | [6 empty] | 2022-09-04 01:02
|  | Harlaxton engineering services ltd | 8346 | Sleaford Moor Enterprise Park | Sleafrod | Lincolnshire |  | NG34 8GJ | United Kingdom | 507805 | 347020 | Bicker Fen 132Kv S Stn | Sleaford 33Kv S Stn | Ruskington 33 11Kv S Stn | 11 | Western Power Distribution (East Midlands) Plc | Solar | Photovoltaic |  |  | 0 | 0.099 | [13 empty] | Accepted to connect | [6 empty] | 0.099 | 0.099 | 0.1042 | 5.22 | 5.4947 | 2021-12-13 | 2023-01-24 | [6 empty] | 2022-09-04 01:02
|  | Mercia power response | Wellington road - ano b | Wellington Road |  | Burton-on-trent |  | DE14 2DW | United Kingdom | 423573 | 322690 | Drakelow 132Kv | Burton South 33Kv S Stn | Wellington St 33 11Kv S Stn | 11 | Western Power Distribution (East Midlands) Plc | Fossil - Gas | Engine (combustion / reciprocating) |  |  | 0 | 5.2 | [13 empty] | Accepted to connect | [6 empty] | 5.2 | 5.2 | 5.4737 | 0.15 | 0.1579 | 2021-12-01 | 2022-10-12 | [6 empty] | 2022-09-04 01:02
|  | Vitalenergi | Cheltenham hospital battery storage | College Baths Road |  | Cheltenham |  | GL53 7QB | United Kingdom |  |  | Port Ham 132Kv S Stn | Montpellier 132Kv S Stn | Montpellier 132/11Kv | 11 | Western Power Distribution (West Midlands) Plc | Stored Energy (all stored energy irrespective of the original energy source) | Storage - Electrochemical (Batteries) |  |  | 0 | 3 | [13 empty] | Accepted to connect | [6 empty] | 3 | 3.225 | 3.3947 | 1.6 | 1.6842 | 2022-01-12 | 2022-12-01 | [6 empty] | 2022-09-04 01:02
|  | Cx group | Royle farm business park | Caldwell Rd |  | Drakelow |  | DE15 9TU | United Kingdom | 424979 | 319053 | Drakelow 132Kv | Burton South 33Kv S Stn |  | 33 | Western Power Distribution (East Midlands) Plc | Stored Energy (all stored energy irrespective of the original energy source) | Storage - Electrochemical (Batteries) |  |  | 0 | 22 | [13 empty] | Accepted to connect | [6 empty] | 22 | 22 | 23.1579 | 22 | 23.1579 | 2022-02-23 | 2023-04-24 | [6 empty] | 2022-09-04 01:02
|  | Vale green energy ltd | Rotherdale farm | Long Lane | Tilesford | , |  | WR10 2LA | United Kingdom | 396518 | 249782 | Feckenham 66 11Kv S Stn |  |  | 66 | Western Power Distribution (West Midlands) Plc | Biofuel - Biogas from anaerobic digestion (excluding landfill & sewage) | Gas turbine (OCGT) | Yes |  | 0 | 3.046 | [13 empty] | Accepted to connect | [6 empty] | 3.046 | 22.5 | 23.6842 | 0 | 0 | 2022-02-28 | 2023-08-30 | [6 empty] | 2022-09-04 01:02
|  | Elgin energy esco limited | College farm | Braceby And Sapperton |  | South kesteven | Lincolnshire | NG34 0EG | United Kingdom | 502976 | 335920 | Bicker Fen 132Kv S Stn |  |  | 132 | Western Power Distribution (East Midlands) Plc | Stored Energy (all stored energy irrespective of the original energy source) | Storage - Electrochemical (Batteries) |  |  | 0 | 129 | Solar | Photovoltaic |  |  | 0 | 129 | [7 empty] | Accepted to connect | [6 empty] | 258 | 129 | 135.7895 | 129 | 135.7895 | 2022-04-04 | 2023-03-21 | [6 empty] | 2022-09-04 01:02
|  | Ks spv 66 limited | Draycott solar farm | Sandon Road | Hilderstone | Stafford |  | ST15 8WE | United Kingdom | 395899 | 335997 | Cellarhead 132Kv |  |  | 132 | Western Power Distribution (West Midlands) Plc | Solar | Photovoltaic |  |  | 0 | 49.9 | [13 empty] | Accepted to connect | [6 empty] | 49.9 | 49.9 | 52.5263 | 0 | 0 | 2022-03-03 | 2023-04-17 | [6 empty] | 2022-09-04 01:02
|  | Westbridge energy uk limited | Fiskerton airfield | Barfield Lane Off Wragby Road | Sudbrooke | Lincoln |  | LN2 2QU | United Kingdom | 503806 | 375210 | West Burton 132Kv S Stn |  |  | 132 | Western Power Distribution (East Midlands) Plc | Stored Energy (all stored energy irrespective of the original energy source) | Storage - Electrochemical (Batteries) |  |  | 0 | 53 | [13 empty] | Accepted to connect | [6 empty] | 53 | 53 | 55.7895 | 53 | 55.7895 | 2022-03-14 | 2023-09-08 | [6 empty] | 2022-09-04 01:02
|  | Grenergy renewables uk ltd | Steetley lane solar | Land On The North West Side Of | Whitwell | Worksop |  | S80 3DZ | United Kingdom | 454458 | 378680 | Chesterfield 132Kv S Stn | Whitwell 33Kv S Stn |  | 33 | Western Power Distribution (East Midlands) Plc | Solar | Photovoltaic |  |  | 0 | 15 | [13 empty] | Accepted to connect | [6 empty] | 15 | 15 | 15.7895 | 0.35 | 0.3684 | 2022-01-31 | 2023-08-04 | [6 empty] | 2022-09-04 01:02
|  | Hydrock consultants limited | Proposed battery storage | At |  | Launceston |  | PL15 9HP | United Kingdom | 233272 | 83477 | Alverdiscott Sgp | Pyworthy Bsp | Launceston | 11 | Western Power Distribution (South West) Plc | Stored Energy (all stored energy irrespective of the original energy source) | Storage - Electrochemical (Batteries) |  |  | 0 | 3 | [13 empty] | Accepted to connect | [6 empty] | 3 | 3 | 3.1579 | 3 | 3.1579 | 2021-10-27 | 2022-12-05 | [6 empty] | 2022-09-04 01:02
|  | Royal air force | 1357/2140 | - |  | Cosford |  | TF11 8UP | United Kingdom |  |  | Ironbridge 132Kv S Stn |  |  | 33 | Western Power Distribution (West Midlands) Plc | Solar | Photovoltaic |  |  | 0 | 25 | [13 empty] | Accepted to connect | [6 empty] | 25 | 25 | 26.3158 | 0 | 0 | 2022-03-01 | 2023-01-27 | [6 empty] | 2022-09-04 01:02
|  | Couch perry & wilkes llp | Kettering energy park | Wold Road | Burton Lattimer | Kettering |  | NN15 5PN | United Kingdom | 490372 | 275066 |  |  |  | 132 | Western Power Distribution (East Midlands) Plc | Solar | Photovoltaic |  |  | 0 | 35 | [13 empty] | Accepted to connect | [6 empty] | 35 | 35 | 36.8421 | 0 | 0 | 2022-03-18 | 2023-06-16 | [6 empty] | 2022-09-04 01:02
|  | Public power solutions |  | East Dundry Lane | Dundry | Bristol |  | BS41 8NJ | United Kingdom | 357227 | 166447 | Iron Acton Sgp | Feeder Road 33Kv |  | 33 | Western Power Distribution (South West) Plc | Solar | Photovoltaic |  |  | 0 | 18 | [13 empty] | Accepted to connect | [6 empty] | 18 | 18 | 18.9474 | 0 | 0 | 2022-04-01 | 2022-11-07 | [6 empty] | 2022-09-04 01:02
|  | Hoare lea | The eden project |  |  | St austell |  | PL24 2SG | United Kingdom | 205410 | 54683 | Indian Queens Sgp | St Austell Bsp | Trebal | 11 | Western Power Distribution (South West) Plc | Geothermal | Geothermal power plant | No |  | 0 | 5 | [13 empty] | Accepted to connect | [6 empty] | 5 | 5 | 5.2632 | 1 | 1.0526 | 2022-01-13 | 2022-10-10 | [6 empty] | 2022-09-04 01:02
|  | Sandbrook capital bes | Woodhouse farm | Church Lane |  | Lea marston |  | B76 0BJ | United Kingdom | 420340 | 293261 | Lea Marston 132Kv S Stn |  |  | 132 | Western Power Distribution (West Midlands) Plc | Stored Energy (all stored energy irrespective of the original energy source) | Storage - Electrochemical (Batteries) |  |  | 0 | 99.9 | [13 empty] | Accepted to connect | [6 empty] | 99.9 | 99.9 | 105.1579 | 99.9 | 105.1579 | 2022-02-22 | 2023-01-16 | [6 empty] | 2022-09-04 01:02
|  | Hydrock consultants ltd |  | Albrighton |  | Shropshire |  | WV8 1RJ | United Kingdom | 383867 | 305062 | Bushbury D 132Kv |  |  | 11 | Western Power Distribution (West Midlands) Plc | Stored Energy (all stored energy irrespective of the original energy source) | Storage - Electrochemical (Batteries) |  |  | 0 | 7 | [13 empty] | Accepted to connect | [6 empty] | 7 | 7 | 7.3684 | 7 | 7.3684 | 2022-01-25 | 2023-02-24 | [6 empty] | 2022-09-04 01:02
|  | Green frog connect ltd | Northwick estate | Ive Mile Drive | Upton Wold | Moreton |  | GL56 9TR | United Kingdom | 413720 | 235201 | Feckenham 66 11Kv S Stn | Feckenham 66/11Kv |  | 66 | Western Power Distribution (West Midlands) Plc | Fossil - Gas | Gas turbine (OCGT) |  |  | 0 | 20 | [13 empty] | Accepted to connect | [6 empty] | 20 | 20 | 21.0526 | 0.5 | 0.5263 | 2022-02-10 | 2024-10-30 | [6 empty] | 2022-09-04 01:02
|  | Engineering services consultancy ltd | Watling street | Hinckley |  |  | Leicestershire | LE10 3ED | United Kingdom | 440650 | 292688 | Coventry 132Kv S Stn | Hinckley 33Kv S Stn |  | 11 | Western Power Distribution (East Midlands) Plc | Solar | Photovoltaic |  |  | 0 | 0.098 | [13 empty] | Accepted to connect | [6 empty] | 0.098 | 0.098 | 0.1032 | 8 | 8.421 | 2022-03-22 | 2023-04-14 | [6 empty] | 2022-09-04 01:02
|  | Power initiatives limited | Land at : | Six Towers Way |  | Walsall |  | WS2 8XA | United Kingdom | 399621 | 299337 | Bustleholm 132Kv S Stn | Bustleholm 132/11Kv |  | 33 | Western Power Distribution (West Midlands) Plc | Stored Energy (all stored energy irrespective of the original energy source) | Storage - Electrochemical (Batteries) |  |  | 0 | 40.5 | [13 empty] | Accepted to connect | [6 empty] | 40.5 | 40.5 | 42.6316 | 40.5 | 42.6316 | 2022-01-25 | 2023-01-20 | [6 empty] | 2022-09-04 01:02
|  | Peak gen top co limited | Land to the east side of | Nottingham Road | Barton In Fabis | Nottingham |  | NG11 0HA | United Kingdom | 453755 | 330909 | Ratcliffe On Soar 132Kv S Stn |  |  | 132 | Western Power Distribution (East Midlands) Plc | Stored Energy (all stored energy irrespective of the original energy source) | Storage - Electrochemical (Batteries) |  |  | 0 | 100 | [13 empty] | Accepted to connect | [6 empty] | 100 | 100 | 105.2632 | 100 | 105.2632 | 2022-02-18 | 2023-10-27 | [6 empty] | 2022-09-04 01:02
|  | Public power solutions ltd | New house farm |  |  | Hawkeschurch |  | EX13 5UP | United Kingdom | 335325 | 99151 | Axminster Sgp |  |  | 132 | Western Power Distribution (South West) Plc | Stored Energy (all stored energy irrespective of the original energy source) | Storage - Electrochemical (Batteries) |  |  | 0 | 50 | [13 empty] | Accepted to connect | [6 empty] | 50 | 50 | 52.6316 | 50 | 52.6316 | 2022-01-05 | 2023-04-20 | [6 empty] | 2022-09-04 01:02
|  | Immersa | Astwood lane field | Astwood Lane |  | Redditch | Worcestershire | B96 6JR | United Kingdom | 402019 | 261038 | Feckenham 66 11Kv S Stn |  |  | 66 | Western Power Distribution (West Midlands) Plc | Stored Energy (all stored energy irrespective of the original energy source) | Storage - Electrochemical (Batteries) |  |  | 0 | 99.4 | [13 empty] | Accepted to connect | [6 empty] | 99.4 | 99.4 | 104.6316 | 99.4 | 104.6316 | 2022-03-21 | 2023-02-23 | [6 empty] | 2022-09-04 01:02
|  | Conrad energy (developments) ii limited | Ellbridge farm | Hatt |  | Saltash |  | PL12 6PU | United Kingdom | 240266 | 63212 | Landulph Sgp | Landulph Bsp |  | 132 | Western Power Distribution (South West) Plc | Solar | Photovoltaic |  |  | 0 | 49.92 | [13 empty] | Accepted to connect | [6 empty] | 49.92 | 49.92 | 52.5474 | 0.3 | 0.3158 | 2022-02-23 | 2023-02-02 | [6 empty] | 2022-09-04 01:02
|  | Sping che ltd | Land south of a40 over |  | Highnam | Tewkesbury, | Gloucestershire, | GL2 8DE | United Kingdom | 381167 | 219552 | Port Ham 132Kv S Stn |  |  | 132 | Western Power Distribution (West Midlands) Plc | Solar | Photovoltaic | No |  | 0 | 99 | [13 empty] | Accepted to connect | [6 empty] | 99 | 99 | 104.2105 | 3 | 3.1579 | 2022-04-07 | 2024-10-31 | [6 empty] | 2022-09-04 01:02
|  | Ministry of justice | Hmp grendon springhill | Off Grendon Road |  | Aylesbury | Buckinghamshire | HP18 0TL | United Kingdom |  |  | East Claydon 132Kv S Stn | Stony Stratford 33Kv S Stn | Steeple Claydon 33 11Kv S Stn | 11 | Western Power Distribution (East Midlands) Plc | Solar | Photovoltaic | No |  | 0 | 1 | [13 empty] | Accepted to connect | [6 empty] | 1 | 1 | 1.0526 | 7 | 7.3684 | 2022-06-17 | 2022-11-09 | [6 empty] | 2022-09-04 01:02
|  | Boom power ltd | More view farm | Kingsley Road |  | Cellarhead |  | ST9 0DJ | United Kingdom | 396304 | 347346 | Cellarhead 132Kv |  |  | 132 | Western Power Distribution (West Midlands) Plc | Stored Energy (all stored energy irrespective of the original energy source) | Storage - Electrochemical (Batteries) | No |  | 0 | 49.9 | [13 empty] | Accepted to connect | [6 empty] | 49.9 | 49.9 | 52.5263 | 49.9 | 52.5263 | 2022-04-13 | 2023-03-23 | [6 empty] | 2022-09-04 01:02
|  | Sirius dev (lambeeth) limited | Lambeeth solar farm, land at : |  | Pwllcrochan | Pembroke |  | SA71 5TP | United Kingdom | 193807 | 201581 | Pembroke Power Station |  |  | 132 | Western Power Distribution (South Wales) Plc | Stored Energy (all stored energy irrespective of the original energy source) | Storage - Electrochemical (Batteries) | No |  | 0 | 50 | [13 empty] | Accepted to connect | [6 empty] | 50 | 0 | 0 | 50 | 52.6316 | 2022-02-04 | 2023-02-27 | [6 empty] | 2022-09-04 01:02
|  | Sirius dev (oaklands) limited | Oaklands solar farm bess | Land At Pancross Farm |  | Nr bonvilston |  | CF62 3AJ | United Kingdom | 304947 | 169786 | Upper Boat |  |  | 132 | Western Power Distribution (South Wales) Plc | Stored Energy (all stored energy irrespective of the original energy source) | Storage - Electrochemical (Batteries) | No |  | 0 | 50 | [13 empty] | Accepted to connect | [6 empty] | 50 | 0 | 0 | 50 | 52.6316 | 2022-02-04 | 2023-01-27 | [6 empty] | 2022-09-04 01:02
|  | Bluestone energy ltd | St peters lane gft bickenhill | And East St Peters Lane | Bickenhill | Birmingham |  | B92 0DT | United Kingdom | 419159 | 282676 | Lea Marston 132Kv S Stn |  |  | 132 | Western Power Distribution (West Midlands) Plc | Solar | Photovoltaic | No |  | 0 | 49.9 | [13 empty] | Accepted to connect | [6 empty] | 49.9 | 49 | 51.5789 | 0.2 | 0.2105 | 2022-03-23 | 2023-07-01 | [6 empty] | 2022-09-04 01:02
|  | Infinis limited | Hill & moor, import site | Throckmorton Road | Lower Moor | Pershore | Worcestershire | WR10 2PW | United Kingdom | 393392 | 248432 | Feckenham 66 11Kv S Stn | Feckenham 66/11Kv | Pershore 66 11Kv S Stn | 11 | Western Power Distribution (West Midlands) Plc | Solar | Photovoltaic | No |  | 0 | 6.5 | [13 empty] | Accepted to connect | [6 empty] | 6.5 | 6.5 | 6.8421 | 0.19 | 0.2 | 2022-01-11 | 2022-11-17 | [6 empty] | 2022-09-04 01:02
|  | Anglo es berkswell ltd | Berkswell energy centre | Hodgetts Lane |  | Burton green |  | CV8 1PH | United Kingdom | 426896 | 275918 | Berkswell 132Kv S Stn |  |  | 132 | Western Power Distribution (East Midlands) Plc | Stored Energy (all stored energy irrespective of the original energy source) | Storage - Electrochemical (Batteries) | No |  | 0 | 49.9 | [13 empty] | Accepted to connect | [6 empty] | 49.9 | 49.9 | 52.5263 | 49.9 | 52.5263 | 2022-02-07 | 2022-12-20 | [6 empty] | 2022-09-04 01:02
|  | Eeb27 limited | Ranksborough farm, 1014 | Langham |  | Oakham | Leicestershire | LE15 7EJ | United Kingdom | 483694 | 311011 | Grendon 132Kv S Stn | Oakham 33Kv S Stn |  | 33 | Western Power Distribution (East Midlands) Plc | Solar | Photovoltaic | No |  | 0 | 30 | [13 empty] | Accepted to connect | [6 empty] | 30 | 30 | 31.5789 | 0.03 | 0.0316 | 2022-03-21 | 2023-10-30 | [6 empty] | 2022-09-04 01:02
|  | Starlight energy uk limited | Land at | North Of Derby Road | Risley | Derby |  | DE72 3TW | United Kingdom | 446551 | 335741 | Willington 132Kv S Stn | Spondon B 33Kv S Stn |  | 33 | Western Power Distribution (East Midlands) Plc | Solar | Photovoltaic | No |  | 0 | 12.5 | Stored Energy (all stored energy irrespective of the original energy source) | Storage - Electrochemical (Batteries) | No |  | 0 | 10 | [7 empty] | Accepted to connect | [6 empty] | 22.5 | 12.5 | 13.1579 | 10 | 10.5263 | 2022-02-18 | 2023-07-10 | [6 empty] | 2022-09-04 01:02
|  | Jbm solar projects (uk) ltd | Rag lane | Tanhouse Lane | Yate | South gloucestershire |  | BS37 | United Kingdom | 371038 | 183882 | Iron Acton 132Kv S Stn | Chipping Sodbury 132Kv S Stn |  | 33 | Western Power Distribution (West Midlands) Plc | Solar | Photovoltaic | No |  | 0 | 22 | [13 empty] | Accepted to connect | [6 empty] | 22 | 22 | 23.1579 | 4 | 4.2105 | 2022-01-10 | 2026-07-10 | [6 empty] | 2022-09-04 01:02
|  | Starlight energy uk limited | Land on the south side of | Bognop Road | Essington | Wolverhampton |  | WV10 7HP | United Kingdom |  |  | Bushbury D 132Kv |  |  | 33 | Western Power Distribution (West Midlands) Plc | Solar | Photovoltaic | No |  | 0 | 30 | [13 empty] | Accepted to connect | [6 empty] | 30 | 30 | 31.5789 | 30 | 31.5789 | 2022-03-08 | 2023-04-06 | [6 empty] | 2022-09-04 01:02
|  | Pathfinder clean energy (pace) ltd |  | East & West Lassington Lane |  | Gloucester |  | GL2 8LT | United Kingdom | 379905 | 220499 |  |  |  | 132 | Western Power Distribution (West Midlands) Plc | Solar | Photovoltaic | No |  | 0 | 40 | [13 empty] | Accepted to connect | [6 empty] | 40 | 40 | 42.1053 | 40 | 42.1053 | 2022-03-21 | 2023-02-14 | [6 empty] | 2022-09-04 01:02
|  | Sswuk ltd |  | Hawkfield Way | Hawkfield Business Park | Bristol |  | BS14 0BD | United Kingdom | 358895 | 168157 | Iron Acton Sgp | Feeder Road 33Kv | Whitchurch | 11 | Western Power Distribution (South West) Plc | Solar | Photovoltaic | No |  | 0 | 1 | [13 empty] | Accepted to connect | [6 empty] | 1 | 1 | 1.0526 | 0 | 0 | 2022-04-05 | 2022-10-30 | [6 empty] | 2022-09-04 01:02
|  | Bluestone resorts ltd | Bluestone national park resort | Canaston Wood | Narberth |  | Pembrokeshire | SA67 8DE | United Kingdom | 206839 | 212702 | Pembroke Power Station | Haverfordwest Grid | Penblewin | 11 | Western Power Distribution (South Wales) Plc | Solar | Photovoltaic | No |  | 0 | 1.1 | [13 empty] | Accepted to connect | [6 empty] | 1.1 | 1.1 | 1.1579 | 2.4 | 2.5263 | 2022-01-27 | 2023-01-05 | [6 empty] | 2022-09-04 01:02
|  | Rhondda cynon taf county borough counci | - | And South Of Trehafod |  | Pontypridd |  | CF37 2NU | United Kingdom | 304562 | 190667 | Upper Boat | Upper Boat Bsp |  | 33 | Western Power Distribution (South Wales) Plc | Wind | Onshore wind turbines | No |  | 0 | 6 | [13 empty] | Accepted to connect | [6 empty] | 6 | 6 | 6.3158 | 0.02 | 0.021 | 2022-02-07 | 2025-07-01 | [6 empty] | 2022-09-04 01:02
|  | Mercedes amg | Mercedes amg | Morgan Drive |  | Brixworth | Northamptonshire | NN6 9GZ | United Kingdom | 475370 | 271391 | Grendon 132Kv S Stn | Northampton East 33Kv S Stn | Boothville 33 11Kv S Stn | 11 | Western Power Distribution (East Midlands) Plc | Solar | Photovoltaic | No |  | 0 | 2 | [13 empty] | Accepted to connect | [6 empty] | 2 | 2 | 2.1053 | 0 | 0 | 2022-01-28 | 2022-12-01 | [6 empty] | 2022-09-04 01:02
|  | Elgin energy esco ltd | Oakley farm |  | Moreton Valence | Gloucester |  | GL2 7NF | United Kingdom | 377738 | 210776 | Port Ham 132Kv S Stn |  |  | 132 | Western Power Distribution (West Midlands) Plc | Stored Energy (all stored energy irrespective of the original energy source) | Storage - Electrochemical (Batteries) | No |  | 0 | 25 | [13 empty] | Accepted to connect | [6 empty] | 25 | 25 | 26.3158 | 25 | 26.3158 | 2022-05-03 | 2023-01-19 | [6 empty] | 2022-09-04 01:02
|  | Roadnight taylor ltd | - | Land At Bumpston Cross | Buckfastleigh | Devon |  | TQ11 0JZ | United Kingdom | 277495 | 64505 | Abham Sgp |  |  | 132 | Western Power Distribution (South West) Plc | Stored Energy (all stored energy irrespective of the original energy source) | Storage - Electrochemical (Batteries) | No |  | 0 | 49.9 | [13 empty] | Accepted to connect | [6 empty] | 49.9 | 49.9 | 52.5263 | 49.9 | 52.5263 | 2022-04-29 | 2023-12-13 | [6 empty] | 2022-09-04 01:02
|  | Energy systems economics ltd | Pinkworthy farm battery |  |  |  |  | EX22 6LQ | United Kingdom | 229320 | 100550 | Alverdiscott Sgp |  |  | 132 | Western Power Distribution (South West) Plc | Stored Energy (all stored energy irrespective of the original energy source) | Storage - Electrochemical (Batteries) | No |  | 0 | 25 | [13 empty] | Accepted to connect | [6 empty] | 25 | 25 | 26.3158 | 25 | 26.3158 | 2022-04-20 | 2023-12-13 | [6 empty] | 2022-09-04 01:02
|  | Starlight energy uk limited | Land on the east side of | Kibworth Road |  | Saddington |  |  | United Kingdom |  |  | Grendon 132Kv S Stn | Kibworth 33Kv S Stn |  | 33 | Western Power Distribution (East Midlands) Plc | Solar | Photovoltaic | No |  | 0 | 20 | Stored Energy (all stored energy irrespective of the original energy source) | Storage - Electrochemical (Batteries) | No |  | 0 | 20 | [7 empty] | Accepted to connect | [6 empty] | 40 | 20 | 21.0526 | 20 | 21.0526 | 2022-03-03 | 2023-08-01 | [6 empty] | 2022-09-04 01:02
|  | Infinite renewables ltd | Malthouse farm, solar farm at coed cae | Heol Las |  | Llantrisant |  | CF7 8EG | United Kingdom |  |  | Upper Boat | Talbot Green Grid | Talbot Green Primary | 11 | Western Power Distribution (South Wales) Plc | Solar | Photovoltaic | No |  | 0 | 9.9 | [13 empty] | Accepted to connect | [6 empty] | 9.9 | 9.9 | 10.421 | 0.05 | 0.0526 | 2021-12-30 | 2022-11-04 | [6 empty] | 2022-09-04 01:02
|  | Hollybush bess limited | Land at hollybush farm | Estree Road |  | Trysull |  | WV5 7JE | United Kingdom | 385022 | 295726 | Penn 132Kv S Stn |  |  | 132 | Western Power Distribution (West Midlands) Plc | Stored Energy (all stored energy irrespective of the original energy source) | Storage - Electrochemical (Batteries) | No |  | 0 | 49.9 | [13 empty] | Accepted to connect | [6 empty] | 49.9 | 49.9 | 52.5263 | 49.9 | 52.5263 | 2022-02-10 | 2023-04-13 | [6 empty] | 2022-09-04 01:02
|  | Mercia power response | Land at brook farm | 90 High Street | Loscoe | Derbyshire |  | DE75 7LG | United Kingdom | 442057 | 348099 | Willington 132Kv S Stn |  |  | 132 | Western Power Distribution (East Midlands) Plc | Stored Energy (all stored energy irrespective of the original energy source) | Storage - Electrochemical (Batteries) | No |  | 0 | 40 | [13 empty] | Accepted to connect | [6 empty] | 40 | 40 | 42.1053 | 40 | 42.1053 | 2022-04-04 | 2028-05-04 | [6 empty] | 2022-09-04 01:02
|  | Hydrock |  | Nicholson Road |  | Torquay |  | TQ2 7AZ | United Kingdom | 289911 | 66418 | Abham Sgp | Torquay Bsp | Lawes Bridge | 11 | Western Power Distribution (South West) Plc | Stored Energy (all stored energy irrespective of the original energy source) | Storage - Electrochemical (Batteries) | No |  | 0 | 3 | [13 empty] | Accepted to connect | [6 empty] | 3 | 3 | 3.1579 | 3 | 3.1579 | 2022-02-28 | 2029-07-23 | [6 empty] | 2022-09-04 01:02
|  | Cenin renewables ltd | Llwyncelyn farm, 25mw wind turbine | Llwyncelyn |  | Porth |  | CF39 9UE | United Kingdom | 303022 | 191888 | Upper Boat | Upper Boat Bsp | Wattstown | 11 | Western Power Distribution (South Wales) Plc | Wind | Onshore wind turbines | No |  | 0 | 2.5 | [13 empty] | Accepted to connect | [6 empty] | 2.5 | 2.5 | 2.6316 | 0.025 | 0.0263 | 2021-12-20 | 2022-12-30 | [6 empty] | 2022-09-04 01:02
|  | Ecotricity generation ltd | Generation schemescience & tech park | Berkley Green | Berkeley Centre | Berkeley |  | GL13 9PA | United Kingdom |  |  | Iron Acton 132Kv S Stn | Ryeford 132Kv S Stn | Berkeley 33 11Kv S Stn | 11 | Western Power Distribution (West Midlands) Plc | Stored Energy (all stored energy irrespective of the original energy source) | Storage - Electrochemical (Batteries) | No |  | 0 | 1.2 | [13 empty] | Accepted to connect | [6 empty] | 1.2 | 1.2 | 1.2632 | 1.2 | 1.2632 | 2022-02-03 | 2022-12-19 | [6 empty] | 2022-09-04 01:02
|  | Public power solutions | - | Langaller Hill |  | Brushford |  | TA22 9RT | United Kingdom | 289470 | 125942 | Taunton Sgp | Taunton Main Bsp | Exebridge | 0.4 | Western Power Distribution (South West) Plc | Solar | Photovoltaic | No |  | 0 | 7 | [13 empty] | Accepted to connect | [6 empty] | 7 | 7 | 7.3684 | 0.05 | 0.0526 | 2022-05-04 | 2025-01-01 | [6 empty] | 2022-09-04 01:02
|  | Econergy international ltd | Exton estate solar farm | Exton |  | Oakham | Rutland | LE15 8AH | United Kingdom | 491199 | 310619 | Grendon 132Kv S Stn | Oakham 132Kv S Stn |  | 132 | Western Power Distribution (East Midlands) Plc | Stored Energy (all stored energy irrespective of the original energy source) | Storage - Electrochemical (Batteries) | No |  | 0 | 30 | [13 empty] | Accepted to connect | [6 empty] | 30 | 30 | 31.5789 | 30 | 31.5789 | 2022-03-25 | 2023-08-04 | [6 empty] | 2022-09-04 01:02
|  | O&g group ltd | Hill farm |  |  | Taynton | Gloucestershire | GL19 3AN | United Kingdom | 373866 | 222133 | Port Ham 132Kv S Stn |  |  | 132 | Western Power Distribution (West Midlands) Plc | Solar | Photovoltaic | No |  | 0 | 49.5 | [13 empty] | Accepted to connect | [6 empty] | 49.5 | 49.5 | 52.1053 | 0.12 | 0.1263 | 2022-01-28 | 2023-06-30 | [6 empty] | 2022-09-04 01:02
|  | Anesco limited | Foley farm solar pv |  | Stoke Edith | Hereford |  | HR1 4HG | United Kingdom | 360155 | 240727 | Bishops Wood 132Kv S Stn | Hereford 66Kv S Stn |  | 66 | Western Power Distribution (West Midlands) Plc | Solar | Photovoltaic | No |  | 0 | 16.3 | [13 empty] | Accepted to connect | [6 empty] | 16.3 | 16.3 | 17.1579 | 0.1 | 0.1053 | 2022-03-03 | 2023-04-17 | [6 empty] | 2022-09-04 01:02
|  | High vacuum limited | Kenn business park, , edwards high vacuum | Kenn Road | Kenn | Clevedon |  | BS21 6TH | United Kingdom | 341064 | 169813 | Seabank Sgp | Portishead New Bsp | Clevedon | 11 | Western Power Distribution (South West) Plc | Solar | Photovoltaic | No |  | 0 | 0.3 | [13 empty] | Accepted to connect | [6 empty] | 0.3 | 0.3 | 0.3158 | 2 | 2.1053 | 2021-11-29 | 2022-10-31 | [6 empty] | 2022-09-04 01:02
|  | Haunton farmers¿ solar limited | Haunton manor farm | Main Road |  | Haunton |  | B79 9HN | United Kingdom | 423802 | 310836 | Lea Marston 132Kv S Stn |  |  | 132 | Western Power Distribution (East Midlands) Plc | Solar | Photovoltaic | No |  | 0 | 11.125 | [13 empty] | Accepted to connect | [6 empty] | 11.125 | 49.9 | 52.5263 | 0.35 | 0.3684 | 2022-02-01 | 2023-10-20 | [6 empty] | 2022-09-04 01:02
|  | Xre alpha ltd | Marnwood hall | Buildwas Road | Ironbridge, | Telford | Shropshire, | TF8 7BJ | United Kingdom | 366123 | 303889 | Ironbridge 132Kv S Stn |  |  | 132 | Western Power Distribution (West Midlands) Plc | Stored Energy (all stored energy irrespective of the original energy source) | Storage - Electrochemical (Batteries) | No |  | 0 | 99 | [13 empty] | Accepted to connect | [6 empty] | 99 | 99 | 104.2105 | 99 | 104.2105 | 2022-03-24 | 2023-08-22 | [6 empty] | 2022-09-04 01:02
|  | Ridge clear energy ltd | Former raf | Temple Oaks |  | Folkingham |  | NG33 4HG | United Kingdom | 499687 | 325095 | Bicker Fen 132Kv S Stn |  |  | 132 | Western Power Distribution (East Midlands) Plc | Solar | Photovoltaic | No |  | 0 | 204 | Stored Energy (all stored energy irrespective of the original energy source) | Storage - Electrochemical (Batteries) | No |  | 0 | 204 | [7 empty] | Accepted to connect | [6 empty] | 408 | 204 | 214.7368 | 204 | 214.7368 | 2022-05-09 | 2023-03-21 | [6 empty] | 2022-09-04 01:02
|  | Pathfinder clean energy (pace) ukdev lt | Near postcode gl2 7ll | Land East Of Moor St |  | Gloucester |  |  | United Kingdom |  |  | Port Ham 132Kv S Stn |  |  | 132 | Western Power Distribution (West Midlands) Plc | Solar | Photovoltaic | No |  | 0 | 49.5 | Stored Energy (all stored energy irrespective of the original energy source) | Storage - Electrochemical (Batteries) | No |  | 0 | 49.5 | [7 empty] | Accepted to connect | [6 empty] | 99 | 49.5 | 52.1053 | 49.5 | 52.1053 | 2022-05-03 | 2023-01-17 | [6 empty] | 2022-09-04 01:02
|  | Xre alpha ltd | Marnwood hall | Buildwas Road |  | Ironbridge |  | TF8 7BJ | United Kingdom | 366123 | 303889 | Ironbridge 132Kv S Stn |  |  | 132 | Western Power Distribution (West Midlands) Plc | Stored Energy (all stored energy irrespective of the original energy source) | Storage - Electrochemical (Batteries) | No |  | 0 | 99 | [13 empty] | Accepted to connect | [6 empty] | 99 | 99 | 104.2105 | 99 | 104.2105 | 2022-03-24 | 2023-08-22 | [6 empty] | 2022-09-04 01:02
|  | Vital energi | City hospital | Hucknall Road |  | Nottingham |  | NG5 1PB | United Kingdom | 456588 | 344098 | Ratcliffe On Soar 132Kv S Stn |  | Nottingham North 11Kv S Stn | 11 | Western Power Distribution (East Midlands) Plc | Solar | Photovoltaic | No |  | 0 | 0.254 | [13 empty] | Accepted to connect | [6 empty] | 0.254 | 0 | 0 | 5.1 | 5.3684 | 2022-01-19 | 2022-09-07 | [6 empty] | 2022-09-04 01:02
|  | Dwr cymru cyf (welsh water) | Camdwr road solar park | Candwr Road |  | Ponthir |  | NP18 1HU | United Kingdom | 332843 | 193770 | Uskmouth | Newport East |  | 132 | Western Power Distribution (South Wales) Plc | Solar | Photovoltaic | No |  | 0 | 45.8 | [13 empty] | Accepted to connect | [6 empty] | 45.8 | 45.8 | 48.2105 | 1.3 | 1.3684 | 2022-04-20 | 2023-09-26 | [6 empty] | 2022-09-04 01:02
|  | Gloucestershire county council | Arle court transport hub |  |  | Cheltenham |  | GL50UA | United Kingdom |  |  | Port Ham 132Kv S Stn | Cheltenham 66Kv S Stn | Cheltenham 132/66/11Kv | 11 | Western Power Distribution (West Midlands) Plc | Solar | Photovoltaic | No |  | 0 | 1 | [13 empty] | Accepted to connect | [6 empty] | 1 | 1 | 1.0526 | 1.6 | 1.6842 | 2022-02-01 | 2022-11-10 | [6 empty] | 2022-09-04 01:02
|  | Hydrock consultants | Mojo active | Over Lane | Almondsbury, | Bristol |  | BS32 4DF | United Kingdom | 358763 | 182647 | Iron Acton Sgp | Bradley Stoke Bsp | Almondsbury | 11 | Western Power Distribution (South West) Plc | Stored Energy (all stored energy irrespective of the original energy source) | Storage - Electrochemical (Batteries) | No |  | 0 | 4 | [13 empty] | Accepted to connect | [6 empty] | 4 | 4 | 4.2105 | 4 | 4.2105 | 2022-01-19 | 2023-03-30 | [6 empty] | 2022-09-04 01:02
|  | Fpc electric land ltd | 165 | Fordhouses Lane |  | Stirchley | Birmingham | B30 3AG | United Kingdom | 405673 | 280596 | Kitwell 132Kv S Stn |  |  | 11 | Western Power Distribution (West Midlands) Plc | Stored Energy (all stored energy irrespective of the original energy source) | Storage - Electrochemical (Batteries) | No |  | 0 | 20 | [13 empty] | Accepted to connect | [6 empty] | 20 | 20 | 21.0526 | 20 | 21.0526 | 2022-03-17 | 2023-12-04 | [6 empty] | 2022-09-04 01:02
|  | Esl 001 limited | Land at : | Cemetery Lane |  | Street |  | BA16 9PH | United Kingdom | 347447 | 136917 | Bridgwater Sgp | Street Bsp |  | 0.4 | Western Power Distribution (South West) Plc | Stored Energy (all stored energy irrespective of the original energy source) | Storage - Electrochemical (Batteries) | No |  | 0 | 20 | [13 empty] | Accepted to connect | [6 empty] | 20 | 20 | 21.0526 | 20 | 21.0526 | 2022-03-17 | 2023-12-08 | [6 empty] | 2022-09-04 01:02
|  | Wp grid storage 1 limited |  | Traston Road |  | Newport |  | NP19 4PW | United Kingdom | 333193 | 185936 | Uskmouth | Newport South |  | 33 | Western Power Distribution (South Wales) Plc | Stored Energy (all stored energy irrespective of the original energy source) | Storage - Electrochemical (Batteries) | No |  | 0 | 20 | [13 empty] | Accepted to connect | [6 empty] | 20 | 20 | 21.0526 | 20 | 21.0526 | 2022-01-21 | 2023-07-31 | [6 empty] | 2022-09-04 01:02
|  | Welsh government land division | Upper cosmeston farm | - | Sull | Penarth |  | CF64 5UB | United Kingdom | 317434 | 167822 | Aberthaw Power Station | Cardiff West Grid | Penarth | 33 | Western Power Distribution (South Wales) Plc | Solar | Photovoltaic | No |  | 0 | 18 | [13 empty] | Accepted to connect | [6 empty] | 18 | 18 | 18.9474 | 0.162 | 0.1705 | 2022-03-14 | 2023-07-13 | [6 empty] | 2022-09-04 01:02
|  | Pathfinder clean energy | Uk0728 | Kisses Barn Lane |  | Warwickshire |  | B79 0JU | United Kingdom | 427811 | 302404 | Lea Marston 132Kv S Stn | Tamworth 33Kv S Stn |  | 33 | Western Power Distribution (East Midlands) Plc | Stored Energy (all stored energy irrespective of the original energy source) | Storage - Electrochemical (Batteries) | No |  | 0 | 18.5 | [13 empty] | Accepted to connect | [6 empty] | 18.5 | 18.5 | 19.4737 | 1 | 1.0526 | 2022-02-01 | 2023-06-05 | [6 empty] | 2022-09-04 01:02
|  | Mercedes benz grand prix limited |  | Reynard Park |  | Brackley | Northamptonshire | NN13 7RP | United Kingdom | 458554 | 236385 | East Claydon 132Kv S Stn | Brackley 132Kv S Stn |  | 33 | Western Power Distribution (East Midlands) Plc | Solar | Photovoltaic | No |  | 0 | 4 | [13 empty] | Accepted to connect | [6 empty] | 4 | 4 | 4.2105 | 0 | 0 | 2022-07-22 | 2025-03-23 | [6 empty] | 2022-09-04 01:02
|  | Midlands power networks limited | Kingsbury landfill site | Rush Lane | Dosthill | Tamworth |  | B77 1LT | United Kingdom | 421332 | 298985 | Lea Marston 132Kv S Stn | Tamworth 33Kv S Stn | Tamworth Grid 11Kv S Stn | 0.4 | Western Power Distribution (East Midlands) Plc | Biofuel - Landfill gas | Engine (combustion / reciprocating) | No |  | 0 | 0.499 | [13 empty] | Accepted to connect | [6 empty] | 0.499 | 0.526 | 0.5537 | 2.5 | 2.6316 | 2022-03-02 | 2023-05-15 | [6 empty] | 2022-09-04 01:02
|  | Exagen |  | Lower Park Road |  | Braunton |  | EX33 2LQ | United Kingdom | 249341 | 135663 | Alverdiscott Sgp | East Yelland Bsp |  | 33 | Western Power Distribution (South West) Plc | Solar | Photovoltaic | No |  | 0 | 14.7 | [13 empty] | Accepted to connect | [6 empty] | 14.7 | 15 | 15.7895 | 0.5 | 0.5263 | 2022-05-20 | 2023-12-13 | [6 empty] | 2022-09-04 01:02
|  | Jbm solar projects (uk) ltd |  | Larford Lane | Astley | Stourport on severn |  | DY13 0SG | United Kingdom | 380558 | 268877 | Bishops Wood 132Kv S Stn |  |  | 132 | Western Power Distribution (West Midlands) Plc | Solar | Photovoltaic | No |  | 0 | 49.9 | [13 empty] | Accepted to connect | [6 empty] | 49.9 | 49.9 | 52.5263 | 0.25 | 0.2632 | 2022-03-03 | 2023-03-01 | [6 empty] | 2022-09-04 01:02
|  | Infinite renewables ltd | Newhouse farm | Canaston Bridge |  | Narberth |  | SA67 8DE | United Kingdom | 206839 | 212702 | Pembroke Power Station | Haverfordwest Grid | Penblewin | 11 | Western Power Distribution (South Wales) Plc | Wind | Onshore wind turbines | No |  | 0 | 1 | [13 empty] | Accepted to connect | [6 empty] | 1 | 1 | 1.0526 | 0.05 | 0.0526 | 2022-04-04 | 2022-12-01 | [6 empty] | 2022-09-04 01:02
|  | Bowerhouse ii solar limited | Bowerhouse ii | Land To S Of Havage Drove | Hewish | Weston super mare |  | BS24 6UA | United Kingdom | 340134 | 162069 | Bridgwater Sgp | Churchill Bsp 132Kv |  | 33 | Western Power Distribution (South West) Plc | Solar | Photovoltaic | No |  | 0 | 15.25 | [13 empty] | Accepted to connect | [6 empty] | 15.25 | 15.25 | 16.0526 | 0.2 | 0.2105 | 2021-11-29 | 2023-09-18 | [6 empty] | 2022-09-04 01:02
|  | Infra3 ltd | North drayton solar farm | Alcester Road |  | Billesley | Stratford On Avon | B49 6NQ | United Kingdom | 414035 | 256103 | Feckenham 66 11Kv S Stn | Feckenham 66/11Kv | Great Alne 66 11Kv S Stn | 66 | Western Power Distribution (West Midlands) Plc | Solar | Photovoltaic | No |  | 0 | 25 | [13 empty] | Accepted to connect | [6 empty] | 25 | 25 | 26.3158 | 0.1 | 0.1053 | 2022-03-03 | 2023-02-02 | [6 empty] | 2022-09-04 01:02
|  | Welsh government | Brechfa dau wind farm |  |  | North east carmarthen |  |  | United Kingdom |  |  | Swansea North Grid |  |  | 132 | Western Power Distribution (South Wales) Plc | Wind | Onshore wind turbines | No |  | 0 | 110.8 | Stored Energy (all stored energy irrespective of the original energy source) | Storage - Electrochemical (Batteries) | No |  | 0 | 10.4 | [7 empty] | Accepted to connect | [6 empty] | 121.2 | 110.8 | 116.6316 | 10.4 | 10.9474 | 2022-06-07 | 2023-10-03 | [6 empty] | 2022-09-04 01:02
|  | Pennant walters (holdings) ltd | Mynydd pwll-yr-iwrch wind farm | Near Bryn Llefrith Farm | Caerau | Bridgend |  | CF34 0TN | United Kingdom | 285931 | 193551 | Pyle Grid | Pyle Bsp |  | 66 | Western Power Distribution (South Wales) Plc | Wind | Onshore wind turbines | No |  | 0 | 20.5 | [13 empty] | Accepted to connect | [6 empty] | 20.5 | 20.5 | 21.5789 | 0.4 | 0.421 | 2022-02-18 | 2026-02-28 | [6 empty] | 2022-09-04 01:02
|  | Anglo renewables limited | Ar352 - easter compton | Berwick Lane |  | Easter compton |  | BS35 5RX | United Kingdom | 355821 | 181538 | Iron Acton Sgp |  |  | 132 | Western Power Distribution (South West) Plc | Stored Energy (all stored energy irrespective of the original energy source) | Storage - Electrochemical (Batteries) | No |  | 0 | 49.5 | [13 empty] | Accepted to connect | [6 empty] | 49.5 | 49.5 | 52.1053 | 49.5 | 52.1053 | 2022-04-04 | 2023-08-16 | [6 empty] | 2022-09-04 01:02
|  | Balance power projects limited |  | Latteridge Lane |  | Iron acton |  | BS35 3TF | United Kingdom | 366023 | 186030 | Iron Acton 132Kv S Stn |  |  | 132 | Western Power Distribution (West Midlands) Plc | Stored Energy (all stored energy irrespective of the original energy source) | Storage - Electrochemical (Batteries) | No |  | 0 | 49.5 | [13 empty] | Accepted to connect | [6 empty] | 49.5 | 49.5 | 52.1053 | 49.5 | 52.1053 | 2022-03-02 | 2023-03-21 | [6 empty] | 2022-09-04 01:02
|  | Immersea ltd |  | Earthcott Green Farm | Alvestone | Bristol |  | BS35 3TD | United Kingdom | 364494 | 185029 | Iron Acton Sgp |  |  | 132 | Western Power Distribution (South West) Plc | Stored Energy (all stored energy irrespective of the original energy source) | Storage - Electrochemical (Batteries) | No |  | 0 | 99.4 | [13 empty] | Accepted to connect | [6 empty] | 99.4 | 99.4 | 104.6316 | 99.4 | 104.6316 | 2022-04-06 | 2023-12-04 | [6 empty] | 2022-09-04 01:02
|  | Infraland | Court farm | Olney |  | Milton keynes |  | MK46 5EH | United Kingdom | 488057 | 253262 | Grendon 132Kv S Stn | Northampton East 33Kv S Stn | Olney 33 11Kv S Stn | 11 | Western Power Distribution (East Midlands) Plc | Solar | Photovoltaic | No |  | 0 | 7.6 | [13 empty] | Accepted to connect | [6 empty] | 7.6 | 7.6 | 8 | 0.1 | 0.1053 | 2022-05-13 | 2022-10-30 | [6 empty] | 2022-09-04 01:02
|  | Harmony energy ltd | Osberton solar | Osberton Estate | Rayton Lane | Osberton | Worksop | S81 0UF | United Kingdom | 462598 | 378830 | West Burton 132Kv S Stn |  |  | 33 | Western Power Distribution (East Midlands) Plc | Solar | Photovoltaic | No |  | 0 | 34 | [13 empty] | Accepted to connect | [6 empty] | 34 | 34 | 35.7895 | 0.125 | 0.1316 | 2022-03-08 | 2024-09-14 | [6 empty] | 2022-09-04 01:02
|  | Integral uk ltd | Gloscat education centre | Lianthony Road | Gloucester |  |  | GL2 5QT | United Kingdom | 382366 | 218096 | Port Ham 132Kv S Stn | Castle Meads 33Kv S Stn | Commercial Rd 33 11Kv S Stn | 11 | Western Power Distribution (West Midlands) Plc | Stored Energy (all stored energy irrespective of the original energy source) | Storage - Electrochemical (Batteries) | No |  | 0 | 1 | Solar | Photovoltaic | No |  | 0 | 1 |  |  | No |  | 0 | 0.49 |  | Accepted to connect | [6 empty] | 2.98 | 1.49 | 1.5684 | 1.8 | 1.8947 | 2022-01-14 | 2022-09-30 | [6 empty] | 2022-09-04 01:02
|  | Bluestone energy ltd |  | Raf Newton | Rushcliffe | Nottingham |  | NG13 8HL | United Kingdom |  |  | Stoke Bardolph 132Kv |  |  | 132 | Western Power Distribution (East Midlands) Plc | Solar | Photovoltaic | No |  | 0 | 49.99 | [13 empty] | Accepted to connect | [6 empty] | 49.99 | 49.99 | 52.621 | 0.6 | 0.6316 | 2022-03-09 | 2023-07-12 | [6 empty] | 2022-09-04 01:02
|  | Wessex solar management limited | Manor farm |  |  | Oldthorpe |  | PE10 0ER | United Kingdom | 508778 | 315919 | Walpole 132Kv S Stn |  |  | 132 | Western Power Distribution (East Midlands) Plc | Solar | Photovoltaic | No |  | 0 | 49.9 | Stored Energy (all stored energy irrespective of the original energy source) | Storage - Electrochemical (Batteries) | No |  | 0 | 49.9 | [7 empty] | Accepted to connect | [6 empty] | 99.8 | 49.9 | 52.5263 | 49.9 | 52.5263 | 2022-05-03 | 2023-09-07 | [6 empty] | 2022-09-04 01:02
|  | Shawton energy | 5000, , futaba | Dove Valley Park | Foston | Derby | Derbyshire | DE65 5BT | United Kingdom | 419985 | 332231 | Drakelow 132Kv | Burton 33Kv | Hatton 33 11Kv S Stn | 11 | Western Power Distribution (East Midlands) Plc | Solar | Photovoltaic | No |  | 0 | 0.999 | [13 empty] | Accepted to connect | [6 empty] | 0.999 | 0.499 | 0.5253 | 3.6 | 3.7895 | 2022-07-28 | 2022-11-01 | [6 empty] | 2022-09-04 01:02
|  | Mercia power response ltd | Land at greenfields farm | Worcester Road | Stoke Heath | Bromsgrove | Worcestershire | B61 7JD | United Kingdom | 394527 | 268372 | Bishops Wood 132Kv S Stn |  |  | 132 | Western Power Distribution (West Midlands) Plc | Stored Energy (all stored energy irrespective of the original energy source) | Storage - Electrochemical (Batteries) | No |  | 0 | 35 | [13 empty] | Accepted to connect | [6 empty] | 35 | 35 | 36.8421 | 0 | 0 | 2022-03-15 | 2023-06-15 | [6 empty] | 2022-09-04 01:02
|  | Push generation and supply limited | Sudbury estate | Main Road | Sudbury | Ashbourne |  | DE6 5HS | United Kingdom | 416119 | 331977 | Willington 132Kv S Stn |  |  | 132 | Western Power Distribution (East Midlands) Plc | Stored Energy (all stored energy irrespective of the original energy source) | Storage - Electrochemical (Batteries) | No |  | 0 | 49.9 | [13 empty] | Accepted to connect | [6 empty] | 49.9 | 49.9 | 52.5263 | 49.9 | 52.5263 | 2022-03-10 | 2023-01-10 | [6 empty] | 2022-09-04 01:02
|  | Immersa ltd | - | Land Near To Monks House |  | Westerleigh |  | BS37 8RD | United Kingdom | 369725 | 178766 | Iron Acton Sgp |  |  | 132 | Western Power Distribution (South West) Plc | Stored Energy (all stored energy irrespective of the original energy source) | Storage - Electrochemical (Batteries) | No |  | 0 | 99.4 | [13 empty] | Accepted to connect | [6 empty] | 99.4 | 99.4 | 104.6316 | 99.4 | 104.6316 | 2022-04-06 | 2023-12-13 | [6 empty] | 2022-09-04 01:02
|  | Power engineering consultants plc | Boots technical centre | 1 Thane Road |  | Nottingham |  | NG90 5EF | United Kingdom | 454945 | 336948 | Ratcliffe On Soar 132Kv S Stn | Nottingham 33Kv S Stn | Boots 33 11Kv S Stn | 11 | Western Power Distribution (East Midlands) Plc | Fossil - Gas | Gas turbine (OCGT) | Yes |  | 0 | 11.25 | [13 empty] | Accepted to connect | [6 empty] | 11.25 | 11.25 | 11.8421 | 14 | 14.7368 | 2022-03-14 | 2022-12-17 | [6 empty] | 2022-09-04 01:02
|  | Immersa | Site at astwood lane field | Astwood Lane | Feckenham | Redditch |  | B96 6JR | United Kingdom | 402019 | 261038 | Feckenham 66 11Kv S Stn |  |  | 66 | Western Power Distribution (West Midlands) Plc | Stored Energy (all stored energy irrespective of the original energy source) | Storage - Electrochemical (Batteries) | No |  | 0 | 99.4 | [13 empty] | Accepted to connect | [6 empty] | 99.4 | 99.4 | 104.6316 | 99.4 | 104.6316 | 2022-03-21 | 2023-02-23 | [6 empty] | 2022-09-04 01:02
|  | Zestec asset management ltd | Horiba mira limited | Watling Street |  | Nuneaton | Warwickshire | CV10 0TU | United Kingdom | 436810 | 295129 | Coventry 132Kv S Stn | Hinckley 33Kv S Stn | Wood Lane 33 11Kv S Stn | 11 | Western Power Distribution (East Midlands) Plc | Solar | Photovoltaic | No |  | 0 | 5.355 | [13 empty] | Accepted to connect | [6 empty] | 5.355 | 5.355 | 5.6368 | 0 | 0 | 2022-07-05 | 2023-04-24 | [6 empty] | 2022-09-04 01:02
|  | O & g devco | Land to the northof the | A40 |  | Highnam | Gloucester | GL2 8AD | United Kingdom | 377702 | 219865 | Port Ham 132Kv S Stn | Castle Meads 33Kv S Stn |  | 33 | Western Power Distribution (West Midlands) Plc | Solar | Photovoltaic | No |  | 0 | 36 | [13 empty] | Accepted to connect | [6 empty] | 36 | 36 | 37.8947 | 0 | 0 | 2022-03-21 | 2023-03-02 | [6 empty] | 2022-09-04 01:02
|  | Speller metcalfe | Forest of dean community hospital | Steam Mills Road |  | Cinderford |  | GL14 3HY | United Kingdom | 364974 | 215091 | Port Ham 132Kv S Stn | Lydney 33Kv S Stn | Bilson 33 11Kv S Stn | 11 | Western Power Distribution (West Midlands) Plc | Solar | Photovoltaic | No |  | 0 | 0.09 | [13 empty] | Accepted to connect | [6 empty] | 0.09 | 0.09 | 0.0947 | 1.2 | 1.2632 | 2022-08-31 | 2022-11-01 | [6 empty] | 2022-09-04 01:02
|  | Kl (jersey) limited & kg (jersey) ltd | Accolade wine | Accolade Park |  | Kings weston way | Bristol | BS11 9FG | United Kingdom | 352408 | 179781 | Seabank Sgp | Avonmouth Bsp | Kingsweston | 11 | Western Power Distribution (South West) Plc | Wind | Onshore wind turbines | No |  | 0 | 2.5 | Solar | Photovoltaic | No |  | 0 | 1.6 | [7 empty] | Accepted to connect | [6 empty] | 4.1 | 4.1 | 4.3158 | 0 | 0 | 2022-05-18 | 2023-07-31 | [6 empty] | 2022-09-04 01:02
|  | Energy 101 | The car island | Rassau Industrial Estate | Rassau | Ebbw vale |  | NP23 5SD | United Kingdom | 314972 | 211930 | Rassau Gsp | Rassau West 132/11Kv S/S | Rassau West Primary | 11 | Western Power Distribution (South Wales) Plc | Stored Energy (all stored energy irrespective of the original energy source) | Storage - Electrochemical (Batteries) | No |  | 0 | 3.45 | [13 empty] | Accepted to connect | [6 empty] | 3.45 | 3.45 | 3.6316 | 7.35 | 7.7368 | 2022-05-04 | 2023-04-25 | [6 empty] | 2022-09-04 01:02
|  | Lightsource spv 187 ltd | Gonerby moor | Cliff Lane | Marston | Lincolnshire |  | NG32 2HU | United Kingdom | 489830 | 341206 | Staythorpe C 132Kv S Stn |  |  | 132 | Western Power Distribution (East Midlands) Plc | Stored Energy (all stored energy irrespective of the original energy source) | Storage - Electrochemical (Batteries) | No |  | 0 | 49.9 | [13 empty] | Accepted to connect | [6 empty] | 49.9 | 0 | 0 | 49.9 | 52.5263 | 2022-05-25 | 2023-05-09 | [6 empty] | 2022-09-04 01:02
|  | Exagen development limited | Willoughby 2 | Costock Road | Wysall | Nottingham |  | NG12 5QT | United Kingdom | 460284 | 326591 | Ratcliffe On Soar 132Kv S Stn |  |  | 132 | Western Power Distribution (East Midlands) Plc | Solar | Photovoltaic | No |  | 0 | 85 | Stored Energy (all stored energy irrespective of the original energy source) | Storage - Electrochemical (Batteries) | No |  | 0 | 85 | [7 empty] | Accepted to connect | [6 empty] | 170 | 85 | 89.4737 | 85 | 89.4737 | 2022-02-14 | 2023-07-10 | [6 empty] | 2022-09-04 01:02
|  | Cenin renewables ltd | Llwyncelyn t2 |  |  | Ynysybwl |  | CF37 3LG | United Kingdom | 305978 | 194254 | Upper Boat | Mountain Ash Grid | Lady Windsor | 11 | Western Power Distribution (South Wales) Plc | Wind | Onshore wind turbines | No |  | 0 | 3 | [13 empty] | Accepted to connect | [6 empty] | 3 | 3 | 3.1579 | 0.04 | 0.0421 | 2022-03-29 | 2022-11-28 | [6 empty] | 2022-09-04 01:02
|  | Econergy international ltd | Roe farm | Whiston Road |  | Cogenhoe |  | NN7 1NL | United Kingdom | 483063 | 260574 |  |  |  | 132 | Western Power Distribution (East Midlands) Plc | Stored Energy (all stored energy irrespective of the original energy source) | Storage - Electrochemical (Batteries) | No |  | 0 | 49.9 | [13 empty] | Accepted to connect | [6 empty] | 49.9 | 49.9 | 52.5263 | 19 | 20 | 2022-04-14 | 2023-08-24 | [6 empty] | 2022-09-04 01:02
|  | Wombourne bess ltd | Land on west side | Woodford Lane |  | Wombourne | Wolverhampton | WV5 8DS | United Kingdom | 386404 | 293220 | Penn 132Kv S Stn |  |  | 132 | Western Power Distribution (West Midlands) Plc | Stored Energy (all stored energy irrespective of the original energy source) | Storage - Electrochemical (Batteries) | No |  | 0 | 50 | [13 empty] | Accepted to connect | [6 empty] | 50 | 50 | 52.6316 | 50 | 52.6316 | 2022-03-18 | 2023-02-06 | [6 empty] | 2022-09-04 01:02
|  | Sandbrook capital bes ltd | National distribution centre | Hams Hall |  | Coleshill |  |  | United Kingdom |  |  | Lea Marston 132Kv S Stn |  |  | 132 | Western Power Distribution (West Midlands) Plc | Stored Energy (all stored energy irrespective of the original energy source) | Storage - Electrochemical (Batteries) | No |  | 0 | 99 | [13 empty] | Accepted to connect | [6 empty] | 99 | 99 | 104.2105 | 99 | 104.2105 | 2022-03-23 | 2023-01-16 | [6 empty] | 2022-09-04 01:02
|  | Renewable power ltd |  |  |  | Westerleigh 2, |  | BS37 8RD | United Kingdom | 369725 | 178766 | Iron Acton 132Kv S Stn |  |  | 132 | Western Power Distribution (West Midlands) Plc | Stored Energy (all stored energy irrespective of the original energy source) | Storage - Electrochemical (Batteries) | No |  | 0 | 99.4 | [13 empty] | Accepted to connect | [6 empty] | 99.4 | 99.4 | 104.6316 | 99.4 | 104.6316 | 2022-05-16 | 2023-01-30 | [6 empty] | 2022-09-04 01:02
|  | Integrum renewable energy | Home farm | Main Road | Dyke | Bourne |  | PE10 0AG | United Kingdom | 510664 | 322248 | Walpole 132Kv S Stn | Bourne 33Kv S Stn |  | 33 | Western Power Distribution (East Midlands) Plc | Solar | Photovoltaic | No |  | 0 | 28 | [13 empty] | Accepted to connect | [6 empty] | 28 | 28 | 29.4737 | 0 | 0 | 2022-03-14 | 2023-05-05 | [6 empty] | 2022-09-04 01:02
|  | Mercia power response | Lymedale business pk | Holditch Road | Newcastle | Staffs |  | ST5 9JA | United Kingdom |  |  | Cellarhead 132Kv | Newcastle 132Kv S Stn | Newcastle 132/11Kv | 11 | Western Power Distribution (West Midlands) Plc | Fossil - Gas | Engine (combustion / reciprocating) | No |  | 0 | 3.342 | [13 empty] | Accepted to connect | [6 empty] | 3.342 | 3.342 | 3.5179 | 0 | 0 | 2022-03-29 | 2022-10-21 | [6 empty] | 2022-09-04 01:02
|  | Mercia power response | Lymedale business pk | Holditch Road | Newcastle | Staffs |  | ST5 9JA | United Kingdom |  |  | Cellarhead 132Kv | Newcastle 132Kv S Stn | Newcastle 132/11Kv | 0.4 | Western Power Distribution (West Midlands) Plc | Fossil - Gas | Engine (combustion / reciprocating) | No |  | 0 | 4.544 | [13 empty] | Accepted to connect | [6 empty] | 4.544 | 4.544 | 4.7832 | 0.8 | 0.8421 | 2022-03-24 | 2022-10-21 | [6 empty] | 2022-09-04 01:02
|  | Great western air ambulance charity | Emergency air operations base | Gloucester Road | Almondsbury | Bristol |  | BS32 4FB | United Kingdom |  |  | Iron Acton Sgp | Bradley Stoke Bsp | Almondsbury | 11 | Western Power Distribution (South West) Plc | Solar | Photovoltaic | No |  | 0 | 5 | [13 empty] | Accepted to connect | [6 empty] | 5 | 5 | 5.2632 | 0 | 0 | 2022-06-30 | 2022-09-10 | [6 empty] | 2022-09-04 01:02
|  | Infinergy limited | Stapleford solar farm | Sawgate Road | Burton Lazars | Melton | Leicestershire | LE14 2XL | United Kingdom | 477386 | 317203 | Grendon 132Kv S Stn | Melton Mowbray 132Kv S Stn |  | 132 | Western Power Distribution (East Midlands) Plc | Solar | Photovoltaic | No |  | 0 | 49.9 | [13 empty] | Accepted to connect | [6 empty] | 49.9 | 49.9 | 52.5263 | 0.2 | 0.2105 | 2022-04-12 | 2022-12-13 | [6 empty] | 2022-09-04 01:02
|  | Inova renewables ltd | Broadholme farm solar plant | Broadholme Farm |  | Wellingborough |  | NN9 5PN | United Kingdom | 493440 | 269307 | Grendon 132Kv S Stn | Irthlingborough 33Kv S Stn |  | 11 | Western Power Distribution (East Midlands) Plc | Solar | Photovoltaic | No |  | 0 | 7.6 | [13 empty] | Accepted to connect | [6 empty] | 7.6 | 7.6 | 8 | 0.1 | 0.1053 | 2022-04-13 | 2023-03-17 | [6 empty] | 2022-09-04 01:02
|  | Ylem renewables ltd | Denby pottery, site at | Derby Road |  | Denby |  | DE5 8NX | United Kingdom | 439377 | 347539 | Willington 132Kv S Stn | Heanor 33Kv S Stn | Denby 33 11Kv S Stn | 11 | Western Power Distribution (East Midlands) Plc | Solar | Photovoltaic | No |  | 0 | 2.1 | [13 empty] | Accepted to connect | [6 empty] | 2.1 | 2.1 | 2.2105 | 2.2 | 2.3158 | 2022-05-19 | 2022-11-28 | [6 empty] | 2022-09-04 01:02
|  | Sonnedix bengrove limited | Soars lodge farm | Foston Lane | Countesthorpe | Leicester |  | LE8 5WP | United Kingdom | 460438 | 294926 | Enderby 132Kv S Stn |  |  | 132 | Western Power Distribution (East Midlands) Plc | Solar | Photovoltaic | No |  | 0 | 49.9 | [13 empty] | Accepted to connect | [6 empty] | 49.9 | 49.9 | 52.5263 | 1 | 1.0526 | 2022-04-27 | 2023-03-02 | [6 empty] | 2022-09-04 01:02
|  | Merciapowerresponse(private rd no5)ltd | Private road site 1 | Land At Private Road Number 5 |  | Colwick industrial estate, | Nottingham | NG4 2JU | United Kingdom | 462559 | 340281 | Stoke Bardolph 132Kv | Nottingham East 33Kv S Stn |  | 33 | Western Power Distribution (East Midlands) Plc | Stored Energy (all stored energy irrespective of the original energy source) | Storage - Electrochemical (Batteries) | No |  | 0 | 1.3 | [13 empty] | Accepted to connect | [6 empty] | 1.3 | 1.3 | 1.3684 | 1.3 | 1.3684 | 2022-04-06 | 2022-12-01 | [6 empty] | 2022-09-04 01:02
|  | C/o brammer uk ltd (monedelez) |  |  | Marlbrook | Leominster | Herefordshire | HR6 0PQ | United Kingdom | 351266 | 253799 | Bishops Wood 132Kv S Stn | Hereford 66Kv S Stn | Bodenham 66 11Kv S Stn | 11 | Western Power Distribution (West Midlands) Plc | Biofuel - Other | Steam turbine (thermal power plant) | Yes |  | 0 | 2 | [13 empty] | Accepted to connect | [6 empty] | 2 | 0.0111 | 0.0117 | 0 | 0 | 2022-02-22 | 2022-10-02 | [6 empty] | 2022-09-04 01:02
|  | Anesco limited | Land on the east and west of, willington solar pv | Newton Lane | Bretby | Newton solney |  | DE15 0RU | United Kingdom | 429101 | 324626 | Drakelow 132Kv | Burton 33Kv |  | 33 | Western Power Distribution (East Midlands) Plc | Solar | Photovoltaic | No |  | 0 | 16.6 | [13 empty] | Accepted to connect | [6 empty] | 16.6 | 16.6 | 17.4737 | 0.1 | 0.1053 | 2022-04-12 | 2022-10-25 | [6 empty] | 2022-09-04 01:02
|  | H20 power towy limited | Ystradffin hydro power station, , import mpan | Ystradffin |  | Llandovery | Dyfed | SA20 0PH | United Kingdom | 277580 | 245880 | Swansea North Grid | Lampeter Grid |  | 33 | Western Power Distribution (South Wales) Plc | Water (flowing water or head of water) | Hydro - Run of river | No |  | 0 | 1.9 | [13 empty] | Accepted to connect | [6 empty] | 1.9 | 1.9 | 2 | 0 | 0 | 2022-04-13 | 2022-12-31 | [6 empty] | 2022-09-04 01:02
|  | Fpc electric land | - | Smith Road |  | Wednesbury |  | WS10 0PB | United Kingdom | 398471 | 294318 | Ocker Hill C 132Kv S Stn |  |  | 132 | Western Power Distribution (West Midlands) Plc | Stored Energy (all stored energy irrespective of the original energy source) | Storage - Electrochemical (Batteries) | No |  | 0 | 100 | [13 empty] | Accepted to connect | [6 empty] | 100 | 100 | 105.2632 | 100 | 105.2632 | 2022-04-07 | 2023-03-08 | [6 empty] | 2022-09-04 01:02
|  | Bsr applications limited | Land at | Newhouse Farm |  | Cotton | Stoke On Trent | ST10 3DT | United Kingdom | 405892 | 347978 | Cellarhead 132Kv | Forsbrook 33Kv S Stn |  | 33 | Western Power Distribution (West Midlands) Plc | Solar | Photovoltaic | No |  | 0 | 25 | [13 empty] | Accepted to connect | [6 empty] | 25 | 25 | 26.3158 | 0.3 | 0.3158 | 2022-06-07 | 2023-03-03 | [6 empty] | 2022-09-04 01:02
|  | S r construction | Site at | Morton Way |  | Thornbury | Gloucestershire | BS35 2HX | United Kingdom | 364900 | 189462 | Iron Acton 132Kv S Stn | Chipping Sodbury 132Kv S Stn | Alveston 33 11Kv S Stn | 11 | Western Power Distribution (West Midlands) Plc | Solar | Photovoltaic | No |  | 0 | 0.175 | [13 empty] | Accepted to connect | [6 empty] | 0.175 | 0.0875 | 0.0921 | 1.513 | 1.5926 | 2022-01-21 | 2023-01-26 | [6 empty] | 2022-09-04 01:02
|  | Rs acton - farm | Henley farm |  | Acton Scott | Church stretton |  | SY6 6RS | United Kingdom | 345043 | 288309 | Bishops Wood 132Kv S Stn | Ludlow 132Kv S Stn |  | 33 | Western Power Distribution (West Midlands) Plc | Solar | Photovoltaic | No |  | 0 | 10 | [13 empty] | Accepted to connect | [6 empty] | 10 | 10 | 10.5263 | 0.15 | 0.1579 | 2022-07-08 | 2023-03-02 | [6 empty] | 2022-09-04 01:02
|  | Rivington solar limited |  | Deepmore Lane | Four Ashes | Staffordshire |  | WV10 7DE | United Kingdom | 391891 | 308385 | Bushbury D 132Kv |  |  | 33 | Western Power Distribution (West Midlands) Plc | Solar | Photovoltaic | No |  | 0 | 18 | [13 empty] | Accepted to connect | [6 empty] | 18 | 18 | 18.9474 | 0.18 | 0.1895 | 2022-04-26 | 2023-08-01 | [6 empty] | 2022-09-04 01:02
|  | Cabot park solar ltd | Site at | Moorhouse Lane |  | Bristol |  | BS10 7RT | United Kingdom | 355148 | 179852 | Seabank Sgp | Avonmouth Bsp | Avonmouth | 11 | Western Power Distribution (South West) Plc | Solar | Photovoltaic | No |  | 0 | 3.5 | [13 empty] | Accepted to connect | [6 empty] | 3.5 | 3.5 | 3.6842 | 0.5 | 0.5263 | 2022-04-26 | 2023-05-30 | [6 empty] | 2022-09-04 01:02
|  | Opde uk ltd | Fleckney road bess, site at | Fleckney Road | Saddington | Harborough |  | LE8 0 | United Kingdom | [5 empty] | 132 | Western Power Distribution (East Midlands) Plc | Stored Energy (all stored energy irrespective of the original energy source) | Storage - Electrochemical (Batteries) | No |  | 0 | 49.9 | [13 empty] | Accepted to connect | [6 empty] | 49.9 | 49.9 | 52.5263 | 49.9 | 52.5263 | 2022-05-27 | 2023-10-30 | [6 empty] | 2022-09-04 01:02
|  | Ns solar 03 limited | Sherbourne farm solar | Sherbourne Farm |  | Warwick |  | CV35 8AD | United Kingdom | 425552 | 262008 | Berkswell 132Kv S Stn | Warwick 33Kv S Stn |  | 33 | Western Power Distribution (East Midlands) Plc | Solar | Photovoltaic | No |  | 0 | 25 | [13 empty] | Accepted to connect | [6 empty] | 25 | 25 | 26.3158 | 1 | 1.0526 | 2020-12-03 | 2023-03-09 | [6 empty] | 2022-09-04 01:02
|  | O&g devco limited |  | Patch Elm Lane |  | Rangeworthy | South Gloucestershire | BS37 | United Kingdom | 371038 | 183882 | Iron Acton 132Kv S Stn |  |  | 132 | Western Power Distribution (West Midlands) Plc | Solar | Photovoltaic | No |  | 0 | 200 | Stored Energy (all stored energy irrespective of the original energy source) | Storage - Electrochemical (Batteries) | No |  | 0 | 200 | [7 empty] | Accepted to connect | [6 empty] | 400 | 200 | 210.5263 | 200 | 210.5263 | 2022-05-31 | 2023-01-10 | [6 empty] | 2022-09-04 01:02
|  | Conrad energy(developments) ltd | Edwin richards quarry |  |  | Rowley regis |  | B65 9DS | United Kingdom |  |  | Oldbury 132Kv |  |  | 132 | Western Power Distribution (West Midlands) Plc | Stored Energy (all stored energy irrespective of the original energy source) | Storage - Electrochemical (Batteries) | No |  | 0 | 49.9 | [13 empty] | Accepted to connect | [6 empty] | 49.9 | 49.9 | 52.5263 | 49.9 | 52.5263 | 2022-06-30 | 2023-03-13 | [6 empty] | 2022-09-04 01:02
|  | Regener8 power | Tavistock solar farm | Mill Hill Lane |  | Tavistock |  | PL19 8NH | United Kingdom | 246995 | 74783 | Landulph Sgp | Ernesettle Bsp | Tavistock | 11 | Western Power Distribution (South West) Plc | Solar | Photovoltaic | No |  | 0 | 7 | [13 empty] | Accepted to connect | [6 empty] | 7 | 7 | 7.3684 | 0.2 | 0.2105 | 2022-04-26 | 2022-12-02 | [6 empty] | 2022-09-04 01:02
|  | Rwe renewables uk swindon limited | Pen march wind farm |  | Nr Dowlais | Merthyr tydfil |  |  | United Kingdom |  |  | Upper Boat | Dowlais Grid |  | 33 | Western Power Distribution (South Wales) Plc | Wind | Onshore wind turbines | No |  | 0 | 29.4 | [13 empty] | Accepted to connect | [6 empty] | 29.4 | 29.4 | 30.9474 | 0.2 | 0.2105 | 2022-04-14 | 2024-01-02 | [6 empty] | 2022-09-04 01:02
|  | Push energy limited | Ricoh (uk) products limited | Priorslee |  | Telford | Shropshire | TF2 9NS | United Kingdom | 371810 | 309368 | Ironbridge 132Kv S Stn | Ketley 132Kv S Stn | Snedshill 33 11Kv S Stn | 11 | Western Power Distribution (West Midlands) Plc | Solar | Photovoltaic | No |  | 0 | 1.23 | [13 empty] | Accepted to connect | [6 empty] | 1.23 | 1.23 | 1.2947 | 2.6 | 2.7368 | 2022-02-22 | 2022-09-10 | [6 empty] | 2022-09-04 01:02
|  | Anesco limited | - | Seeney Lane | Lea Marston | Warwickshire |  | B76 0DP | United Kingdom | 420263 | 294503 | Lea Marston 132Kv S Stn |  |  | 132 | Western Power Distribution (West Midlands) Plc | Stored Energy (all stored energy irrespective of the original energy source) | Storage - Electrochemical (Batteries) | No |  | 0 | 52 | [13 empty] | Accepted to connect | [6 empty] | 52 | 52 | 54.7368 | 52 | 54.7368 | 2022-05-25 | 2024-08-20 | [6 empty] | 2022-09-04 01:02
|  | O&g devco limited | Land on the north side of union lane | Union Lane | Trysull And Seisdon | South staffordshire |  | WV5 7JD | United Kingdom | 385754 | 294654 | Penn 132Kv S Stn |  |  | 132 | Western Power Distribution (West Midlands) Plc | Stored Energy (all stored energy irrespective of the original energy source) | Storage - Electrochemical (Batteries) | No |  | 0 | 51 | [13 empty] | Accepted to connect | [6 empty] | 51 | 51 | 53.6842 | 51 | 53.6842 | 2022-05-17 | 2023-05-04 | [6 empty] | 2022-09-04 01:02
|  | Bsr applications limited | - | Land At Leamington Road | Princethorpe | Rugby |  | CV23 9PY | United Kingdom | 439753 | 270630 | Berkswell 132Kv S Stn | Warwick 33Kv S Stn |  | 33 | Western Power Distribution (East Midlands) Plc | Solar | Photovoltaic | No |  | 0 | 12 | [13 empty] | Accepted to connect | [6 empty] | 12 | 12 | 12.6316 | 0.3 | 0.3158 | 2022-05-10 | 2022-12-13 | [6 empty] | 2022-09-04 01:02
|  | Elgin energy esco ltd | Fawsley estate solar farm | Fawsley |  | Daventry | Northamptonshire | NN11 3YS | United Kingdom | 454406 | 255532 | Coventry 132Kv S Stn | Daventry 33Kv S Stn |  | 33 | Western Power Distribution (East Midlands) Plc | Solar | Photovoltaic | No |  | 0 | 12 | [13 empty] | Accepted to connect | [6 empty] | 12 | 12 | 12.6316 | 0.1 | 0.1053 | 2022-07-06 | 2023-11-02 | [6 empty] | 2022-09-04 01:02
|  | Green power consultants limited | Pincots farm | Pincots Lane |  | Wickwar |  | GL12 8NY | United Kingdom | 372611 | 187258 | Iron Acton 132Kv S Stn | Chipping Sodbury 132Kv S Stn |  | 33 | Western Power Distribution (West Midlands) Plc | Stored Energy (all stored energy irrespective of the original energy source) | Storage - Electrochemical (Batteries) | No |  | 0 | 20 | [13 empty] | Accepted to connect | [6 empty] | 20 | 20 | 21.0526 | 20 | 21.0526 | 2022-06-22 | 2023-11-16 | [6 empty] | 2022-09-04 01:02
|  | Bsr applications limited | Land at higher overton farm | Overton Road |  | Congleton, |  | CW12 3QW | United Kingdom | 389768 | 361472 | Cellarhead 132Kv |  |  | 33 | Western Power Distribution (West Midlands) Plc | Solar | Photovoltaic | No |  | 0 | 25 | [13 empty] | Accepted to connect | [6 empty] | 25 | 25 | 26.3158 | 0.3 | 0.3158 | 2022-05-31 | 2023-02-02 | [6 empty] | 2022-09-04 01:02
|  | Pathfinder clean energy (pace) ukdev ltd | Uks648 | Land At Northeast Of Church Road |  |  | Gloucestershire | BS35 3SH | United Kingdom | 364023 | 186465 | Iron Acton 132Kv S Stn |  |  | 132 | Western Power Distribution (South West) Plc | Stored Energy (all stored energy irrespective of the original energy source) | Storage - Electrochemical (Batteries) | No |  | 0 | 69.8 | Solar | Photovoltaic | No |  | 0 | 49.8 | [7 empty] | Accepted to connect | [6 empty] | 119.6 | 69.8 | 73.4737 | 69.8 | 73.4737 | 2022-07-13 | 2023-12-05 | [6 empty] | 2022-09-04 01:02
|  | Dno consulting ltd | Higher bagmores farm | Woodbury |  | Exeter |  | EX5 1LA | United Kingdom | 300191 | 87244 |  |  |  | 132 | Western Power Distribution (South West) Plc | Stored Energy (all stored energy irrespective of the original energy source) | Storage - Electrochemical (Batteries) | No |  | 0 | 50 | [13 empty] | Accepted to connect | [6 empty] | 50 | 50 | 52.6316 | 50.6 | 53.2632 | 2022-04-06 | 2023-01-11 | [6 empty] | 2022-09-04 01:02
|  | Econergy international ltd | Flanders hall | Hurley |  | Atherstone |  | CV9 2JN | United Kingdom | 422960 | 294736 | Lea Marston 132Kv S Stn |  |  | 132 | Western Power Distribution (East Midlands) Plc | Solar | Photovoltaic | No |  | 0 | 49.9 | Stored Energy (all stored energy irrespective of the original energy source) | Storage - Electrochemical (Batteries) | No |  | 0 | 49.9 | [7 empty] | Accepted to connect | [6 empty] | 99.8 | 49.9 | 52.5263 | 49.9 | 52.5263 | 2022-05-31 | 2023-09-27 | [6 empty] | 2022-09-04 01:02
|  | Severn trent water limited | Kidderminster stw | Foley Drive |  | Kidderminster |  | DY11 7PS | United Kingdom | 382068 | 273910 | Bishops Wood 132Kv S Stn | Stourport 132 66 33Kv S Stn | Stourport 132/66/33/11Kv | 11 | Western Power Distribution (West Midlands) Plc | Solar | Photovoltaic | No |  | 0 | 1.063 | Biofuel - Sewage gas | Engine (combustion / reciprocating) | No |  | 0 | 0.625 | [7 empty] | Accepted to connect | [6 empty] | 1.688 | 1.688 | 1.7768 | 0.832 | 0.8758 | 2022-06-13 | 2022-10-28 | [6 empty] | 2022-09-04 01:02
|  | Infinis limited | Bletchley pv | Bletchley Road | Newton Longeville | Milton keynes |  | MK17 0AB | United Kingdom |  |  | East Claydon 132Kv S Stn | Bletchley 33Kv S Stn |  | 33 | Western Power Distribution (East Midlands) Plc | Solar | Photovoltaic | No |  | 0 | 7.5 | [13 empty] | Accepted to connect | [6 empty] | 7.5 | 7.5 | 7.8947 | 0.3 | 0.3158 | 2022-05-19 | 2024-11-19 | [6 empty] | 2022-09-04 01:02
|  | Mr charlie burnett | Plot 3, project number - 4026 | Land Off Callister Way |  | Burton-on-trent |  | DE14 2WQ | United Kingdom | 422580 | 322438 | Drakelow 132Kv | Burton South 33Kv S Stn | Wellington St 33 11Kv S Stn | 11 | Western Power Distribution (East Midlands) Plc | Solar | Photovoltaic | No |  | 0 | 0.1 | [13 empty] | Accepted to connect | [6 empty] | 0.1 | 0.1 | 0.1053 | 1.3 | 1.3684 | 2022-07-01 | 2022-12-09 | [6 empty] | 2022-09-04 01:02
|  | Exeter city council | Proposed battery storage | Clapperbrook Lane |  | Exeter |  |  | United Kingdom |  |  | Exeter Main Sgp | Exeter City Bsp | Haven Road | 11 | Western Power Distribution (South West) Plc | Solar | Photovoltaic | No |  | 0 | 0.98 | Stored Energy (all stored energy irrespective of the original energy source) | Storage - Electrochemical (Batteries) | No |  | 0 | 0.95 | [7 empty] | Accepted to connect | [6 empty] | 1.93 | 0.95 | 1 | 1 | 1.0526 | 2022-04-04 | 2022-11-01 | [6 empty] | 2022-09-04 01:02
|  | Don leiper consulting ltd | Southfields farm | Common Lane | Bramcote | Nottingham |  | NG9 3DT | United Kingdom | 450750 | 337280 | Ratcliffe On Soar 132Kv S Stn |  |  | 132 | Western Power Distribution (East Midlands) Plc | Stored Energy (all stored energy irrespective of the original energy source) | Storage - Electrochemical (Batteries) | No |  | 0 | 99.9 | [13 empty] | Accepted to connect | [6 empty] | 99.9 | 99.9 | 105.1579 | 99.9 | 105.1579 | 2022-03-30 | 2023-07-19 | [6 empty] | 2022-09-04 01:02
|  | Gridsource limited (fo | Land to the west | Side Of Norrington Lane | Broughton | Gifford |  | SN12 8LT | United Kingdom |  |  | Melksham Sgp |  |  | 132 | Western Power Distribution (South West) Plc | Stored Energy (all stored energy irrespective of the original energy source) | Storage - Electrochemical (Batteries) | No |  | 0 | 49.9 | [13 empty] | Accepted to connect | [6 empty] | 49.9 | 49.9 | 52.5263 | 20 | 21.0526 | 2022-06-14 | 2023-05-15 | [6 empty] | 2022-09-04 01:02
|  | Power generation (midlands) ltd | The forge site | Stourport Road |  | Kidderminster |  | DY11 7QE | United Kingdom | 382091 | 273709 | Bishops Wood 132Kv S Stn | Stourport 132 66 33Kv S Stn | Stourport 132/66/33/11Kv | 11 | Western Power Distribution (West Midlands) Plc | Waste | Steam turbine (thermal power plant) | Yes |  | 0 | 2.2 | [13 empty] | Accepted to connect | [6 empty] | 2.2 | 2.2 | 2.3158 | 4.5 | 4.7368 | 2022-03-09 | 2022-09-16 | [6 empty] | 2022-09-04 01:02
|  | Bluestone energy ltd | Raf newton | Rushcliffe | Nottingham |  |  | NG13 8HL | United Kingdom |  |  | Stoke Bardolph 132Kv |  |  | 132 | Western Power Distribution (East Midlands) Plc | Solar | Photovoltaic | No |  | 0 | 49.9 | [13 empty] | Accepted to connect | [6 empty] | 49.9 | 49.9 | 52.5263 | 0.6 | 0.6316 | 2022-05-05 | 2023-05-16 | [6 empty] | 2022-09-04 01:02
|  | Stark energy limited | Alstone farm | Alstone Lane | Haughton | Stafford | Staffordshire | ST18 9EQ | United Kingdom | 386955 | 319181 | Bushbury D 132Kv |  |  | 132 | Western Power Distribution (West Midlands) Plc | Solar | Photovoltaic | No |  | 0 | 43.4 | [13 empty] | Accepted to connect | [6 empty] | 43.4 | 43.4 | 45.6842 | 0.35 | 0.3684 | 2022-06-20 | 2023-10-17 | [6 empty] | 2022-09-04 01:02
|  | Evolution power limited | Gashay farm | Thorncombe |  | Somerset |  | TA20 4PW | United Kingdom | 337228 | 102038 | Axminster Sgp | Woodcote Bsp |  | 33 | Western Power Distribution (South West) Plc | Solar | Photovoltaic | No |  | 0 | 22 | Stored Energy (all stored energy irrespective of the original energy source) | Storage - Electrochemical (Batteries) | No |  | 0 | 20 | [7 empty] | Accepted to connect | [6 empty] | 42 | 22 | 23.1579 | 20 | 21.0526 | 2022-07-08 | 2023-10-31 | [6 empty] | 2022-09-04 01:02
|  | Pathfinder clean energy (pace) ukdev lt | Land north of bath road | Nearest Post Code Sn12 8Ef |  | Wiltshire |  |  | United Kingdom |  |  | Melksham Sgp |  |  | 132 | Western Power Distribution (South West) Plc | Solar | Photovoltaic | No |  | 0 | 49.5 | Stored Energy (all stored energy irrespective of the original energy source) | Storage - Electrochemical (Batteries) | No |  | 0 | 49.5 | [7 empty] | Accepted to connect | [6 empty] | 99 | 49.5 | 52.1053 | 49.5 | 52.1053 | 2022-03-18 | 2023-09-14 | [6 empty] | 2022-09-04 01:02
|  | The low carbon energy company | Hollow oak farm | Breach Oak Lane |  | Corley | West Midlands | CV7 8AW | United Kingdom | 430255 | 287202 | Coventry 132Kv S Stn | Nuneaton 33Kv S Stn | Newdigate 33 11Kv S Stn | 11 | Western Power Distribution (East Midlands) Plc | Solar | Photovoltaic | No |  | 0 | 1.16 | [13 empty] | Accepted to connect | [6 empty] | 1.16 | 1.16 | 1.221 | 0 | 0 | 2022-07-21 | 2022-10-31 | [6 empty] | 2022-09-04 01:02
|  | Caerphilly county borough council | Cwm ifor farm, solar park |  |  | Caerphilly |  | CF83 2TU | United Kingdom | 313635 | 189384 | Upper Boat | Upper Boat Bsp |  | 33 | Western Power Distribution (South Wales) Plc | Solar | Photovoltaic | No |  | 0 | 15 | [13 empty] | Accepted to connect | [6 empty] | 15 | 15 | 15.7895 | 0.05 | 0.0526 | 2022-03-28 | 2024-10-01 | [6 empty] | 2022-09-04 01:02
|  | Welsh power group limited | Rassau industrial estate |  | Rassau | Ebbw vale |  | NP23 5SD | United Kingdom | 315073 | 212367 | Rassau Gsp | Rassau West 132/11Kv S/S | Rassau West Primary | 11 | Western Power Distribution (South Wales) Plc | Stored Energy (all stored energy irrespective of the original energy source) | Storage - Electrochemical (Batteries) | No |  | 0 | 4 | [13 empty] | Accepted to connect | [6 empty] | 4 | 4 | 4.2105 | 4 | 4.2105 | 2022-06-09 | 2022-10-20 | [6 empty] | 2022-09-04 01:02
|  | Pennant walters (holdings) ltd |  | Red Ash Wind Farm | Ebbw Lave | Blaenau gwent |  |  | United Kingdom |  |  | Rassau Gsp | Ebbw Vale |  | 33 | Western Power Distribution (South Wales) Plc | Wind | Onshore wind turbines | No |  | 0 | 24.6 | [13 empty] | Accepted to connect | [6 empty] | 24.6 | 24.6 | 25.8947 | 0.36 | 0.379 | 2022-04-20 | 2022-11-30 | [6 empty] | 2022-09-04 01:02
|  | Green switch capital limited | Higher overton farm | - |  | Bishops tawton |  | EX32 0DX | United Kingdom | 257348 | 129305 | Alverdiscott Sgp | Barnstaple Bsp |  | 33 | Western Power Distribution (South West) Plc | Solar | Photovoltaic | No |  | 0 | 8 | [13 empty] | Accepted to connect | [6 empty] | 8 | 8 | 8.421 | 0.1 | 0.1053 | 2022-05-18 | 2023-12-13 | [6 empty] | 2022-09-04 01:02
|  | Mercia power response ltd | Land at bishops bowl fishery | Station Road | Bishops Itchington | Southam |  | CV47 2SR | United Kingdom |  |  | Berkswell 132Kv S Stn |  |  | 33 | Western Power Distribution (East Midlands) Plc | Stored Energy (all stored energy irrespective of the original energy source) | Storage - Electrochemical (Batteries) | No |  | 0 | 40 | [13 empty] | Accepted to connect | [6 empty] | 40 | 40 | 42.1053 | 40 | 42.1053 | 2022-05-19 | 2026-11-13 | [6 empty] | 2022-09-04 01:02
|  | Vy solar | Harpers home mix limited | Waldon Way | Holsworthy | Industrial estate holsworthy | Devon | EX22 6ER | United Kingdom | 234200 | 104816 | Alverdiscott Sgp | Pyworthy Bsp | Holsworthy | 11 | Western Power Distribution (South West) Plc | Solar | Photovoltaic | No |  | 0 | 0 | [13 empty] | Accepted to connect | [6 empty] | 0 | 0 | 0 | 2 | 2.1053 | 2022-05-27 | 2022-12-06 | [6 empty] | 2022-09-04 01:02
|  | Windel solar 12 ltd | Brentingby hall farm | Main Road | Brentingby | Melton mowbray |  | LE14 4RX | United Kingdom | 478438 | 318841 |  |  |  | 132 | Western Power Distribution (East Midlands) Plc | Solar | Photovoltaic | No |  | 0 | 35 | [13 empty] | Accepted to connect | [6 empty] | 35 | 35 | 36.8421 | 0.2 | 0.2105 | 2022-06-21 | 2023-10-30 | [6 empty] | 2022-09-04 01:02
|  | O&g devco limited |  | Kegworth Road | Gotham | Rushcliffe |  | NG11 0JS | United Kingdom | 453525 | 330437 | Ratcliffe On Soar 132Kv S Stn |  |  | 132 | Western Power Distribution (East Midlands) Plc | Solar | Photovoltaic | No |  | 0 | 140 | Stored Energy (all stored energy irrespective of the original energy source) | Storage - Electrochemical (Batteries) | No |  | 0 | 140 | [7 empty] | Accepted to connect | [6 empty] | 280 | 140 | 147.3684 | 140 | 147.3684 | 2022-05-11 | 2023-11-01 | [6 empty] | 2022-09-04 01:02
|  | Conrad energy (developments) ii limited | Land at armshead farm, ref cellarhead bess | Armshead Road |  | Werrington | Staffordshire | ST9 0NB | United Kingdom | 393772 | 348048 | Cellarhead 132Kv |  |  | 132 | Western Power Distribution (West Midlands) Plc | Stored Energy (all stored energy irrespective of the original energy source) | Storage - Electrochemical (Batteries) | No |  | 0 | 99 | [13 empty] | Accepted to connect | [6 empty] | 99 | 99 | 104.2105 | 99 | 104.2105 | 2022-08-05 | 2022-10-25 | [6 empty] | 2022-09-04 01:02
|  | Stark energy limited | Thorns farm, land adjoining |  | Aswardby | Sleaford |  | NG34 8SG | United Kingdom | 507565 | 340333 | Bicker Fen 132Kv S Stn |  |  | 33 | Western Power Distribution (East Midlands) Plc | Solar | Photovoltaic | No |  | 0 | 40 | [13 empty] | Accepted to connect | [6 empty] | 40 | 40 | 42.1053 | 0.35 | 0.3684 | 2022-07-11 | 2023-01-18 | [6 empty] | 2022-09-04 01:02
|  | Bluestone energy ltd | Woodhouse farm sutton | Church Lane | Lea Marston | Sutton coldfield |  | B76 0BJ | United Kingdom | 420340 | 293261 | Lea Marston 132Kv S Stn |  |  | 132 | Western Power Distribution (West Midlands) Plc | Stored Energy (all stored energy irrespective of the original energy source) | Storage - Electrochemical (Batteries) | No |  | 0 | 98 | [13 empty] | Accepted to connect | [6 empty] | 98 | 98 | 103.1579 | 109.6 | 115.3684 | 2022-08-04 | 2023-02-14 | [6 empty] | 2022-09-04 01:02
|  | Rolls-royce plc | Aerospace company, , import mpan | Gypsy Patch Lane | Little Stoke | Bristol | North Somerset | BS32 2QE | United Kingdom | 360914 | 181066 | Iron Acton Sgp | Lockleaze Bsp 132Kv |  | 33 | Western Power Distribution (South West) Plc | Solar | Photovoltaic | No |  | 0 | 0 | [13 empty] | Accepted to connect | [6 empty] | 0 | 0 | 0 | 20 | 21.0526 | 2022-06-08 | 2022-11-28 | [6 empty] | 2022-09-04 01:02
|  | Rolls-royce plc | Turbine test | Gipsy Patch Lane | Patchway | Bristol |  | BS34 6QD | United Kingdom | 360195 | 179137 | Iron Acton Sgp | Lockleaze Bsp 132Kv |  | 33 | Western Power Distribution (South West) Plc | Solar | Photovoltaic | No |  | 0 | 0 | [13 empty] | Accepted to connect | [6 empty] | 0 | 0 | 0 | 20 | 21.0526 | 2022-06-08 | 2023-11-08 | [6 empty] | 2022-09-04 01:02
|  | Stark energy limited | Land on the south west side of | Ryalls Lane |  | Cambridge | Gloucester |  | United Kingdom |  |  | Iron Acton 132Kv S Stn | Cambridge Arms 132Kv |  | 132 | Western Power Distribution (West Midlands) Plc | Stored Energy (all stored energy irrespective of the original energy source) | Storage - Electrochemical (Batteries) | No |  | 0 | 50 | [13 empty] | Accepted to connect | [6 empty] | 50 | 50 | 52.6316 | 50 | 52.6316 | 2022-07-06 | 2023-04-13 | [6 empty] | 2022-09-04 01:02
|  | Pace ukdev ltd | Uks749 | Land East Of : | Wombourne | Wolverhampton |  | WV5 0LU | United Kingdom | 386982 | 291837 | Penn 132Kv S Stn |  |  | 132 | Western Power Distribution (West Midlands) Plc | Solar | Photovoltaic | No |  | 0 | 49.5 | [13 empty] | Accepted to connect | [6 empty] | 49.5 | 49.5 | 52.1053 | 49.5 | 52.1053 | 2022-03-18 | 2023-02-14 | [6 empty] | 2022-09-04 01:02
|  | Solar southwest | Mw budget estimate | Ilton |  | Somerset |  |  | United Kingdom |  |  | Axminster Sgp | Woodcote Bsp | Dowlish Ford | 0.4 | Western Power Distribution (South West) Plc | Solar | Photovoltaic | No |  | 0 | 1.6 | [13 empty] | Accepted to connect | [6 empty] | 1.6 | 1.6 | 1.6842 | 0.05 | 0.0526 | 2022-05-24 | 2022-10-01 | [6 empty] | 2022-09-04 01:02
|  | Infranite renewables | The royal mint pv & wind turbine | Llantrisant B Park | Llantrisant | Llantrisant |  |  | United Kingdom |  |  | Upper Boat | Talbot Green Grid | Talbot Green Primary | 11 | Western Power Distribution (South Wales) Plc | Solar | Photovoltaic | No |  | 0 | 1 | [13 empty] | Accepted to connect | [6 empty] | 1 | 1 | 1.0526 | 0.1 | 0.1053 | 2022-02-15 | 2022-12-12 | [6 empty] | 2022-09-04 01:02
|  | Wave hub limited | Chi gallos | Hayle Marine Renewable Business Park | North Quay | Hayle |  | TR27 4DD | United Kingdom | 155736 | 37842 | Indian Queens Sgp | Hayle Bsp |  | 33 | Western Power Distribution (South West) Plc | Wind | Offshore wind turbines | No |  | 0 | 35 | [13 empty] | Accepted to connect | [6 empty] | 35 | 32 | 33.6842 | 1.5 | 1.5789 | 2022-08-08 | 2023-10-13 | [6 empty] | 2022-09-04 01:02
|  | Kier construction ltd | Plots 2 and 4, kings quarter | Market Parade |  | Gloucester |  | GL1 1LR | United Kingdom | 383286 | 218047 | Port Ham 132Kv S Stn | Castle Meads 33Kv S Stn | Commercial Rd 33 11Kv S Stn | 0.4 | Western Power Distribution (West Midlands) Plc | Solar | Photovoltaic | No |  | 0 | 0.12 | [13 empty] | Accepted to connect | [6 empty] | 0.12 | 0.12 | 0.1263 | 2.256 | 2.3747 | 2022-03-23 | 2023-01-01 | [6 empty] | 2022-09-04 01:02
|  | Green nation solar energy | Golden hill solar farm | 60 - 6823 | Golden Hill | Pembroke |  | SA71 4SZ | United Kingdom | 199048 | 202359 | Pembroke Power Station | Golden Hill Grid | Golden Hill Primary | 11 | Western Power Distribution (South Wales) Plc | Solar | Photovoltaic | No |  | 0 | 7 | [13 empty] | Accepted to connect | [6 empty] | 7 | 7 | 7.3684 | 0.1 | 0.1053 | 2022-03-21 | 2022-09-15 | [6 empty] | 2022-09-04 01:02
|  | Balance power projects ltd | Mile flat | Land At Hinksford Lane |  | Kingswinford |  | DY6 0BA | United Kingdom | 386989 | 289425 | Penn 132Kv S Stn |  |  | 33 | Western Power Distribution (West Midlands) Plc | Stored Energy (all stored energy irrespective of the original energy source) | Storage - Electrochemical (Batteries) | No |  | 0 | 49.5 | [13 empty] | Accepted to connect | [6 empty] | 49.5 | 49.5 | 52.1053 | 49.5 | 52.1053 | 2022-05-19 | 2023-01-25 | [6 empty] | 2022-09-04 01:02
|  | Balance power projects ltd | Hinksford | Land At Hinksford Lane |  | Kingswinford |  | DY6 0BA | United Kingdom | 386989 | 289425 | Penn 132Kv S Stn |  |  | 132 | Western Power Distribution (West Midlands) Plc | Stored Energy (all stored energy irrespective of the original energy source) | Storage - Electrochemical (Batteries) | No |  | 0 | 49.5 | [13 empty] | Accepted to connect | [6 empty] | 49.5 | 49.5 | 52.1053 | 49.5 | 52.1053 | 2022-05-19 | 2023-04-06 | [6 empty] | 2022-09-04 01:02
|  | Padero solaer ltd | 178, cox's brook bess | Tewkesbury Road |  | Twigworth |  | GL2 9PG | United Kingdom | 384165 | 221717 | Port Ham 132Kv S Stn |  |  | 33 | Western Power Distribution (West Midlands) Plc | Advanced Fuel (produced via gasification or pyrolysis of biofuel or waste) | Engine (combustion / reciprocating) | No |  | 0 | 20 | [13 empty] | Accepted to connect | [6 empty] | 20 | 20 | 21.0526 | 20 | 21.0526 | 2022-06-16 | 2023-01-16 | [6 empty] | 2022-09-04 01:02
|  | Lower coalmoor bess limited | Lower coalmoor farm | Coalmoor Lane | Coalmoor | Telford |  | TF4 3QB | United Kingdom | 366294 | 306881 | Ironbridge 132Kv S Stn |  |  | 132 | Western Power Distribution (West Midlands) Plc | Stored Energy (all stored energy irrespective of the original energy source) | Storage - Electrochemical (Batteries) | No |  | 0 | 49.9 | [13 empty] | Accepted to connect | [6 empty] | 49.9 | 49.9 | 52.5263 | 49.9 | 52.5263 | 2022-05-23 | 2023-02-15 | [6 empty] | 2022-09-04 01:02
|  | Trevarthian renewables ltd | Trevarthian solar farm |  | Trevarthian Farm | Marazion |  | TR17 0DU | United Kingdom | 153642 | 32104 | Indian Queens Sgp | Hayle Bsp |  | 132 | Western Power Distribution (South West) Plc | Solar | Photovoltaic | No |  | 0 | 30 | [13 empty] | Accepted to connect | [6 empty] | 30 | 30 | 31.5789 | 0.1 | 0.1053 | 2022-04-19 | 2023-04-13 | [6 empty] | 2022-09-04 01:02
|  | Innova renewables limited | Gooseberry hall solar farm | Hareway Lane |  | Warwick |  | CV35 8DD | United Kingdom | 429378 | 260821 | Berkswell 132Kv S Stn | Warwick 33Kv S Stn |  | 33 | Western Power Distribution (East Midlands) Plc | Solar | Photovoltaic | No |  | 0 | 20 | [13 empty] | Accepted to connect | [6 empty] | 20 | 20 | 21.0526 | 0.15 | 0.1579 | 2022-06-21 | 2023-11-01 | [6 empty] | 2022-09-04 01:02
|  | Infinis limited | Weldon | Kettering Road |  | Weldon | Northamptonshire | NN17 3RJ | United Kingdom |  |  | Grendon 132Kv S Stn | Corby No2 33Kv S Stn |  | 33 | Western Power Distribution (East Midlands) Plc | Solar | Photovoltaic | No |  | 0 | 20 | Stored Energy (all stored energy irrespective of the original energy source) | Storage - Electrochemical (Batteries) | No |  | 0 | 5 | [7 empty] | Accepted to connect | [6 empty] | 25 | 20 | 21.0526 | 5 | 5.2632 | 2022-08-19 | 2022-11-14 | [6 empty] | 2022-09-04 01:02
|  | Mercia power response ltd |  | Land Off Grey Friars Way |  | Stafford, |  | ST16 2SD | United Kingdom | 391627 | 324066 | Bushbury D 132Kv |  |  | 132 | Western Power Distribution (West Midlands) Plc | Stored Energy (all stored energy irrespective of the original energy source) | Storage - Electrochemical (Batteries) | No |  | 0 | 49.5 | [13 empty] | Accepted to connect | [6 empty] | 49.5 | 49.5 | 52.1053 | 49.5 | 52.1053 | 2022-05-20 | 2028-10-31 | [6 empty] | 2022-09-04 01:02
|  | Exagen | Site 7 | Land At |  | Walham |  | GL3 4RA | United Kingdom |  |  | Port Ham 132Kv S Stn | Castle Meads 33Kv S Stn | Brockworth 33 11Kv S Stn | 33 | Western Power Distribution (West Midlands) Plc | Stored Energy (all stored energy irrespective of the original energy source) | Storage - Electrochemical (Batteries) | No |  | 0 | 20 | [13 empty] | Accepted to connect | [6 empty] | 20 | 20 | 21.0526 | 20 | 21.0526 | 2022-07-11 | 2023-03-31 | [6 empty] | 2022-09-04 01:02
|  | Green power consultants limited | Lincoln solar | Station Road | Potterhanworth | Lincoln |  | LN4 1HY | United Kingdom |  |  | West Burton 132Kv S Stn | Lincoln Main No 1 33Kv S Stn |  | 33 | Western Power Distribution (East Midlands) Plc | Solar | Photovoltaic | No |  | 0 | 10 | [13 empty] | Accepted to connect | [6 empty] | 10 | 10 | 10.5263 | 0.25 | 0.2632 | 2022-08-10 | 2022-12-30 | [6 empty] | 2022-09-04 01:02
|  | Hydrock consultants limited | Trebal bess facility |  |  | St austell | Cornwall | PL26 8YH | United Kingdom | 203404 | 56914 | Indian Queens Sgp | St Austell Bsp |  | 33 | Western Power Distribution (South West) Plc | Stored Energy (all stored energy irrespective of the original energy source) | Storage - Electrochemical (Batteries) | No |  | 0 | 18 | [13 empty] | Accepted to connect | [6 empty] | 18 | 18 | 18.9474 | 18 | 18.9474 | 2022-06-08 | 2023-10-27 | [6 empty] | 2022-09-04 01:02
|  | Grenergy renewables uk limited | Tithe farm solar farm | Nottingham Road | Barrow Upon Soar | Charnwood | Leicestershire | LE12 8JA | United Kingdom | 458124 | 318708 | Ratcliffe On Soar 132Kv S Stn | Loughborough 33Kv S Stn |  | 33 | Western Power Distribution (East Midlands) Plc | Solar | Photovoltaic | No |  | 0 | 9.99 | [13 empty] | Accepted to connect | [6 empty] | 9.99 | 9.99 | 10.5158 | 0.35 | 0.3684 | 2022-05-25 | 2023-08-23 | [6 empty] | 2022-09-04 01:02
|  | Pathfinder clean energy (pace) ltd | Uks579 welton hill | Land South Of Water Lane |  | Bristol | Somerset | BS39 7SJ | United Kingdom | 365760 | 155314 | Seabank Sgp | Radstock Bsp 132Kv |  | 132 | Western Power Distribution (South West) Plc | Solar | Photovoltaic | No |  | 0 | 49.5 | Stored Energy (all stored energy irrespective of the original energy source) | Storage - Electrochemical (Batteries) | No |  | 0 | 49.5 | [7 empty] | Accepted to connect | [6 empty] | 99 | 49.5 | 52.1053 | 49.5 | 52.1053 | 2022-03-18 | 2023-08-14 | [6 empty] | 2022-09-04 01:02
|  | Conrad energy | Keynsham pv plant | Land At Manor Farm | Keynsham | Bristol |  | BS31 2TF | United Kingdom | 366296 | 165232 |  | Radstock 33Kv |  | 33 | Western Power Distribution (South West) Plc | Solar | Photovoltaic | No |  | 0 | 17.16 | [13 empty] | Accepted to connect | [6 empty] | 17.16 | 17.16 | 18.0632 | 0.3 | 0.3158 | 2022-03-22 | 2023-09-07 | [6 empty] | 2022-09-04 01:02
|  | Pathfinder clean energy (pace) ukdev | Land east of, uks560 clapton | Langley |  | Somerset |  | BA3 4DX | United Kingdom | 364060 | 153920 | Seabank Sgp | Radstock Bsp 132Kv |  | 132 | Western Power Distribution (South West) Plc | Solar | Photovoltaic | No |  | 0 | 49.5 | Stored Energy (all stored energy irrespective of the original energy source) | Storage - Electrochemical (Batteries) | No |  | 0 | 49.5 | [7 empty] | Accepted to connect | [6 empty] | 99 | 49.5 | 52.1053 | 49.5 | 52.1053 | 2022-03-18 | 2023-08-14 | [6 empty] | 2022-09-04 01:02
|  | Downing renewable developments llp | Trendeal solar farm |  |  | Newquay |  | TR8 5AZ | United Kingdom | 185978 | 53746 | Indian Queens Sgp |  |  | 132 | Western Power Distribution (South West) Plc | Solar | Photovoltaic | No |  | 0 | 49.9 | [13 empty] | Accepted to connect | [6 empty] | 49.9 | 49.9 | 52.5263 | 0.75 | 0.7895 | 2022-08-12 | 2024-01-04 | [6 empty] | 2022-09-04 01:02
|  | Blable ltd | St jidgey downs | St Jidgey |  | Wadebridge | Cornwall | PL27 7RF | United Kingdom | 194300 | 70347 | Indian Queens Sgp | St Tudy Bsp |  | 33 | Western Power Distribution (South West) Plc | Wind | Onshore wind turbines | No |  | 0 | 8.52 | [13 empty] | Accepted to connect | [6 empty] | 8.52 | 8.52 | 8.9684 | 0.5 | 0.5263 | 2022-07-13 | 2023-09-28 | [6 empty] | 2022-09-04 01:02
|  | Anglian water services ltd | (ebet) sewage works | Boltons Lane | Ingoldmells | Skegness | Lincolnshire | PE25 1JJ | United Kingdom | 556112 | 368215 | Bicker Fen 132Kv S Stn | Skegness 33Kv S Stn | Ingoldmells 33 11Kv S Stn | 11 | Western Power Distribution (East Midlands) Plc | Solar | Photovoltaic | No |  | 0 | 7 | [13 empty] | Accepted to connect | [6 empty] | 7 | 7 | 7.3684 | 0 | 0 | 2022-05-24 | 2022-10-26 | [6 empty] | 2022-09-04 01:02
|  | Stuart newbury | Fs637 childs way |  |  | Buckinghamshire |  | MK9 3DA | United Kingdom | 485917 | 238765 | East Claydon 132Kv S Stn | Bletchley 33Kv S Stn | Secklow Gate 33 11Kv S Stn | 11 | Western Power Distribution (East Midlands) Plc | Biomass | Steam turbine (thermal power plant) | No |  | 0 | 0 | [13 empty] | Accepted to connect | [6 empty] | 0 | 0 | 0 | 1.5 | 1.5789 | 2022-04-14 | 2022-11-04 | [6 empty] | 2022-09-04 01:02
|  | Sandbrook capital bes ltd | Site at | Ratcliffe-On-Soar |  | Nottingham |  | NG11 0EE | United Kingdom | 451409 | 329454 | Ratcliffe On Soar 132Kv S Stn |  |  | 132 | Western Power Distribution (East Midlands) Plc | Stored Energy (all stored energy irrespective of the original energy source) | Storage - Electrochemical (Batteries) | No |  | 0 | 99 | [13 empty] | Accepted to connect | [6 empty] | 99 | 99 | 104.2105 | 99 | 104.2105 | 2022-04-01 | 2024-07-12 | [6 empty] | 2022-09-04 01:02
|  | Chiltern renewables limited | Paradise lane bess storage | Paradise Lane | Featherstone | Wolverhampton |  | WV10 7NZ | United Kingdom | 392007 | 306595 | Bushbury D 132Kv |  |  | 132 | Western Power Distribution (West Midlands) Plc | Stored Energy (all stored energy irrespective of the original energy source) | Storage - Electrochemical (Batteries) | No |  | 0 | 99.9 | [13 empty] | Accepted to connect | [6 empty] | 99.9 | 99.9 | 105.1579 | 99.9 | 105.1579 | 2022-07-16 | 2023-04-28 | [6 empty] | 2022-09-04 01:02
|  | Harvest green developments | Wrafton laboratories (t/a perrigo) | Wrafton |  | Braunton | Devon | EX33 2DL | United Kingdom | 249369 | 135244 | Alverdiscott Sgp | East Yelland Bsp | Braunton | 11 | Western Power Distribution (South West) Plc | Solar | Photovoltaic | No |  | 0 | 1.232 | [13 empty] | Accepted to connect | [6 empty] | 1.232 | 0 | 0 | 0 | 0 | 2022-05-03 | 2023-05-12 | [6 empty] | 2022-09-04 01:02
|  | Boultbee brooks energy storage limited | 80mw battery | Ellbridge Lane |  | Saltash | Cornwall |  | United Kingdom |  |  | Landulph Sgp | Landulph Bsp |  | 132 | Western Power Distribution (South West) Plc | Stored Energy (all stored energy irrespective of the original energy source) | Storage - Electrochemical (Batteries) | No |  | 0 | 80 | [13 empty] | Accepted to connect | [6 empty] | 80 | 80 | 84.2105 | 80 | 84.2105 | 2022-07-29 | 2024-01-23 | [6 empty] | 2022-09-04 01:02
|  | Avon utilities and generation ltd | Southfields farm | Common Lane | Bramcote | Nottingham |  |  | United Kingdom |  |  | Ratcliffe On Soar 132Kv S Stn | Nottingham 33Kv S Stn |  | 33 | Western Power Distribution (East Midlands) Plc | Stored Energy (all stored energy irrespective of the original energy source) | Storage - Electrochemical (Batteries) | No |  | 0 | 30 | [13 empty] | Accepted to connect | [6 empty] | 30 | 30 | 31.5789 | 30 | 31.5789 | 2022-04-25 | 2023-09-06 | [6 empty] | 2022-09-04 01:02
|  | Basepower ltd | Tritax rugby = | Coventry Rd |  | Rugby |  | CV23 9LE | United Kingdom | 446239 | 271376 | Coventry 132Kv S Stn | Rugby 33Kv S Stn | Union Street 33 11Kv S Stn | 11 | Western Power Distribution (East Midlands) Plc | Fossil - Gas | Engine (combustion / reciprocating) | No |  | 0 | 2 | Solar | Photovoltaic | No |  | 0 | 0.5 | [7 empty] | Accepted to connect | [6 empty] | 2.5 | 2.5 | 2.6316 | 0 | 0 | 2022-07-12 | 2023-01-12 | [6 empty] | 2022-09-04 01:02
|  | Green switch capital ltd | Goodmerry farm |  | Quethiock | Liskeard |  | PL14 3SH | United Kingdom | 233392 | 64304 | Landulph Sgp | St Germans Bsp |  | 33 | Western Power Distribution (South West) Plc | Stored Energy (all stored energy irrespective of the original energy source) | Storage - Electrochemical (Batteries) | No |  | 0 | 15 | [13 empty] | Accepted to connect | [6 empty] | 15 | 15 | 15.7895 | 15 | 15.7895 | 2022-06-21 | 2023-11-09 | [6 empty] | 2022-09-04 01:02
|  | Windel energy ltd | Land at duffryn farm | Ely Valley Road | Ynysmaerdy | Pontyclun |  | CF72 8LN | United Kingdom | 303061 | 184662 | Upper Boat | Talbot Green Grid | Talbot Green Primary | 11 | Western Power Distribution (South Wales) Plc | Solar | Photovoltaic | No |  | 0 | 7.5 | [13 empty] | Accepted to connect | [6 empty] | 7.5 | 7.5 | 7.8947 | 0.05 | 0.0526 | 2022-06-22 | 2023-02-16 | [6 empty] | 2022-09-04 01:02
|  | Green switch capital limited | Bridge house farm | Land Near Stoke Cannon |  | Exeter |  | EX5 4BA | United Kingdom | 293962 | 98082 | Exeter Main Sgp | Sowton Bsp |  | 33 | Western Power Distribution (South West) Plc | Solar | Photovoltaic | No |  | 0 | 23.75 | [13 empty] | Accepted to connect | [6 empty] | 23.75 | 23.75 | 25 | 0.1 | 0.1053 | 2022-06-23 | 2023-05-23 | [6 empty] | 2022-09-04 01:02
|  | Capitas finance ltd | Rpc superfos | Schofield Road |  | Oakham | Rutland | LE15 6RW | United Kingdom | 485994 | 309744 | Grendon 132Kv S Stn | Oakham 33Kv S Stn | Oakham 11Kv S Stn | 11 | Western Power Distribution (East Midlands) Plc | Fossil - Gas | Engine (combustion / reciprocating) | No |  | 0 | 2.854 | [13 empty] | Accepted to connect | [6 empty] | 2.854 | 0 | 0 | 4.5 | 4.7368 | 2022-08-15 | 2022-11-08 | [6 empty] | 2022-09-04 01:02
|  | Custom solar ltd | Forterra | Hedging Lane | Wilnecote | Tamworth | Staffordshire | B77 5EU | United Kingdom | 422041 | 300310 | Lea Marston 132Kv S Stn | Tamworth 33Kv S Stn | Tamworth Grid 11Kv S Stn | 11 | Western Power Distribution (East Midlands) Plc | Solar | Photovoltaic | No |  | 0 | 0.99 | [13 empty] | Accepted to connect | [6 empty] | 0.99 | 0.99 | 1.0421 | 1.3 | 1.3684 | 2022-06-28 | 2022-10-20 | [6 empty] | 2022-09-04 01:02
|  | Custom solar ltd | Aston martin lagonda | St Athan |  | Vale of glamorgan |  | CF62 4WB | United Kingdom | 300935 | 169096 | Aberthaw Power Station | East Aberthaw | East Aberthaw Primary | 11 | Western Power Distribution (South Wales) Plc | Solar | Photovoltaic | No |  | 0 | 4.895 | [13 empty] | Accepted to connect | [6 empty] | 4.895 | 4.895 | 5.1526 | 4.5 | 4.7368 | 2022-07-07 | 2022-12-08 | [6 empty] | 2022-09-04 01:02
|  | Mercia power response ltd | Land adj to uttoxeter services | The Wharf |  | Uttoxeter | Staffordshire | ST14 5AU | United Kingdom |  |  | Willington 132Kv S Stn |  |  | 132 | Western Power Distribution (East Midlands) Plc | Stored Energy (all stored energy irrespective of the original energy source) | Storage - Electrochemical (Batteries) | No |  | 0 | 40 | [13 empty] | Accepted to connect | [6 empty] | 40 | 40 | 42.1053 | 40 | 42.1053 | 2022-06-27 | 2027-09-01 | [6 empty] | 2022-09-04 01:02
|  | Boultbee brooks energy storage limited | Glebe farm | Thrumpton Lane |  | Barton in fabis | Nottingham | NG11 0AH | United Kingdom | 452754 | 331239 | Ratcliffe On Soar 132Kv S Stn |  |  | 132 | Western Power Distribution (East Midlands) Plc | Stored Energy (all stored energy irrespective of the original energy source) | Storage - Electrochemical (Batteries) | No |  | 0 | 99.9 | [13 empty] | Accepted to connect | [6 empty] | 99.9 | 99.9 | 105.1579 | 99.9 | 105.1579 | 2022-05-11 | 2023-08-03 | [6 empty] | 2022-09-04 01:02
|  | Re project development | Ansty house farm bess | Land Adjoining Ansty House | Main Road | Ansty |  | CV7 9HZ | United Kingdom | 439807 | 283407 | Coventry 132Kv S Stn |  |  | 132 | Western Power Distribution (East Midlands) Plc | Stored Energy (all stored energy irrespective of the original energy source) | Storage - Electrochemical (Batteries) | No |  | 0 | 200 | [13 empty] | Accepted to connect | [6 empty] | 200 | 200 | 210.5263 | 200 | 210.5263 | 2022-07-22 | 2023-11-20 | [6 empty] | 2022-09-04 01:02
|  | Couch perry & wilkes llp | New cross hospital | Wolverhampton Road | Heath Town | Wolverhampton |  | WV10 0QP | United Kingdom |  |  | Bushbury D 132Kv | Wednesfield 132Kv S Stn | Wednesfield 132/11Kv | 11 | Western Power Distribution (West Midlands) Plc | Solar | Photovoltaic | No |  | 0 | 7 | [13 empty] | Accepted to connect | [6 empty] | 7 | 7 | 7.3684 | 12 | 12.6316 | 2022-05-16 | 2023-03-05 | [6 empty] | 2022-09-04 01:02
|  | Reg abergorki ltd | 42mw wind turbine | Maerdy Top |  | Maerdy |  | CF43 4FP | United Kingdom | 297245 | 199005 | Swansea North Grid | Hirwaun Grid | Maerdy | 11 | Western Power Distribution (South Wales) Plc | Wind | Onshore wind turbines | No |  | 0 | 4.2 | [13 empty] | Accepted to connect | [6 empty] | 4.2 | 4.2 | 4.4211 | 0.05 | 0.0526 | 2022-04-20 | 2022-12-30 | [6 empty] | 2022-09-04 01:02
|  | Jbm solar projects (uk) ltd | Rutland solar | Americas Lodge | Brooke | Rutland |  | LE15 8DF | United Kingdom | 485121 | 304833 |  |  |  | 132 | Western Power Distribution (East Midlands) Plc | Solar | Photovoltaic | No |  | 0 | 49.9 | [13 empty] | Accepted to connect | [6 empty] | 49.9 | 49.9 | 52.5263 | 0.25 | 0.2632 | 2022-07-15 | 2023-10-30 | [6 empty] | 2022-09-04 01:02
|  | Conrad energy (developments) ii limited | Tarmac whisby quarry, whisby floating solar | Eagle Road |  | Whisby |  | LN6 9BT | United Kingdom |  |  | West Burton 132Kv S Stn | Lincoln Main No 1 33Kv S Stn | Doddington Park 33 11Kv S Stn | 11 | Western Power Distribution (East Midlands) Plc | Solar | Photovoltaic | No |  | 0 | 5 | [13 empty] | Accepted to connect | [6 empty] | 5 | 5 | 5.2632 | 0.3 | 0.3158 | 2022-08-12 | 2022-12-13 | [6 empty] | 2022-09-04 01:02
|  | Abei energy green i i limited |  | Podington Road | Wymington | Rushden |  | NN10 9LN | United Kingdom | [5 empty] | 132 | Western Power Distribution (East Midlands) Plc | Solar | Photovoltaic | No |  | 0 | 80 | [13 empty] | Accepted to connect | [6 empty] | 80 | 80 | 84.2105 | 0 | 0 | 2022-08-04 | 2023-10-30 | [6 empty] | 2022-09-04 01:02
|  | Ylem energy limited | Scouse farm | Hawkchurch |  | Axminster |  | EX13 5UE | United Kingdom | 334464 | 99243 | Axminster Sgp |  |  | 132 | Western Power Distribution (South West) Plc | Stored Energy (all stored energy irrespective of the original energy source) | Storage - Electrochemical (Batteries) | No |  | 0 | 50 | [13 empty] | Accepted to connect | [6 empty] | 50 | 50 | 52.6316 | 50.5 | 53.1579 | 2022-07-12 | 2023-11-30 | [6 empty] | 2022-09-04 01:02
|  | Rivington solar limited | Parkhall farm | M1 |  | Barlborough |  | S43 4NX | United Kingdom | 447250 | 376951 | Chesterfield 132Kv S Stn | Whitwell 33Kv S Stn |  | 33 | Western Power Distribution (East Midlands) Plc | Solar | Photovoltaic | No |  | 0 | 15 | [13 empty] | Accepted to connect | [6 empty] | 15 | 15 | 15.7895 | 0.25 | 0.2632 | 2022-08-09 | 2022-11-23 | [6 empty] | 2022-09-04 01:02
|  | Padero solaer ltd | 178, cox's brook bess | Tewkesbury Road |  | Twigworth |  | GL2 9PG | United Kingdom | 384165 | 221717 | Port Ham 132Kv S Stn |  |  | 132 | Western Power Distribution (West Midlands) Plc | Stored Energy (all stored energy irrespective of the original energy source) | Storage - Electrochemical (Batteries) | No |  | 0 | 49.9 | [13 empty] | Accepted to connect | [6 empty] | 49.9 | 49.9 | 52.5263 | 49.9 | 52.5263 | 2022-08-10 | 2023-03-06 | [6 empty] | 2022-09-04 01:02
|  | Exagen development limited | Kitwell |  | Alvechurch | Birmingham |  | B48 7EA | United Kingdom | 405121 | 273582 | Kitwell 132Kv S Stn |  |  | 132 | Western Power Distribution (West Midlands) Plc | Stored Energy (all stored energy irrespective of the original energy source) | Storage - Electrochemical (Batteries) | No |  | 0 | 50 | [13 empty] | Accepted to connect | [6 empty] | 50 | 50 | 52.6316 | 50 | 52.6316 | 2022-05-23 | 2023-03-23 | [6 empty] | 2022-09-04 01:02
|  | Biffa waste services limited | Wanlip ad plant | Fillgingate | Wanlip | Liecester |  | LE7 4PF | United Kingdom | 460816 | 311021 | Ratcliffe On Soar 132Kv S Stn | Willoughby 33Kv S Stn | Syston 33 11Kv S Stn | 11 | Western Power Distribution (East Midlands) Plc | Fossil - Gas | Engine (combustion / reciprocating) | Yes |  | 0 | 1.5 | [13 empty] | Accepted to connect | [6 empty] | 1.5 | 1.5 | 1.5789 | 0.65 | 0.6842 | 2022-06-22 | 2023-06-07 | [6 empty] | 2022-09-04 01:02
|  | Voltalia | Lower bartestree farm | Bartestree |  | Dormington | Herefordshire | HR1 4HA | United Kingdom | 356813 | 240683 | Bishops Wood 132Kv S Stn |  |  | 132 | Western Power Distribution (West Midlands) Plc | Stored Energy (all stored energy irrespective of the original energy source) | Storage - Electrochemical (Batteries) | No |  | 0 | 40 | [13 empty] | Accepted to connect | [6 empty] | 40 | 40 | 42.1053 | 40 | 42.1053 | 2022-07-29 | 2023-01-13 | [6 empty] | 2022-09-04 01:02
|  | Padero solar ltd | Land adj brookthorpe court | Stroud Road |  | Gloucester |  | GL4 OUT | United Kingdom |  |  | Port Ham 132Kv S Stn | Castle Meads 33Kv S Stn | Tuffley 33 11Kv S Stn | 11 | Western Power Distribution (West Midlands) Plc | Solar | Photovoltaic | No |  | 0 | 8 | [13 empty] | Accepted to connect | [6 empty] | 8 | 8 | 8.421 | 0.055 | 0.0579 | 2022-04-19 | 2023-03-13 | [6 empty] | 2022-09-04 01:02
|  | Clearstone services limited | Hawkesbury lane bess | Hawkesbury Lane |  | Coventry |  | CV2 1NR | United Kingdom | 437230 | 284551 | Coventry 132Kv S Stn |  |  | 132 | Western Power Distribution (East Midlands) Plc | Stored Energy (all stored energy irrespective of the original energy source) | Storage - Electrochemical (Batteries) | No |  | 0 | 49.9 | [13 empty] | Accepted to connect | [6 empty] | 49.9 | 49.9 | 52.5263 | 49.9 | 52.5263 | 2022-07-22 | 2023-11-20 | [6 empty] | 2022-09-04 01:02
|  | Jbm solar projects (uk) ltd | Potters hill | Asfordby | Melton Mowbray | Melton | Leicestershire | LE14 3JP | United Kingdom | 473240 | 320795 | Grendon 132Kv S Stn | Melton Mowbray 33Kv S Stn | Holwell 33 11Kv S Stn | 33 | Western Power Distribution (East Midlands) Plc | Solar | Photovoltaic | No |  | 0 | 20 | [13 empty] | Accepted to connect | [6 empty] | 20 | 20 | 21.0526 | 0.1 | 0.1053 | 2022-08-08 | 2023-10-30 | [6 empty] | 2022-09-04 01:02
|  | Clearstone services limited | Beechwood farm bess | Hodgetts Lane | Berkswell | Coventry |  | CV7 7DG | United Kingdom | 425768 | 277819 | Berkswell 132Kv S Stn |  |  | 132 | Western Power Distribution (East Midlands) Plc | Stored Energy (all stored energy irrespective of the original energy source) | Storage - Electrochemical (Batteries) | No |  | 0 | 49.9 | [13 empty] | Accepted to connect | [6 empty] | 49.9 | 49.9 | 52.5263 | 49.9 | 52.5263 | 2022-05-24 | 2023-11-14 | [6 empty] | 2022-09-04 01:02
|  | Mypower | Churchill china limited, tunstall |  |  | Stoke on trent | Staffordshire | ST6 5NZ | United Kingdom | 385548 | 352577 | Cellarhead 132Kv | Burslem 132Kv S Stn | Burslem 132/33/11Kv | 0.4 | Western Power Distribution (West Midlands) Plc | Solar | Photovoltaic | No |  | 0 | 0.9993 | [13 empty] | Accepted to connect | [6 empty] | 0.9993 | 0.099 | 0.1042 | 2.6 | 2.7368 | 2022-07-04 | 2023-04-30 | [6 empty] | 2022-09-04 01:02
|  | Re projects development limited | Land at sintons end farm | - | Acton | Beauchamp | Worcester | WR6 5AE | United Kingdom | 368634 | 249093 | Bishops Wood 132Kv S Stn |  |  | 66 | Western Power Distribution (West Midlands) Plc | Solar | Photovoltaic | No |  | 0 | 20 | [13 empty] | Accepted to connect | [6 empty] | 20 | 20 | 21.0526 | 1 | 1.0526 | 2022-08-17 | 2023-01-17 | [6 empty] | 2022-09-04 01:02
|  | Re projects development limited | Park farm | Himley Park | Himley | Dudley |  | DY3 4DF | United Kingdom | 389050 | 291307 | Penn 132Kv S Stn |  |  | 132 | Western Power Distribution (West Midlands) Plc | Stored Energy (all stored energy irrespective of the original energy source) | Storage - Electrochemical (Batteries) | No |  | 0 | 50 | [13 empty] | Accepted to connect | [6 empty] | 50 | 50 | 52.6316 | 50 | 52.6316 | 2022-08-09 | 2022-12-23 | [6 empty] | 2022-09-04 01:02
|  | Hydrock consultants limited | Land at | Nene Valley Way |  | Northampton |  |  | United Kingdom | [5 empty] | 132 | Western Power Distribution (East Midlands) Plc | Stored Energy (all stored energy irrespective of the original energy source) | Storage - Electrochemical (Batteries) | No |  | 0 | 40 | [13 empty] | Accepted to connect | [6 empty] | 40 | 40 | 42.1053 | 40 | 42.1053 | 2022-08-04 | 2023-10-30 | [6 empty] | 2022-09-04 01:02
|  | Padero solaer ltd | Wells park farm | Little Toms |  | Cullompton |  | EX15 1LR | United Kingdom | 300403 | 108040 | Exeter Main Sgp | Tiverton Bsp | Cullompton | 11 | Western Power Distribution (South West) Plc | Solar | Photovoltaic | No |  | 0 | 6 | [13 empty] | Accepted to connect | [6 empty] | 6 | 6 | 6.3158 | 0.1 | 0.1053 | 2022-04-19 | 2023-02-07 | [6 empty] | 2022-09-04 01:02
|  | Jbm solar projects (uk) ltd | J162 waterleys farm | Greendale Farm | Whissendine | Rutland |  | LE15 7LB | United Kingdom | 482038 | 313452 |  |  |  | 132 | Western Power Distribution (East Midlands) Plc | Solar | Photovoltaic | No |  | 0 | 49.9 | [13 empty] | Accepted to connect | [6 empty] | 49.9 | 49.9 | 52.5263 | 0.25 | 0.2632 | 2022-07-15 | 2023-10-30 | [6 empty] | 2022-09-04 01:02
|  | British solar renewables limited | Great shelfin farm |  |  | Ilfracombe |  | EX34 8ND | United Kingdom | 252778 | 144147 | Alverdiscott Sgp | East Yelland Bsp | Ilfracombe | 33 | Western Power Distribution (South West) Plc | Solar | Photovoltaic | No |  | 0 | 20 | [13 empty] | Accepted to connect | [6 empty] | 20 | 20 | 21.0526 | 0.3 | 0.3158 | 2022-08-12 | 2024-01-04 | [6 empty] | 2022-09-04 01:02
|  | Tagenergy development uk | Coventry west energy park | Tanners Lane | Tanyard Farm | Tile hill | Coventry | CV7 7DD | United Kingdom | 426288 | 277586 | Berkswell 132Kv S Stn | Coventry West 33Kv S Stn |  | 33 | Western Power Distribution (East Midlands) Plc | Stored Energy (all stored energy irrespective of the original energy source) | Storage - Electrochemical (Batteries) | No |  | 0 | 30 | [13 empty] | Accepted to connect | [6 empty] | 30 | 30 | 31.5789 | 30 | 31.5789 | 2022-07-27 | 2026-10-30 | [6 empty] | 2022-09-04 01:02
|  | Mercer farming | Blakenhall park solar pv, import mpan | Green Lane | Barton Under Needwood | Burton on trent | Staffordshire | DE13 8AJ | United Kingdom | 417352 | 318115 | Drakelow 132Kv | Burton South 33Kv S Stn | Barton Under Needwood 33 11Kv S Stn | 11 | Western Power Distribution (East Midlands) Plc | Solar | Photovoltaic | No |  | 0 | 2 | [13 empty] | Accepted to connect | [6 empty] | 2 | 2 | 2.1053 | 0.75 | 0.7895 | 2022-06-08 | 2022-12-22 | [6 empty] | 2022-09-04 01:02
|  | Bsr energy | Land at blackaton farm | Torrington |  | Devon |  | EX38 7ET | United Kingdom | 250854 | 120556 | Alverdiscott Sgp | East Yelland Bsp | Bideford Main | 33 | Western Power Distribution (South West) Plc | Solar | Photovoltaic | No |  | 0 | 20 | [13 empty] | Accepted to connect | [6 empty] | 20 | 20 | 21.0526 | 0.3 | 0.3158 | 2022-08-12 | 2024-01-04 | [6 empty] | 2022-09-04 01:02
|  | Mercia power response ltd | Land at arqiva | Washford Cross Roundabout | Williton | Washford |  | TA23 0QB | United Kingdom | 305808 | 140976 | Taunton Sgp | Bowhays Cross Bsp |  | 33 | Western Power Distribution (South West) Plc | Stored Energy (all stored energy irrespective of the original energy source) | Storage - Electrochemical (Batteries) | No |  | 0 | 26 | [13 empty] | Accepted to connect | [6 empty] | 26 | 26 | 27.3684 | 26 | 27.3684 | 2022-05-24 | 2023-08-09 | [6 empty] | 2022-09-04 01:02
|  | Fpc electric land | Land at lincomb farm | Lincomb |  | Stourport-on-severn |  | DY13 9RB | United Kingdom | 382214 | 268720 | Bishops Wood 132Kv S Stn |  |  | 132 | Western Power Distribution (West Midlands) Plc | Stored Energy (all stored energy irrespective of the original energy source) | Storage - Electrochemical (Batteries) | No |  | 0 | 120 | [13 empty] | Accepted to connect | [6 empty] | 120 | 120 | 126.3158 | 120 | 126.3158 | 2022-06-09 | 2023-01-19 | [6 empty] | 2022-09-04 01:02
|  | Low carbon uk solar investment company | Anna house farm, lincoln solar farm | Holdingham |  | Sleaford |  | NG34 8NR | United Kingdom | 505985 | 347176 | Bicker Fen 132Kv S Stn | Sleaford 33Kv S Stn |  | 33 | Western Power Distribution (East Midlands) Plc | Solar | Photovoltaic | No |  | 0 | 19 | [13 empty] | Accepted to connect | [6 empty] | 19 | 19 | 20 | 0.15 | 0.1579 | 2022-08-03 | 2023-01-18 | [6 empty] | 2022-09-04 01:02
|  | Sandbrook capital bes ltd | Site at : |  |  | Ratcliffe-on-soar |  | NG11 0EE | United Kingdom | 451409 | 329454 | Ratcliffe On Soar 132Kv S Stn |  |  | 132 | Western Power Distribution (East Midlands) Plc | Stored Energy (all stored energy irrespective of the original energy source) | Storage - Electrochemical (Batteries) | No |  | 0 | 99.99 | [13 empty] | Accepted to connect | [6 empty] | 99.99 | 99.99 | 105.2526 | 99.99 | 105.2526 | 2022-06-16 | 2026-11-03 | [6 empty] | 2022-09-04 01:02
|  | Dno consulting ltd | Pool hall farm |  |  | Lower penn | Wolverhampton | WV4 4XN | United Kingdom |  |  | Penn 132Kv S Stn |  |  | 132 | Western Power Distribution (West Midlands) Plc | Stored Energy (all stored energy irrespective of the original energy source) | Storage - Electrochemical (Batteries) | No |  | 0 | 99.9 | [13 empty] | Accepted to connect | [6 empty] | 99.9 | 99.9 | 105.1579 | 99.9 | 105.1579 | 2022-08-09 | 2023-01-16 | [6 empty] | 2022-09-04 01:02
|  | Igp international prospecting limited | Pasture farm, pasture farm solar plant | Ermine Street | Welby | Grantham | Lincolnshire | NG32 3LU | United Kingdom | 497655 | 339788 | Bicker Fen 132Kv S Stn | Grantham 33Kv S Stn |  | 33 | Western Power Distribution (East Midlands) Plc | Solar | Photovoltaic | No |  | 0 | 45 | [13 empty] | Accepted to connect | [6 empty] | 45 | 45 | 47.3684 | 0.2 | 0.2105 | 2022-07-30 | 2022-11-15 | [6 empty] | 2022-09-04 01:02
|  | Enviromena developments uk limited | Ref 34322-2 | Land At Fillongley Pv |  | Coventry |  | CV7 8DW | United Kingdom | 426298 | 286021 | Coventry 132Kv S Stn | Nuneaton 33Kv S Stn |  | 33 | Western Power Distribution (East Midlands) Plc | Solar | Photovoltaic | No |  | 0 | 40 | [13 empty] | Accepted to connect | [6 empty] | 40 | 40 | 42.1053 | 0.1 | 0.1053 | 2022-08-04 | 2023-12-01 | [6 empty] | 2022-09-04 01:02
|  | Tritax symmetry (kettering) llp | Land south east |  |  | Kettering |  | NN15 5JR | United Kingdom | 490232 | 274306 |  |  |  | 11 | Western Power Distribution (East Midlands) Plc | Solar | Photovoltaic | No |  | 0 | 4 | [13 empty] | Accepted to connect | [6 empty] | 4 | 0 | 0 | 0 | 0 | 2022-06-06 | 2022-12-05 | [6 empty] | 2022-09-04 01:02
|  | Anesco limited | Land at grafton solar farm | Sudburough Road |  | Sudburough brigstock | Northamptonshire | NN14 3BS | United Kingdom | 495915 | 282969 |  |  |  | 132 | Western Power Distribution (East Midlands) Plc | Solar | Photovoltaic | No |  | 0 | 39.3 | [13 empty] | Accepted to connect | [6 empty] | 39.3 | 39.3 | 41.3684 | 0.15 | 0.1579 | 2022-08-04 | 2023-12-04 | [6 empty] | 2022-09-04 01:02
|  | Mr richard harris / tom williams |  |  |  | Bridgwater |  | TA6 3JS | United Kingdom | 330312 | 138721 | Bridgwater Sgp | Bridgwater Grid Bsp | Bath Road Primary | 11 | Western Power Distribution (South West) Plc | Solar | Photovoltaic | No |  | 0 | 2.7 | [13 empty] | Accepted to connect | [6 empty] | 2.7 | 2.7 | 2.8421 | 0.2 | 0.2105 | 2022-07-29 | 2022-11-03 | [6 empty] | 2022-09-04 01:02
|  | Meraki consultants limited | (formerly jewson view farm), riverside farm |  |  | Bath |  | BA1 7SD | United Kingdom | 378800 | 166652 | Melksham Sgp |  |  | 132 | Western Power Distribution (South West) Plc | Stored Energy (all stored energy irrespective of the original energy source) | Storage - Electrochemical (Batteries) | No |  | 0 | 49.9 | [13 empty] | Accepted to connect | [6 empty] | 49.9 | 49.9 | 52.5263 | 49.9 | 52.5263 | 2022-07-07 | 2023-11-29 | [6 empty] | 2022-09-04 01:02
|  | Green switch capital limited | Coyton barton farm |  |  | Ivybridge | Devon | PL21 9LD | United Kingdom | 260948 | 54043 |  |  |  | 132 | Western Power Distribution (South West) Plc | Stored Energy (all stored energy irrespective of the original energy source) | Storage - Electrochemical (Batteries) | No |  | 0 | 49.9 | [13 empty] | Accepted to connect | [6 empty] | 49.9 | 49.9 | 52.5263 | 49.9 | 52.5263 | 2022-08-04 | 2024-01-03 | [6 empty] | 2022-09-04 01:02
|  | Grid energizer ltd | Fox hill , normanton lane | Stamford Road | Normanton On Soar | Rushcliffe |  | LE12 5ER | United Kingdom | 452709 | 322702 | Ratcliffe On Soar 132Kv S Stn | Loughborough 33Kv S Stn |  | 33 | Western Power Distribution (East Midlands) Plc | Solar | Photovoltaic | No |  | 0 | 25.15 | [13 empty] | Accepted to connect | [6 empty] | 25.15 | 25.15 | 26.4737 | 0.49 | 0.5158 | 2022-08-16 | 2023-01-18 | [6 empty] | 2022-09-04 01:02
|  | Solar sense uk ltd |  | New Mills |  | Wotton-under-edge |  | GL12 8JR | United Kingdom | 373728 | 192934 | Iron Acton 132Kv S Stn | Ryeford 132Kv S Stn | Hammerley Down 33 11Kv S Stn | 11 | Western Power Distribution (West Midlands) Plc | Solar | Photovoltaic | No |  | 0 | 1.882 | [13 empty] | Accepted to connect | [6 empty] | 1.882 | 1.882 | 1.981 | 3 | 3.1579 | 2022-07-22 | 2023-06-01 | [6 empty] | 2022-09-04 01:02
|  | Brett martin ltd | Brett martin ltd | Stephenson Road |  | Chesterfield |  | S43 3JP | United Kingdom | 443343 | 374343 | Chesterfield 132Kv S Stn | Staveley 33Kv S Stn | Erin Road | 11 | Western Power Distribution (East Midlands) Plc | Solar | Photovoltaic | No |  | 0 | 0.998 | [13 empty] | Accepted to connect | [6 empty] | 0.998 | 0.998 | 1.0505 | 1.8 | 1.8947 | 2022-08-17 | 2022-11-09 | [6 empty] | 2022-09-04 01:02
|  | Cabot park solar ltd | Site at | Lawrence Weston Road |  | Bristol |  |  | United Kingdom |  |  | Seabank Sgp | Avonmouth Bsp | Avonmouth | 11 | Western Power Distribution (South West) Plc | Solar | Photovoltaic | No |  | 0 | 3 | Stored Energy (all stored energy irrespective of the original energy source) | Storage - Electrochemical (Batteries) | No |  | 0 | 0.5 | [7 empty] | Accepted to connect | [6 empty] | 3.5 | 3.5 | 3.6842 | 0.5 | 0.5263 | 2022-04-26 | 2023-05-30 | [6 empty] | 2022-09-04 01:02
|  | Anesco limited | Land at | Ebstree Road | Lower Penn | Seisdon | Staffordshire | WV5 7JE | United Kingdom | 385027 | 295706 | Penn 132Kv S Stn |  |  | 132 | Western Power Distribution (West Midlands) Plc | Stored Energy (all stored energy irrespective of the original energy source) | Storage - Electrochemical (Batteries) | No |  | 0 | 51.4 | [13 empty] | Accepted to connect | [6 empty] | 51.4 | 51.4 | 54.1053 | 51.4 | 54.1053 | 2022-07-30 | 2023-05-04 | [6 empty] | 2022-09-04 01:02
|  | Axiom developments ltd | Raf scampton solar | Scampton |  | Lincoln |  | LN1 2FX | United Kingdom |  |  | West Burton 132Kv S Stn |  |  | 132 | Western Power Distribution (East Midlands) Plc | Solar | Photovoltaic | No |  | 0 | 100 | [13 empty] | Accepted to connect | [6 empty] | 100 | 100 | 105.2632 | 0 | 0 | 2022-08-29 | 2023-12-27 | [6 empty] | 2022-09-04 01:02
|  | Green switch capital limited | Nettleworth farm |  | Forest Town | Mansfield |  | NG19 0JN | United Kingdom | 457577 | 362795 | Chesterfield 132Kv S Stn | Clipstone 33Kv S Stn |  | 33 | Western Power Distribution (East Midlands) Plc | Solar | Photovoltaic | No |  | 0 | 15 | Stored Energy (all stored energy irrespective of the original energy source) | Storage - Electrochemical (Batteries) | No |  | 0 | 8.5 | [7 empty] | Accepted to connect | [6 empty] | 23.5 | 15 | 15.7895 | 8.5 | 8.9474 | 2022-08-12 | 2023-01-09 | [6 empty] | 2022-09-04 01:02
|  | Hartpury university and hartpury college | Graze 2 building |  |  | Gloucester |  | GL19 3BE | United Kingdom | 379006 | 222931 | Bishops Wood 132Kv S Stn | Hereford 66Kv S Stn | Newent 66 11Kv S Stn | 11 | Western Power Distribution (West Midlands) Plc | Solar | Photovoltaic | No |  | 0 | 0.017 | [13 empty] | Accepted to connect | [6 empty] | 0.017 | 0.017 | 0.0179 | 3.75 | 3.9474 | 2022-05-06 | 2022-10-01 | [6 empty] | 2022-09-04 01:02
|  | Exagen development limited | Land at beacon house far | Wedgewood Lane | Gillow Heath | Stoke on trent |  | ST8 6RQ | United Kingdom | 387950 | 358744 | Cellarhead 132Kv |  |  | 33 | Western Power Distribution (West Midlands) Plc | Solar | Photovoltaic | No |  | 0 | 20 | [13 empty] | Accepted to connect | [6 empty] | 20 | 20 | 21.0526 | 0.5 | 0.5263 | 2022-07-20 | 2023-05-02 | [6 empty] | 2022-09-04 01:02
|  | Green switch capital limited | Shuttington fields farm |  | Shuttingham | Tamworth |  | B79 0HA, | United Kingdom |  |  | Lea Marston 132Kv S Stn | Tamworth 33Kv S Stn |  | 33 | Western Power Distribution (East Midlands) Plc | Solar | Photovoltaic | No |  | 0 | 18.25 | Stored Energy (all stored energy irrespective of the original energy source) | Storage - Electrochemical (Batteries) | No |  | 0 | 9 | [7 empty] | Accepted to connect | [6 empty] | 27.25 | 18.25 | 19.2105 | 9 | 9.4737 | 2022-07-18 | 2023-11-14 | [6 empty] | 2022-09-04 01:02
|  | Fpc electric land | Severn road avonmouth 70mw bess | Severn Road | Hallen | Bristol |  | BS10 7SE | United Kingdom | 354376 | 181119 | Seabank Sgp |  |  | 132 | Western Power Distribution (South West) Plc | Stored Energy (all stored energy irrespective of the original energy source) | Storage - Electrochemical (Batteries) | No |  | 0 | 70 | [13 empty] | Accepted to connect | [6 empty] | 70 | 70 | 73.6842 | 70 | 73.6842 | 2022-05-12 | 2023-10-05 | [6 empty] | 2022-09-04 01:02
|  | A j & r g barber ltd, | A j & r g barber ltd |  |  | Shepton mallet |  | BA4 6PR | United Kingdom | 362565 | 135998 | Seabank Sgp | Radstock Bsp 132Kv | Evercreech | 11 | Western Power Distribution (South West) Plc | Solar | Photovoltaic | No |  | 0 | 1 | [13 empty] | Accepted to connect | [6 empty] | 1 | 1 | 1.0526 | 0 | 0 | 2022-08-10 | 2022-11-16 | [6 empty] | 2022-09-04 01:02
|  | Avils consulting ltd | Land off : | Smoke Lane | Avonmouth | Bristol |  | BS11 0YT | United Kingdom | 335250 | 118050 | Seabank Sgp | Avonmouth Bsp |  | 33 | Western Power Distribution (South West) Plc | Stored Energy (all stored energy irrespective of the original energy source) | Storage - Electrochemical (Batteries) | No |  | 0 | 10 | [13 empty] | Accepted to connect | [6 empty] | 10 | 10 | 10.5263 | 10 | 10.5263 | 2022-05-20 | 2023-03-13 | [6 empty] | 2022-09-04 01:02
|  | Ylem energy limited | Land at | Clifton Boulevard |  | Nottingham |  | NG2 1AP | United Kingdom | 456459 | 337808 | Ratcliffe On Soar 132Kv S Stn |  |  | 132 | Western Power Distribution (East Midlands) Plc | Stored Energy (all stored energy irrespective of the original energy source) | Storage - Electrochemical (Batteries) | No |  | 0 | 50.5 | [13 empty] | Accepted to connect | [6 empty] | 50.5 | 50 | 52.6316 | 50.5 | 53.1579 | 2022-06-24 | 2023-10-24 | [6 empty] | 2022-09-04 01:02
|  | My power | Westland nurseries | Station Road | Offenham | Evesham |  | WR11 8LW | United Kingdom | 406531 | 245324 | Feckenham 66 11Kv S Stn | Feckenham 66/11Kv | Evesham 66 11Kv S Stn | 0.4 | Western Power Distribution (West Midlands) Plc | Solar | Photovoltaic | No |  | 0 | 0.24 | [13 empty] | Accepted to connect | [6 empty] | 0.24 | 0 | 0 | 1.9 | 2 | 2022-06-28 | 2022-12-06 | [6 empty] | 2022-09-04 01:02
|  | H w brown | Grovelands farm, , import mpan |  | East Haddon | Northampton | Northamptonshire | NN6 8DT | United Kingdom | 465845 | 268144 | Grendon 132Kv S Stn | Northampton West 33Kv S Stn | Chapel Brampton 33 11Kv S Stn | 11 | Western Power Distribution (East Midlands) Plc | Solar | Photovoltaic | No |  | 0 | 2 | [13 empty] | Accepted to connect | [6 empty] | 2 | 2 | 2.1053 | 0.1 | 0.1053 | 2022-08-02 | 2022-10-13 | [6 empty] | 2022-09-04 01:02
|  | Green power consultants limited | Bishops wood | Fourwinds | Crossway Green | Stour on severn |  | DY13 9SF | United Kingdom |  |  | Bishops Wood 132Kv S Stn |  |  | 132 | Western Power Distribution (West Midlands) Plc | Stored Energy (all stored energy irrespective of the original energy source) | Storage - Electrochemical (Batteries) | No |  | 0 | 100 | [13 empty] | Accepted to connect | [6 empty] | 100 | 100 | 105.2632 | 100 | 105.2632 | 2022-08-04 | 2023-03-02 | [6 empty] | 2022-09-04 01:02
|  | Alt-solar | Radnor hills water company |  | Heartsease, | Knighton | Powys, | LD7 1LU | United Kingdom | 335214 | 272634 | Bishops Wood 132Kv S Stn | Hereford 66Kv S Stn | Knighton 66 11Kv S Stn | 11 | Western Power Distribution (West Midlands) Plc | Solar | Photovoltaic | No |  | 0 | 2 | [13 empty] | Accepted to connect | [6 empty] | 2 | 2 | 2.1053 | 0 | 0 | 2022-07-04 | 2022-11-30 | [6 empty] | 2022-09-04 01:02
|  | Mercia power response ltd | 7, geddington rd (power staion name) | The Grove |  | Corby |  | NN18 8EW | United Kingdom | 490130 | 288758 | Grendon 132Kv S Stn | Corby No2 33Kv S Stn | Corby No2 11Kv S Stn | 11 | Western Power Distribution (East Midlands) Plc | Fossil - Coal gas | Engine (combustion / reciprocating) | No |  | 0 | 5.3 | [13 empty] | Accepted to connect | [6 empty] | 5.3 | 5 | 5.2632 | 0.15 | 0.1579 | 2022-06-20 | 2022-10-20 | [6 empty] | 2022-09-04 01:02
|  | Merry hill | Merry hill centre, store k extension |  |  | Brierley hill |  | DY5 1QZ | United Kingdom | 392504 | 287052 | Penn 132Kv S Stn | Woodside 132Kv S Stn | Woodside 132/11Kv | 0.4 | Western Power Distribution (West Midlands) Plc | Solar | Photovoltaic | No |  | 0 | 0.04 | [13 empty] | Accepted to connect | [6 empty] | 0.04 | 0.04 | 0.0421 | 1.35 | 1.421 | 2022-06-07 | 2022-10-10 | [6 empty] | 2022-09-04 01:02
|  | Sswuk ltd | Sandbay solar |  |  | Weston super mare |  | BS22 9YT | United Kingdom | 334150 | 164305 | Seabank Sgp | Weston Bsp 132Kv |  | 33 | Western Power Distribution (South West) Plc | Solar | Photovoltaic | No |  | 0 | 3.515 | [13 empty] | Accepted to connect | [6 empty] | 3.515 | 3.515 | 3.7 | 0 | 0 | 2022-08-24 | 2024-01-18 | [6 empty] | 2022-09-04 01:02
|  | North bristol trust | Southmead hospital | Monks Park Avenue | Southmead | Bristol |  | BS10 5NB | United Kingdom | 359057 | 177822 | Iron Acton Sgp | Lockleaze Bsp 132Kv | Filton Dc | 11 | Western Power Distribution (South West) Plc | Solar | Photovoltaic | No |  | 0 | 0.03 | [13 empty] | Accepted to connect | [6 empty] | 0.03 | 0.03 | 0.0316 | 5 | 5.2632 | 2022-08-08 | 2023-01-05 | [6 empty] | 2022-09-04 01:02
|  | Footprint zero | Unit e3 | Danny Morson Way | Dordon | Tamworth | Staffordshire | B78 1SE | United Kingdom | 425964 | 299282 | Lea Marston 132Kv S Stn | Tamworth 33Kv S Stn | Wood End 33 11Kv S Stn | 11 | Western Power Distribution (East Midlands) Plc | Solar | Photovoltaic | No |  | 0 | 2.4 | Stored Energy (all stored energy irrespective of the original energy source) | Storage - Electrochemical (Batteries) | No |  | 0 | 2 | [7 empty] | Accepted to connect | [6 empty] | 4.4 | 3.52 | 3.7053 | 1 | 1.0526 | 2022-05-16 | 2023-06-01 | [6 empty] | 2022-09-04 01:02
|  | Energy gain uk ltd | Clover nook industrial park, clover nook road, no1 | Somercotes |  | Alfreton |  |  | United Kingdom | 443838 | 355004 | Chesterfield 132Kv S Stn | Pinxton 132Kv S Stn | Pinxton 11Kv S Stn | 0.4 | Western Power Distribution (East Midlands) Plc | Solar | Photovoltaic | No |  | 0 | 0.55 | [13 empty] | Accepted to connect | [6 empty] | 0.55 | 0 | 0 | 4 | 4.2105 | 2022-05-24 | 2023-02-03 | [6 empty] | 2022-09-04 01:02
|  | Energy gain uk ltd | Eurocell profiles limited | Birchwood Way | Somercotes | Alfreton | Derbyshire | DE55 4QQ | United Kingdom | 442380 | 354315 | Chesterfield 132Kv S Stn | Alfreton 33Kv S Stn | Somercotes 33 11Kv S Stn | 0.4 | Western Power Distribution (East Midlands) Plc | Solar | Photovoltaic | No |  | 0 | 0.55 | [13 empty] | Accepted to connect | [6 empty] | 0.55 | 0 | 0 | 1.5 | 1.5789 | 2022-05-24 | 2023-02-03 | [6 empty] | 2022-09-04 01:02
|  | Uk alternative energy limited | Dynex semiconductor limited | Doddington Road |  | Lincoln | Lincolnshire | LN6 3LF | United Kingdom | 492855 | 368553 | West Burton 132Kv S Stn | Lincoln Main No 1 33Kv S Stn | Doddington Park 33 11Kv S Stn | 11 | Western Power Distribution (East Midlands) Plc | Solar | Photovoltaic | No |  | 0 | 0.25 | [13 empty] | Accepted to connect | [6 empty] | 0.25 | 0.25 | 0.2632 | 3.5 | 3.6842 | 2022-06-30 | 2023-12-30 | [6 empty] | 2022-09-04 01:02
|  | Synthetic power ltd | Ludlow solar farm | Steventon Manor |  | Steventon | Ludlow | SY8 4BN | United Kingdom | 352176 | 274154 | Bishops Wood 132Kv S Stn |  |  | 33 | Western Power Distribution (West Midlands) Plc | Stored Energy (all stored energy irrespective of the original energy source) | Storage - Electrochemical (Batteries) | No |  | 0 | 22.8 | [13 empty] | Accepted to connect | [6 empty] | 22.8 | 22.8 | 24 | 22.8 | 24 | 2022-08-08 | 2022-12-30 | [6 empty] | 2022-09-04 01:02
|  | Pendulum power consultants ltd |  | Cherwell Valley Silos | Twyford | Banbury |  | OX17 3AA | United Kingdom | 448692 | 237475 | East Claydon 132Kv S Stn | Banbury 132Kv S Stn | Banbury 132/11Kv | 11 | Western Power Distribution (West Midlands) Plc | Solar | Photovoltaic | No |  | 0 | 2 | [13 empty] | Accepted to connect | [6 empty] | 2 | 2 | 2.1053 | 0.7 | 0.7368 | 2022-08-17 | 2022-10-31 | [6 empty] | 2022-09-04 01:02
|  | Harlaxton engineering services ltd | 8346 | Sleaford Moor Enterprise Park | Sleafrod | Lincolnshire |  | NG34 8GJ | United Kingdom | 507805 | 347020 | Bicker Fen 132Kv S Stn | Sleaford 33Kv S Stn | Ruskington 33 11Kv S Stn | 11 | Western Power Distribution (East Midlands) Plc | Solar | Photovoltaic | No |  | 0 | 0.249 | [13 empty] | Accepted to connect | [6 empty] | 0.249 | 0.249 | 0.2621 | 5.22 | 5.4947 | 2022-07-13 | 2023-01-24 | [6 empty] | 2022-09-04 01:02
|  | Padero solaer | Taunton park and ride | Silk Mills Road |  | Roughmoor | Taunton | TA1 5AA | United Kingdom | 320582 | 125304 | Taunton Sgp | Taunton Main Bsp |  | 33 | Western Power Distribution (South West) Plc | Solar | Photovoltaic | No |  | 0 | 8.3 | [13 empty] | Accepted to connect | [6 empty] | 8.3 | 8.3 | 8.7368 | 0.1 | 0.1053 | 2022-07-14 | 2024-01-10 | [6 empty] | 2022-09-04 01:02
|  | Horna bess ltd | Land lying to the north-west of | Station Road Farm | Station Road | Sandford | Winscombe | BS25 5RF | United Kingdom | 341758 | 159705 | Bridgwater Sgp | Churchill Bsp 132Kv |  | 132 | Western Power Distribution (South West) Plc | Stored Energy (all stored energy irrespective of the original energy source) | Storage - Electrochemical (Batteries) | No |  | 0 | 100 | [13 empty] | Accepted to connect | [6 empty] | 100 | 100 | 105.2632 | 100 | 105.2632 | 2022-08-25 | 2023-01-20 | [6 empty] | 2022-09-04 01:02
|  | Mypower | Richard reed warehouse, leeways packaging | Laymore Road |  | Cinderford | Gloucestershire | GL14 2YH | United Kingdom | 364852 | 214147 | Port Ham 132Kv S Stn | Lydney 33Kv S Stn | Bilson 33 11Kv S Stn | 11 | Western Power Distribution (West Midlands) Plc | Solar | Photovoltaic | No |  | 0 | 0.8 | [13 empty] | Accepted to connect | [6 empty] | 0.8 | 0.494 | 0.52 | 1.3 | 1.3684 | 2022-06-13 | 2022-10-27 | [6 empty] | 2022-09-04 01:02
|  | Bordersley power limited | Generation site | Liverpool Street |  | Birmingham |  | B9 4DS | United Kingdom | 408181 | 286485 | Nechells East 132Kv S Stn | Bordesley 132 11Kv S Stn | Bordesley 132/11Kv | 11 | Western Power Distribution (West Midlands) Plc | Fossil - Gas | Engine (combustion / reciprocating) | No |  | 0 | 5.352 | [13 empty] | Accepted to connect | [6 empty] | 5.352 | 5.352 | 5.6337 | 0.15 | 0.1579 | 2022-07-14 | 2022-11-23 | [6 empty] | 2022-09-04 01:02
|  | Intelligent alternatives limited | Aller court | Church Path | Aller | Langport | Somerset | TA10 0QR | United Kingdom | 339570 | 128877 | Bridgwater Sgp | Bridgwater Grid Bsp |  | 33 | Western Power Distribution (South West) Plc | Stored Energy (all stored energy irrespective of the original energy source) | Storage - Electrochemical (Batteries) | No |  | 0 | 5 | Solar | Photovoltaic | No |  | 0 | 5 | [7 empty] | Accepted to connect | [6 empty] | 10 | 5 | 5.2632 | 5 | 5.2632 | 2022-07-20 | 2023-05-08 | [6 empty] | 2022-09-04 01:02
|  | Aton energy development limited | Land at | Drove Way | Banwell | Weston-super-mare | North Somerset | BS24 6TL | United Kingdom | 341379 | 161501 | Seabank Sgp | Weston Bsp 132Kv |  | 132 | Western Power Distribution (South West) Plc | Stored Energy (all stored energy irrespective of the original energy source) | Storage - Electrochemical (Batteries) | No |  | 0 | 100 | [13 empty] | Accepted to connect | [6 empty] | 100 | 100 | 105.2632 | 100 | 105.2632 | 2022-07-15 | 2023-12-07 | [6 empty] | 2022-09-04 01:02
|  | Biogas technology limited | Site at | Marshall Road | Plympton | Plymouth |  | PL7 4NW | United Kingdom | 252153 | 56721 | Abham Sgp | Plymouth Bsp | Longbridge | 11 | Western Power Distribution (South West) Plc | Fossil - Gas | Engine (combustion / reciprocating) | No |  | 0 | 7 | [13 empty] | Accepted to connect | [6 empty] | 7 | 7 | 7.3684 | 0.2 | 0.2105 | 2022-06-27 | 2022-11-23 | [6 empty] | 2022-09-04 01:02
|  | Green switch capital ltd | Land at | Frogwell |  | Callington | Cornwall | PL17 7HN | United Kingdom | 234739 | 68645 | Landulph Sgp | St Germans Bsp |  | 33 | Western Power Distribution (South West) Plc | Stored Energy (all stored energy irrespective of the original energy source) | Storage - Electrochemical (Batteries) | No |  | 0 | 15 | [13 empty] | Accepted to connect | [6 empty] | 15 | 15 | 15.7895 | 15 | 15.7895 | 2022-07-19 | 2023-12-11 | [6 empty] | 2022-09-04 01:02
|  | Lana banton | Sterling lines |  |  | Hereford | Herefordshire | HR4 7DD | United Kingdom | 351476 | 238166 | Bishops Wood 132Kv S Stn | Hereford 66Kv S Stn | Hereford North 66 11Kv S Stn | 11 | Western Power Distribution (West Midlands) Plc | Solar | Photovoltaic | No |  | 0 | 3.2 | [13 empty] | Accepted to connect | [6 empty] | 3.2 | 3.2 | 3.3684 | 6 | 6.3158 | 2022-08-24 | 2022-11-02 | [6 empty] | 2022-09-04 01:02
|  | Jbm solar projects (uk) ltd | Stoke bardolph | Stragglethorpe Road | Cotgrave | Rushcliffe |  | NG12 2JW | United Kingdom | 466001 | 336660 | Ratcliffe On Soar 132Kv S Stn | Nottingham 33Kv S Stn |  | 33 | Western Power Distribution (East Midlands) Plc | Solar | Photovoltaic | No |  | 0 | 20 | [13 empty] | Accepted to connect | [6 empty] | 20 | 20 | 21.0526 | 7 | 7.3684 | 2022-08-30 | 2023-12-27 | [6 empty] | 2022-09-04 01:02
|  | Watt energy saver ltd | Sherwood lodge, , constabulary: force hq | Sherwood Lodge Drive |  | Arnold | Nottinghamshire | NG5 8PP | United Kingdom | 457393 | 350428 | Chesterfield 132Kv S Stn | Annesley 33Kv S Stn | Hucknall 33 11Kv S Stn | 0.4 | Western Power Distribution (East Midlands) Plc | Solar | Photovoltaic | No |  | 0 | 0.12 | [13 empty] | Accepted to connect | [6 empty] | 0.12 | 0.12 | 0.1263 | 1.2 | 1.2632 | 2022-08-23 | 2022-11-09 | [6 empty] | 2022-09-04 01:02
|  | Intelligent alternatives |  | Land On The North Side Of Leake Road | Gotham | Nottingham |  |  | United Kingdom |  |  | Ratcliffe On Soar 132Kv S Stn |  |  | 132 | Western Power Distribution (East Midlands) Plc | Stored Energy (all stored energy irrespective of the original energy source) | Storage - Electrochemical (Batteries) | No |  | 0 | 200 | Solar | Photovoltaic | No |  | 0 | 30 | [7 empty] | Accepted to connect | [6 empty] | 230 | 200 | 210.5263 | 200 | 210.5263 | 2022-08-16 | 2023-01-23 | [6 empty] | 2022-09-04 01:02
|  | Integrum renewable energy | Hucklebatch farm bess |  | Knighton-On-Teme | Tenbury wells |  | WR15 8LY | United Kingdom | 363087 | 270069 | Bishops Wood 132Kv S Stn |  |  | 132 | Western Power Distribution (West Midlands) Plc | Stored Energy (all stored energy irrespective of the original energy source) | Storage - Electrochemical (Batteries) | No |  | 0 | 60 | [13 empty] | Accepted to connect | [6 empty] | 60 | 60 | 63.1579 | 40 | 42.1053 | 2022-08-22 | 2023-03-16 | [6 empty] | 2022-09-04 01:02
|  | Mr robin heffter | Allstone house |  |  | Gloucester |  | GL1 3QD | United Kingdom | 384553 | 218469 | Port Ham 132Kv S Stn | Castle Meads 33Kv S Stn | Commercial Rd 33 11Kv S Stn | 11 | Western Power Distribution (West Midlands) Plc | Biofuel - Other | Engine (combustion / reciprocating) | Yes |  | 0 | 2 | [13 empty] | Accepted to connect | [6 empty] | 2 | 2 | 2.1053 | 0.8 | 0.8421 | 2022-07-07 | 2022-12-13 | [6 empty] | 2022-09-04 01:02
|  | Eme power systems | Cummins engine co ltd | Royal Oak Way South |  | Daventry | Northamptonshire | NN11 8NU | United Kingdom | 456246 | 262963 | Coventry 132Kv S Stn | Daventry 33Kv S Stn | Braunston Road 33 11Kv S Stn | 0.4 | Western Power Distribution (East Midlands) Plc | Solar | Photovoltaic | No |  | 0 | 1.2 | [13 empty] | Accepted to connect | [6 empty] | 1.2 | 1.2 | 1.2632 | 0 | 0 | 2022-07-29 | 2022-12-23 | [6 empty] | 2022-09-04 01:02
|  | F r p mercia holdco ltd | Park farm industrial estate | Land Off Woolaston Road |  | Redditch |  | B98 7SG | United Kingdom | 406097 | 265705 | Feckenham 66 11Kv S Stn | Feckenham 66/11Kv | Ipsley 66 11Kv S Stn | 11 | Western Power Distribution (West Midlands) Plc | Fossil - Gas | Gas turbine (OCGT) | No |  | 0 | 6.9 | [13 empty] | Accepted to connect | [6 empty] | 6.9 | 6.9 | 7.2632 | 0 | 0 | 2022-07-25 | 2023-04-01 | [6 empty] | 2022-09-04 01:02
|  | Infinite renewables group ltd | Trm wind turbine | The Royal Mint |  | Llantrisant |  | CF72 8YT | United Kingdom | 304041 | 185003 | Upper Boat | Talbot Green Grid | Talbot Green Primary | 11 | Western Power Distribution (South Wales) Plc | Wind | Onshore wind turbines | No |  | 0 | 0.999 | [13 empty] | Accepted to connect | [6 empty] | 0.999 | 0 | 0 | 2.5 | 2.6316 | 2022-08-01 | 2022-10-20 | [6 empty] | 2022-09-04 01:02
|  | Balance power projects ltd | New haden industrial estate, mb trucks ltd | Draycott Cross Road |  | Cheadle |  | ST10 1PN | United Kingdom |  |  | Cellarhead 132Kv |  |  | 33 | Western Power Distribution (West Midlands) Plc | Stored Energy (all stored energy irrespective of the original energy source) | Storage - Electrochemical (Batteries) | No |  | 0 | 40 | [13 empty] | Accepted to connect | [6 empty] | 40 | 40 | 42.1053 | 40 | 42.1053 | 2022-08-02 | 2022-12-06 | [6 empty] | 2022-09-04 01:02
|  | Parabel uk ltd | New orchard farm | Puxton Lane | Hewish | Weston-super-mare |  | BS24 6TA | United Kingdom | 340777 | 163337 | Bridgwater Sgp | Churchill Bsp 132Kv |  | 33 | Western Power Distribution (South West) Plc | Solar | Photovoltaic | No |  | 0 | 10 | [13 empty] | Accepted to connect | [6 empty] | 10 | 10 | 10.5263 | 0.25 | 0.2632 | 2022-08-30 | 2023-01-24 | [6 empty] | 2022-09-04 01:02
|  | Parabel uk ltd | Ashlawn farm | Rooksbridge |  | Axbridge | Somerset | BS26 2TS | United Kingdom | 336583 | 152231 | Bridgwater Sgp | Churchill Bsp 132Kv | Axbridge | 33 | Western Power Distribution (South West) Plc | Solar | Photovoltaic | No |  | 0 | 12 | [13 empty] | Accepted to connect | [6 empty] | 12 | 12 | 12.6316 | 0.025 | 0.0263 | 2022-08-30 | 2023-01-24 | [6 empty] | 2022-09-04 01:02
|  | Envevo limited | 19, welcome break gordano | M5 |  | Bristol | England | BS20 7XG | United Kingdom | 350900 | 175611 |  |  |  | 11 | Western Power Distribution (South West) Plc | Solar | Photovoltaic | No |  | 0 | 0 | [13 empty] | Accepted to connect | [6 empty] | 0 | 0 | 0 | 4.2 | 4.4211 | 2022-03-14 | 2023-05-15 | [6 empty] | 2022-09-04 01:02

## Definitions Part 2 (DSR)
Part 2
Introduction
For clarity, sites subject to a DSR Contract associated with consumption units are shown in Part 2 of the Embedded Capacity Register. Sites associated with generation (including storage) are shown in Part 1 of the Embedded Capacity Register.
Register Definitions
| Heading | Explanation
General Data
| Import MPAN / MSID | The core meter point administration number, a 13-digit reference used in MPAS to identify the relevant Metering Point. For sites subject to a DSR contract and for storage sites, the "Import" MPAN (or MSID for CVA registered sites) should be included. For generation sites, including generators taking on-site supplies, please indicate "not applicable". For "Accepted to Connect" storage sites, please indicate "data not available".
| Customer Name | Name of party that is connected or contracted to connect.
| Customer Site | Name of customer site/project name.
| Address Line 1 | Address line 1 of the Customer Site.
| Address Line 2 | Address line 2 of the Customer Site.
| Town/ City | Town / City of the Customer Site.
| County | County of the Customer Site.
| Postcode | Postcode of the Customer Site.
| Country | GB country of the Customer Site.
| Location (X-coordinate): Eastings (where data is held) | Six digit British National Grid X coordinate of the Customer Site. Generally this is the same as the Point of Connection / Metering Point. In exceptional cases where the Point of Connection or Metering Point is not located at the Customer Site, the coordinates of the Customer Site is included.
| Location (Y-coordinate): Northings (where data is held) | Six or seven digit British National Grid Y coordinate of the Customer Site. (In Northern Scotland, these will be seven digit coordinates.) Generally this is the same as the Point of Connection / Metering Point. In exceptional cases where the Point of Connection or Metering Point is not located at the Customer Site, the coordinates of the Customer Site is included.
| Grid Supply Point | The point of connection between the transmission system and the distribution system that is linked with the Customer Site.
| Bulk Supply Point | The supply point on the distribution system (representing an EHV/EHV transformation level) that is linked with the Customer Site.
| Primary | The primary substation on the distribution system that is linked with the Customer Site.
| Point of Connection (POC) Voltage (kV) | The voltage at the Point of Connection to the distribution system.
| Licence Area | Licence area Customer Site is connected within
| Flexible Connection (Yes/No) | Indicates whether the connection is subject to a flexible connection arrangement e.g. Active Network Management (ANM) during system normal conditions.
Already Contracted DSR
| DSR Capacity (MW) | This is the capacity of the demand that is included in a DSR services contract.
| Maximum Import Capacity (MW) | This is the total MW import capacity permitted as per the connection agreement.
| Maximum Import Capacity (MVA) | This is the total MVA export capacity permitted as per the connection agreement.
| Date Contracted | This is the date the DSR services contract commenced.
Services Provided
| Distribution Service Provider (Y/N) | Indicates whether a service is provided to the DNO.
| Transmission Service Provider (Y/N) | Indicates whether a service is provided to the ESO or a TO.
| Reference | Unique reference to the service(s) being provided.
Last Update of Data Row
| Last Updated | Date on which entry was last updated.
Note
For each site that meets the criteria to be included in its Embedded Capacity Register, each DNO/IDNO Party shall use reasonable endeavours to populate all relevant fields in the Embedded Capacity Register. Where the DNO/IDNO Party does not hold data for a specific field for a specific site, then the DNO/IDNO Party will populate the relevant field with the words ‘data not available’. If a specific field is not applicable to a specific site, then the DNO/IDNO Party will leave the field blank.

## Register Part 2 (DSR)
General Data | [16 empty] | Already Connected |  |  |  | Services Provided
Import MPAN / MSID | Customer Name | Customer Site | Address Line 1 | Address Line 2 | Town/ City | County | Postcode | Country | Location (X-coordinate): Eastings (where data is held) | Location (y-coordinate): Northings (where data is held) | Grid Supply Point | Bulk Supply Point | Primary | Point of Connection (POC) Voltage (kV) | Licence Area | Flexible Connection (Yes/No) | DSR Capacity (MW) | Maximum Import Capacity (MW) for Site | Maximum Import Capacity (MVA) for Site | Date Contracted | Distribution Service Provider (Y/N) | Transmission Service Provider (Y/N) | Reference | Last Updated
220004312299 | Conrad (Langage) Limited | Langage Flexible Gas Generation | Eastern Wood Road | Langage Industrial Estate | Plymouth | Devon | PL7 5ET | England | 256673 | 55860 | Abham S.G.P | Plympton | Linketty Lane | 11 | Western Power Distribution (South West) plc | To Be Confirmed | 4.25 | 0.19 | 0.2 | 2021-02-25 | Yes | Yes |  | 2021-10-12
220004312142 | Conrad (Plymouth) Limited | Valley Road Plympton | Valley Road | Plympton | Plymouth | Devon | PL7 1RF | England | 253198 | 056322 | Abham S.G.P | Plympton | Linketty Lane | 11 | Western Power Distribution (South West) plc | To Be Confirmed | 5 | 0.19 | 0.2 | 2021-09-02 | Yes | Yes |  | 2021-10-12

## Lists (hidden)
| ECR Energy Source | Technology options for: Advanced Fuel (produced via gasification or pyrolysis of biofuel or waste) | Technology options for: Biofuel - Biogas from anaerobic digestion (excluding landfill & sewage) | Technology options for: Biofuel - Landfill gas | Technology options for: Biofuel - Sewage gas | Technology options for: Biofuel - Other | Technology options for: Biomass | Technology options for: Fossil - Brown coal/lignite | Technology options for: Fossil - Coal gas | Technology options for: Fossil - Gas | Technology options for: Fossil - Hard coal | Technology options for: Fossil - Oil | Technology options for: Fossil - Oil shale | Technology options for: Fossil - Peat | Technology options for: Fossil - Other | Technology options for: Geothermal | Technology options for: Hydrogen | Technology options for: Nuclear | Technology options for: Solar | Technology options for: Stored Energy (all stored energy irrespective of the original energy source) | Technology options for: Waste | Technology options for: Water (flowing water or head of water) | Technology options for: Wind | Technology options for: Other | Technology options for: Data not available | Flexible Connection (Yes/No) | Distribution Service Provider | Transmission Service Provider | Licence Area (Host DNO) | Status | CHP Co-Generation | Connection queue | Country
AdvancedFuelproducedviagasificationorpyrolysisofbiofuelorwaste | Advanced Fuel (produced via gasification or pyrolysis of biofuel or waste) | Engine (combustion / reciprocating) | Engine (combustion / reciprocating) | Engine (combustion / reciprocating) | Engine (combustion / reciprocating) | Engine (combustion / reciprocating) | Steam turbine (thermal power plant) | Steam turbine (thermal power plant) | Engine (combustion / reciprocating) | Engine (combustion / reciprocating) | Steam turbine (thermal power plant) | Engine (combustion / reciprocating) | Engine (combustion / reciprocating) | Steam turbine (thermal power plant) | Engine (combustion / reciprocating) | Geothermal power plant | Engine (combustion / reciprocating) | Steam turbine (thermal power plant) | Photovoltaic | Storage - Chemical | Steam turbine (thermal power plant) | Hydro - Run of river | Offshore wind turbines | Interconnector | Engine (combustion / reciprocating) | Yes | Yes | Yes | Eastern Power Networks plc | Accecpted to Connect | Yes | Yes | England
BiofuelBiogasfromanaerobicdigestionexcludinglandfillsewage | Biofuel - Biogas from anaerobic digestion (excluding landfill & sewage) | Steam turbine (thermal power plant) | Steam turbine (thermal power plant) | Steam turbine (thermal power plant) | Steam turbine (thermal power plant) | Steam turbine (thermal power plant) | Other | Other | Steam turbine (thermal power plant) | Steam turbine (thermal power plant) | Other | Steam turbine (thermal power plant) | Steam turbine (thermal power plant) | Other | Steam turbine (thermal power plant) | Other | Steam turbine (thermal power plant) | Other | Other | Storage - Electrical | Other | Hydro - Reservoir (not pumped) | Onshore wind turbines | --- | Steam turbine (thermal power plant) | No | No | No | Electricity North West plc | Connected | No | No | Scotland
BiofuelLandfillgas | Biofuel - Landfill gas | Gas turbine (OCGT) | Gas turbine (OCGT) | Gas turbine (OCGT) | Gas turbine (OCGT) | Gas turbine (OCGT) | Data not available | Data not available | Gas turbine (OCGT) | Gas turbine (OCGT) | Data not available | Gas turbine (OCGT) | Gas turbine (OCGT) | Data not available | Gas turbine (OCGT) | Data not available | Gas turbine (OCGT) | Data not available | Data not available | Storage - Mechanical - Compressed Air (Adiabatic & Diabatic) | Data not available | Hydro - Other | Other | Engine (combustion / reciprocating) | Gas turbine (OCGT) | To Be Confirmed | To Be Confirmed | To Be Confirmed | London Power Networks plc |  | To Be Confirmed | To Be Confirmed | Wales
BiofuelSewagegas | Biofuel - Sewage gas | Steam-gas turbine (CCGT) | Steam-gas turbine (CCGT) | Steam-gas turbine (CCGT) | Steam-gas turbine (CCGT) | Steam-gas turbine (CCGT) |  |  | Steam-gas turbine (CCGT) | Steam-gas turbine (CCGT) |  | Steam-gas turbine (CCGT) | Steam-gas turbine (CCGT) |  | Steam-gas turbine (CCGT) |  | Steam-gas turbine (CCGT) |  |  | Storage - Mechanical - Liquid Air |  | Tidal lagoons | Data not available | Steam turbine (thermal power plant) | Steam-gas turbine (CCGT) |  |  |  | Northern Powergrid (Northeast) plc |  |  |  | To Be Confirmed
BiofuelOther | Biofuel - Other | Other | Other | Other | Other | Other |  |  | Other | Other |  | Other | Other |  | Other |  | Fuel cell |  |  | Storage - Mechanical - Pumped Hydro |  | Tidal stream devices |  | Gas turbine (OCGT) | Other |  |  |  | Northern Powergrid (Yorkshire) plc
Biomass | Biomass | Data not available | Data not available | Data not available | Data not available | Data not available |  |  | Data not available | Data not available |  | Data not available | Data not available |  | Data not available |  | Other |  |  | Storage - Mechanical - Flywheel |  | Wave devices |  | Steam-gas turbine (CCGT) | Data not available |  |  |  | Scottish Hydro Electric Power Distribution plc
FossilBrowncoallignite | Fossil - Brown coal/lignite | [15 empty] | Data not available |  |  | Storage - Thermal |  | Other |  | Other |  |  |  |  | South Eastern Power Networks plc
FossilCoalgas | Fossil - Coal gas | [18 empty] | Storage - Electrochemical (Batteries) |  | Data not available |  | Data not available |  |  |  |  | Southern Electric Power Distribution plc
FossilGas | Fossil - Gas | [18 empty] | Storage - Other |  | (For pumped hydro please select Stored Energy in the energy source column) | [6 empty] | SP Distribution Ltd
FossilHardcoal | Fossil - Hard coal | [18 empty] | Data not available | [8 empty] | SP Manweb plc
FossilOil | Fossil - Oil | [27 empty] | Western Power Distribution (East Midlands) plc
FossilOilshale | Fossil - Oil shale | [27 empty] | Western Power Distribution (South Wales) plc
FossilPeat | Fossil - Peat | [27 empty] | Western Power Distribution (South West) plc
FossilOther | Fossil - Other | [27 empty] | Western Power Distribution (West Midlands) plc
Geothermal | Geothermal
Hydrogen | Hydrogen
Nuclear | Nuclear
Solar | Solar
StoredEnergyallstoredenergyirrespectiveoftheoriginalenergysource | Stored Energy (all stored energy irrespective of the original energy source)
Waste | Waste
Waterflowingwaterorheadofwater | Water (flowing water or head of water)
Wind | Wind
Other | Other
Datanotavailable | Data not available