## Overview
Overview for WPD East Midlands in April 14 (102)
Colour coding
Copyright © 2009-2013 DCUSA Limited and contributors. All rights reserved. |  | Data input
Unused cell in input data table
The use (including modification) of this model is permitted for the purposes of calculating use of system |  | Calculation
charges, testing the impact of changes in input data, and testing the impact of potential changes to the |  | Copy data
model (provided that this notice is not removed). DCUSA Limited reserves the right to modify or revoke |  | Unused cell in calculation table
such permission at any time. |  | Constant value
Unlocked cell for notes
This workbook is structured as a series of named and numbered tables. Above each calculation table, the
algorithm used in the calculations is stated together with hyperlinks to all source data tables.
Some versions of Microsoft Excel have a "Back" button which can be useful when using hyperlinks to navigate
around the workbook. The "Back" button might be in the "Web" toolbar (Microsoft Excel versions up to 2004), or
an additional command which can be added to the "Quick Access Toolbar" (Microsoft Excel versions 2007 and 2010).
Unless stated otherwise, all the data in this model are for illustration only.
List of data tables
This table lists the data tables (inputs and calculations) in the model. Each line contains a link is to the first data cell of the table.
Worksheet | Data table | Type of table
CDCM Revenue | 1001. CDCM Target Revenue Calculations | Input data
Input | 1000. Company, charging year, data version | Input data
Input | 1010. Financial and general assumptions | Composite
Input | 1017. Diversity allowance between top and bottom of network level | Input data
Input | 1018. Proportion of relevant load going through 132kV/HV direct transformation | Input data
Input | 1019. Network model GSP peak demand (MW) | Input data
Input | 1020. Gross asset cost by network level (£) | Input data
Input | 1022. LV service model asset cost (£) | Input data
Input | 1023. HV service model asset cost (£) | Input data
Input | 1025. Matrix of applicability of LV service models to tariffs with fixed charges | Input data
Input | 1026. Matrix of applicability of LV service models to unmetered tariffs | Input data
Input | 1028. Matrix of applicability of HV service models to tariffs with fixed charges | Input data
Input | 1032. Loss adjustment factors to transmission | Input data
Input | 1037. Embedded network (LDNO) discounts | Input data
Input | 1041. Load profile data for demand users | Input data
Input | 1053. Volume forecasts for the charging year | Input data
Input | 1055. Transmission exit charges (£/year) | Input data
Input | 1059. Other expenditure | Input data
Input | 1060. Customer contributions under current connection charging policy | Input data
Input | 1061. Average split of rate 1 units by distribution time band | Input data
Input | 1062. Average split of rate 2 units by distribution time band | Input data
Input | 1064. Average split of rate 1 units by special distribution time band | Input data
Input | 1066. Typical annual hours by special distribution time band | Input data
Input | 1068. Typical annual hours by distribution time band | Input data
Input | 1069. Peaking probabilities by network level | Input data
CDCM Revenue | 1076. Target revenue | Input data
Input | 1092. Average kVAr by kVA, by network level | Input data
Input | 1201. Current tariff information | Input data
LAFs | 2001. Loss adjustment factors to transmission | Composite
LAFs | 2002. Mapping of DRM network levels to core network levels | Fixed data
LAFs | 2003. Loss adjustment factor to transmission for each DRM network level | Sum-product calculation
LAFs | 2004. Loss adjustment factor to transmission for each network level | Combine tables
LAFs | 2005. Network use factors | Fixed data
LAFs | 2006. Proportion going through 132kV/EHV | Calculation
LAFs | 2007. Proportion going through EHV | Calculation
LAFs | 2008. Proportion going through EHV/HV | Calculation
LAFs | 2009. Rerouteing matrix for all network levels | Combine tables
LAFs | 2010. Network use factors: interim step in calculations before adjustments | Sum-product calculation
LAFs | 2011. Network use factors for all tariffs | Combine tables
LAFs | 2012. Loss adjustment factors between end user meter reading and each network level, scaled by network use | Calculation
DRM | 2101. Annuity rate | Calculation
DRM | 2102. Loss adjustment factor to transmission for each core level | Combine tables
DRM | 2103. Loss adjustment factors | Composite
DRM | 2104. Diversity calculations | Special calculation
DRM | 2105. Network model total maximum demand at substation (MW) | Calculation
DRM | 2106. Network model contribution to system maximum load measured at network level exit (MW) | Calculation
DRM | 2107. Rerouteing matrix for DRM network levels | Combine tables
DRM | 2108. GSP simultaneous maximum load assumed through each network level (MW) | Sum-product calculation
DRM | 2109. Network model annuity by simultaneous maximum load for each network level (£/kW/year) | Calculation
SM | 2201. Asset £/customer from LV service models | Sum-product calculation
SM | 2202. Asset £/(MWh/year) from LV service models | Sum-product calculation
SM | 2203. Service model asset p/kWh charge for unmetered tariffs | Calculation
SM | 2204. Asset £/customer from HV service models | Sum-product calculation
SM | 2205. Service model assets by tariff (£) | Combine tables
SM | 2206. Replacement annuities for service models | Composite
Loads | 2301. Demand coefficient (load at time of system maximum load divided by average load) | Calculation
Loads | 2302. Load coefficient | Combine tables
Loads | 2303. Discount map | Fixed data
Loads | 2304. LDNO discounts and volumes adjusted for discount | Composite
Loads | 2305. Equivalent volume for each end user | Cell summation
Multi | 2401. Adjust annual hours by distribution time band to match days in year | Composite
Multi | 2402. Normalisation of split of rate 1 units by time band | Composite
Multi | 2403. Split of rate 1 units between distribution time bands | Combine tables
Multi | 2404. Normalisation of split of rate 2 units by time band | Composite
Multi | 2405. Split of rate 2 units between distribution time bands | Combine tables
Multi | 2406. Split of rate 3 units between distribution time bands (default) | Fixed data
Multi | 2407. All units (MWh) | Calculation
Multi | 2408. Calculation of implied load coefficients for two-rate users | Calculation
Multi | 2409. Calculation of implied load coefficients for three-rate users | Calculation
Multi | 2410. Calculation of adjusted time band load coefficients | Composite
Multi | 2411. Normalisation of peaking probabilities | Composite
Multi | 2412. Peaking probabilities by network level (reshaped) | Reshape table
Multi | 2413. Pseudo load coefficient by time band and network level | Calculation
Multi | 2414. Unit rate 1 pseudo load coefficient by network level | Sum-product calculation
Multi | 2415. Unit rate 2 pseudo load coefficient by network level | Sum-product calculation
Multi | 2416. Unit rate 3 pseudo load coefficient by network level | Sum-product calculation
Multi | 2417. Adjust annual hours by special distribution time band to match days in year | Composite
Multi | 2418. Normalisation of split of rate 1 units by special time band | Composite
Multi | 2419. Split of rate 1 units between special distribution time bands | Combine tables
Multi | 2420. Split of rate 2 units between special distribution time bands (default) | Fixed data
Multi | 2421. Split of rate 3 units between special distribution time bands (default) | Fixed data
Multi | 2422. Calculation of implied special load coefficients for one-rate users | Calculation
Multi | 2423. Calculation of implied special load coefficients for three-rate users | Calculation
Multi | 2424. Estimated contributions to peak demand | Composite
Multi | 2425. Mapping of tariffs to tariff groups for coincidence adjustment factor | Fixed data
Multi | 2426. Group contribution to first-band peak kW | Sum-product calculation
Multi | 2427. Group contribution to system-peak-time kW | Sum-product calculation
Multi | 2428. Load coefficient correction factor for each group | Calculation
Multi | 2429. Load coefficient correction factor (based on group) | Sum-product calculation
Multi | 2430. Calculation of special peaking probabilities | Composite
Multi | 2431. Special peaking probabilities by network level | Combine tables
Multi | 2432. Special peaking probabilities by network level (reshaped) | Reshape table
Multi | 2433. Pseudo load coefficient by time band and network level | Calculation
Multi | 2434. Unit rate 1 pseudo load coefficient by network level (special) | Sum-product calculation
Multi | 2435. Unit rate 2 pseudo load coefficient by network level (special) | Sum-product calculation
Multi | 2436. Unit rate 3 pseudo load coefficient by network level (special) | Sum-product calculation
Multi | 2437. Unit rate 1 pseudo load coefficient by network level (combined) | Combine tables
Multi | 2438. Unit rate 2 pseudo load coefficient by network level (combined) | Combine tables
Multi | 2439. Unit rate 3 pseudo load coefficient by network level (combined) | Combine tables
SMD | 2501. Contributions of users on one-rate multi tariffs to system simultaneous maximum load by network level (kW) | Calculation
SMD | 2502. Contributions of users on two-rate multi tariffs to system simultaneous maximum load by network level (kW) | Calculation
SMD | 2503. Contributions of users on three-rate multi tariffs to system simultaneous maximum load by network level (kW) | Calculation
SMD | 2504. Estimated contributions of users on each tariff to system simultaneous maximum load by network level (kW) | Calculation
SMD | 2505. Contributions of users on each tariff to system simultaneous maximum load by network level (kW) | Combine tables
SMD | 2506. Forecast system simultaneous maximum load (kW) from forecast units | Cell summation
AMD | 2601. Pre-processing of data for standing charge factors | Composite
AMD | 2602. Standing charges factors adapted to use 132kV/HV | Combine tables
AMD | 2603. Capacity-based contributions to chargeable aggregate maximum load by network level (kW) | Calculation
AMD | 2604. Unit-based contributions to chargeable aggregate maximum load (kW) | Calculation
AMD | 2605. Contributions to aggregate maximum load by network level (kW) | Combine tables
AMD | 2606. Forecast chargeable aggregate maximum load (kW) | Cell summation
AMD | 2607. Forecast simultaneous load subject to standing charge factors (kW) | Calculation
AMD | 2608. Forecast simultaneous load replaced by standing charge (kW) | Cell summation
AMD | 2609. Calculated LV diversity allowance | Calculation
AMD | 2610. Network level mapping for diversity allowances | Fixed data
AMD | 2611. Diversity allowances including 132kV/HV | Sum-product calculation
AMD | 2612. Diversity allowances (including calculated LV value) | Combine tables
AMD | 2613. Forecast simultaneous maximum load (kW) adjusted for standing charges | Calculation
Otex | 2701. Operating expenditure coded by network level (£/year) | Combine tables
Otex | 2702. Network model assets (£) scaled by load forecast | Calculation
Otex | 2703. Annual consumption by tariff for unmetered users (MWh) | Copy cells
Otex | 2704. Total unmetered units | Cell summation
Otex | 2705. Service model asset data | Composite
Otex | 2706. Data for allocation of operating expenditure | Composite
Otex | 2707. Amount of expenditure to be allocated according to asset values (£/year) | Calculation
Otex | 2708. Total operating expenditure by network level (£/year) | Calculation
Otex | 2709. Operating expenditure percentage by network level | Calculation
Otex | 2710. Unit operating expenditure based on simultaneous maximum load (£/kW/year) | Calculation
Otex | 2711. Operating expenditure for customer assets p/MPAN/day | Composite
Otex | 2712. Operating expenditure for unmetered customer assets (p/kWh) | Calculation
Contrib | 2801. Network level of supply (for customer contributions) by tariff | Fixed data
Contrib | 2802. Contribution proportion of asset annuities, by customer type and network level of assets | Calculation
Contrib | 2803. Proportion of assets annuities deemed to be covered by customer contributions | Sum-product calculation
Contrib | 2804. Proportion of annual charge covered by contributions (for all charging levels) | Combine tables
Yard | 2901. Unit cost at each level, £/kW/year (relative to system simultaneous maximum load) | Combine tables
Yard | 2902. Pay-as-you-go yardstick unit costs by charging level (p/kWh) | Calculation
Yard | 2903. Pay-as-you-go unit rate 1 p/kWh | Composite
Yard | 2904. Pay-as-you-go unit rate 2 p/kWh | Composite
Yard | 2905. Pay-as-you-go unit rate 3 p/kWh | Composite
Standing | 3001. Costs based on aggregate maximum load (£/kW/year) | Calculation
Standing | 3002. Capacity elements p/kVA/day | Calculation
Standing | 3003. Yardstick unit rate p/kWh (taking account of standing charges) | Composite
Standing | 3004. Unit rate 1 (taking account of standing charges) | Composite
Standing | 3005. Unit rate 2 (taking account of standing charges) | Composite
Standing | 3006. Unit rate 3 (taking account of standing charges) | Composite
NHH | 3101. Average maximum kVA/MPAN by end user class, for user classes without an agreed import capacity | Calculation
NHH | 3102. Capacity-driven fixed charge elements from standing charges factors p/MPAN/day | Calculation
NHH | 3103. Statistics for tariffs charged for LV circuits on an exit point basis | Composite
NHH | 3104. Aggregate data for tariffs charged for LV circuits on an exit point basis | Composite
NHH | 3105. LV fixed charge elements from standing charges factors p/MPAN/day | Calculation
NHH | 3106. Fixed charge elements from standing charges factors p/MPAN/day | Combine tables
Reactive | 3201. Standard components p/kWh for reactive power (absolute value) | Calculation
Reactive | 3202. Standard reactive p/kVArh | Calculation
Reactive | 3203. Network use factors for generator reactive unit charges | Fixed data
Reactive | 3204. Absolute value of load coefficient (kW peak / average kW) | Calculation
Reactive | 3205. Pay-as-you-go components p/kWh for reactive power (absolute value) | Calculation
Reactive | 3206. Pay-as-you-go reactive p/kVArh | Calculation
Aggreg | 3301. Unit rate 1 p/kWh (elements) | Combine tables
Aggreg | 3302. Unit rate 2 p/kWh (elements) | Combine tables
Aggreg | 3303. Unit rate 3 p/kWh (elements) | Combine tables
Aggreg | 3304. Fixed charge p/MPAN/day (elements) | Combine tables
Aggreg | 3305. Capacity charge p/kVA/day (elements) | Copy cells
Aggreg | 3306. Reactive power charge p/kVArh (elements) | Combine tables
Aggreg | 3307. Summary of charges before revenue matching | Cell summation
Revenue | 3401. Net revenues by tariff before matching (£) | Calculation
Revenue | 3402. Target Revenue £/year | Calculation
Revenue | 3403. Revenue surplus or shortfall | Composite
Scaler | 3501. Factor to scale to £1/kW at transmission exit level | Calculation
Scaler | 3502. Applicability factor for £1/kW scaler | Combine tables
Scaler | 3503. Scalable elements of tariff components | Sum-product calculation
Scaler | 3504. Marginal revenue effect of scaler | Calculation
Scaler | 3505. Scaler value at which the minimum is breached | Calculation
Scaler | 3506. Constraint-free solution | Special calculation
Scaler | 3507. Starting point | Special calculation
Scaler | 3508. Solve for General scaler rate | Composite
Scaler | 3509. General scaler rate | Optimisation result
Scaler | 3510. Scaler | Calculation
Adjust | 3601. Tariffs before rounding | Calculation
Adjust | 3602. Decimal places | Fixed data
Adjust | 3603. Tariff rounding | Calculation
Adjust | 3604. All the way tariffs | Calculation
Adjust | 3605. Net revenues by tariff from rounding | Calculation
Adjust | 3606. Revenue forecast summary | Composite
Adjust | 3607. Tariffs | Calculation
Tariffs | 3701. Tariffs | Composite
Summary | 3801. Workbook build options and main parameters | Composite
Summary | 3802. Revenue summary | Composite
Summary | 3803. Revenue summary by tariff component | Cell summation
M-Rev | 3901. Revenue matrix by tariff | Composite
M-Rev | 3902. Revenues by charging element and network level | Cell summation
CData | 4001. Revenues under current tariffs (£) | Calculation
CData | 4002. All-the-way volumes | Copy cells
CData | 4003. Normalised to | Fixed data
CData | 4004. Normalised volumes for comparisons | Calculation
CData | 4005. LDNO LV charges (normalised £) | Copy cells
CData | 4006. LDNO HV charges (normalised £) | Copy cells
CTables | 4101. Comparison with current all-the-way demand tariffs | Composite
CTables | 4102. LDNO margins in use of system charges | Composite
M-ATW | Tariff matrices | Notes
Model identification
Version 102
Date published: 01/04/2013

## CDCM Revenues
CDCM Revnues for WPD East Midlands in April 14 (102)
1001. CDCM Target Revenue Calculations
Description | Licence Term | CRC | April 14 (£)
Base Demand Before Inflation (A1) | PUt | CRC3 | 398700000
RPI Effective % (A2) | PIADt | CRC3 | 1.1682
Merger adjustment (A3) | MGt | CRC3 | 0
Base Demand Revenue (A): [A = A1 * A2 - A3] | BRt | CRC3 | 465756636.009
Pass-Through Business Rates (B1) | RBt | CRC4 | -2686214.1769
Pass-Through Licence Fees (B2) | LFt | CRC4 | -141944.9291
Pass-Through Transmission Exit (B3) | TBt | CRC4 | -1019978.6342
Price Control Reopener (B4) | UNCt | CRC4 | 0
Pass-Through Others (B5) | MPTt, HBt, IEDt | CRC4 | 0
Allowed Pass-Through Items (B): [B = B1 + B2 + B3 +B4 + B5] | PTt | CRC3 | -3848137.7402
Losses Incentive (C1) | UILt | CRC7 | 0
| PCOLt | CRC7 | 0
| -COLt | CRC7 | 0
| PPLt | CRC7 | 0
Quality of service incentive adjustment (C2) | IQt | CRC8 | 25409971.5941
Transmission connection point charges incentive adjustment (C3) | ITt | CRC9 | -12260214.0947
Innovation funding incentive adjustment (C4) | IFIt | CRC10 | 240000
Incentive revenue for Distributed Generation (C5) | IGt | CRC11 | 2547863.2232
Connection Guaranteed Standards Systems & Processes penalty (C6) | CGSRAt,CGSSPt & AUMt | CRC12 | 0
Low Carbon Networks Fund (C7) | LCN1t | CRC13 | 1270000
| LCN2t | CRC13 | 2383229.9618
| LCN3t | CRC13 | 0
Incentive Revenue and Other Adjustments (C): [C = C1 + C2 + C3 + C4 + C5 + C6 + C7] |  |  | 19590850.6845
Correction Factor (D) | -Kt | CRC3 | -18588764.8023
Tax Trigger Mechanism Adjustment (E) | CTRAt | CRC3 | -4789571.6269
Total allowed Revenue (F): [F= A + B + C + D + E] | ARt |  | 458121012.5241
Other 1. Excluded services - Top-up, standby, and enhanced system security (G1) (see note 1) | ES4 | CRC15 | 2867969.2655
Other 2. Excluded services - Revenue protection services (G2) (see note 1) | ES5 | CRC15 | 0
Other 3. Excluded services - Miscellaneous (G3) (see note 1) | ES7 | CRC15 | 0
Other 4. - blank or if required please provide description (G4) |  |  | 0
Other 5. - blank or if required please provide description (G5) |  |  | 0
Total Other Revenue to be recovered by Use of System Charges (G): [G = G1 + G2 + G3 + G4 +G5] |  |  | 2867969.2655
Total Revenue for Use of System Charges (H): [H =F + G] |  |  | 460988981.7896
1. Revenue raised outside CDCM - EDCM and Certain Interconnector Revenue (I1) |  |  | 12166238.1153
2. Revenue raised outside CDCM - Voluntary under-recovery (I2) |  |  | 0
3. Revenue raised outside CDCM - blank or if required please provide description (I3) |  |  | 0
4. Revenue raised outside CDCM - blank or if required please provide description (I4) |  |  | 0
Total Revenue to be raised outside the CDCM (I): [I = I1 + I2 + I3 + I4] |  |  | 12166238.1153
CDCM Target Revenue (J): [J = H - I] |  |  | 448822743.6744
Note 1: Cost categories associated with excluded services should only be populated if the Company recovers the costs of providing these services from Use of System charges.
1076. Target revenue
Source: CDCM Revenues
CDCM Target Revenue (£/year)
Target revenue | 448822743.6744 | 448936312.4495

## Input
Input data for WPD East Midlands in April 14 (102)
This sheet contains all the input data (except LLFCs, which are entered directly into the Tariff sheet).
1000. Company, charging year, data version
| Company | Year | Version
Company, charging year, data version | WPD East Midlands | April 14 | 102
1010. Financial and general assumptions
Sources: financial assumptions; calendar; network model.
These financial assumptions determine the annuity rate applied to convert the asset values of the network model into an annual charge.
| Rate of return | Annualisation period (years) | Annuity proportion for customer-contributed assets | Power factor | Days in the charging year
Financial and general assumptions | 5.6% | 40 | 0 | 0.95 | 365
1017. Diversity allowance between top and bottom of network level
Source: operational data analysis and/or network model.
The diversity figure against GSP is the diversity between GSP Group (the whole system) and individual GSPs.
The diversity figure against 132kV is the diversity between GSPs (the top of the 132kV network) and 132kV/EHV bulk supply points (the bottom of the 132kV network).
The diversity figure against EHV is the diversity between 132kV/EHV bulk supply points (the top of the EHV network) and EHV/HV primary substations (the bottom of the EHV network).
The diversity figure against HV is the diversity between EHV/HV primary substations (the top of the HV network) and HV/LV substations (the bottom of the HV network).
Diversity allowance between top and bottom of network level
GSPs | 2.471%
132kV | 4.501%
132kV/EHV
EHV | 7.902%
EHV/HV
HV | 34%
HV/LV
LV circuits
1018. Proportion of relevant load going through 132kV/HV direct transformation
132kV/HV
EHV/HV | 7.504%
1019. Network model GSP peak demand (MW)
Network model GSP peak demand (MW)
Network model GSP peak demand (MW) | 500
1020. Gross asset cost by network level (£)
Gross assets £
132kV | 80687373
132kV/EHV | 27014302
EHV | 38536126
EHV/HV | 54028073
132kV/HV | 3931805
HV | 95303265
HV/LV | 62053432
LV circuits | 68876299
1022. LV service model asset cost (£)
| LV service model 1 | LV service model 2 | LV service model 3 | LV service model 4 | LV service model 5 | LV service model 6 | LV service model 7 | LV service model 8
LV service model asset cost (£) | 4689.7767 | 578.9438 | 683.8749 | 509.4741 | 1169.0366 | 858.6035 | 0 | 450.3143
1023. HV service model asset cost (£)
| HV service model 1 | HV service model 2 | HV service model 3 | HV service model 4 | HV service model 5
HV service model asset cost (£) | 8748.3778 | 4299.3136
1025. Matrix of applicability of LV service models to tariffs with fixed charges
| LV service model 1 | LV service model 2 | LV service model 3 | LV service model 4 | LV service model 5 | LV service model 6 | LV service model 7 | LV service model 8
Domestic Unrestricted | 5% | 0% | 0% | 0% | 0% | 0% | 0% | 0%
Domestic Two Rate | 5% | 0% | 0% | 0% | 0% | 0% | 0% | 0%
Small Non Domestic Unrestricted | 0% | 100% | 0% | 0% | 0% | 0% | 0% | 0%
Small Non Domestic Two Rate | 0% | 100% | 0% | 0% | 0% | 0% | 0% | 0%
LV Medium Non-Domestic | 0% | 0% | 100% | 0% | 0% | 0% | 0% | 0%
LV Sub Medium Non-Domestic | 0% | 0% | 0% | 100% | 0% | 0% | 0% | 0%
LV HH Metered | 0% | 0% | 0% | 0% | 100% | 0% | 0% | 0%
LV Sub HH Metered | 0% | 0% | 0% | 0% | 0% | 100% | 0% | 0%
LV Generation NHH | 0% | 0% | 0% | 0% | 0% | 0% | 100% | 0%
LV Sub Generation NHH | 0% | 0% | 0% | 0% | 0% | 0% | 100% | 0%
LV Generation Intermittent | 0% | 0% | 0% | 0% | 0% | 0% | 100% | 0%
LV Generation Non-Intermittent | 0% | 0% | 0% | 0% | 0% | 0% | 0% | 0%
LV Sub Generation Intermittent | 0% | 0% | 0% | 0% | 0% | 0% | 0% | 0%
LV Sub Generation Non-Intermittent | 0% | 0% | 0% | 0% | 0% | 0% | 0% | 0%
1026. Matrix of applicability of LV service models to unmetered tariffs
Source: service models
Proportion of service model involved in connecting load of 1 MWh/year
| LV service model 1 | LV service model 2 | LV service model 3 | LV service model 4 | LV service model 5 | LV service model 6 | LV service model 7 | LV service model 8
All LV unmetered tariffs | 0 | 0 | 0 | 0 | 0 | 0 | 0 | 0.488
1028. Matrix of applicability of HV service models to tariffs with fixed charges
| HV service model 1 | HV service model 2 | HV service model 3 | HV service model 4 | HV service model 5
HV Medium Non-Domestic | 100% | 0% | 0% | 0% | 0%
HV HH Metered | 100% | 0% | 0% | 0% | 0%
HV Sub HH Metered | 100% | 0% | 0% | 0% | 0%
HV Generation Intermittent | 0% | 100% | 0% | 0% | 0%
HV Generation Non-Intermittent | 0% | 100% | 0% | 0% | 0%
HV Sub Generation Intermittent | 0% | 100% | 0% | 0% | 0%
HV Sub Generation Non-Intermittent | 0% | 100% | 0% | 0% | 0%
1032. Loss adjustment factors to transmission
Source: losses model or loss adjustment factors at time of system peak.
| 132kV | 132kV/EHV | EHV | EHV/HV | HV | HV/LV | LV circuits
Loss adjustment factor | 1.001 | 1.003 | 1.006 | 1.028 | 1.045 | 1.056 | 1.095
1037. Embedded network (LDNO) discounts
Source: separate price control disaggregation model.
| No discount | LDNO LV: LV user | LDNO HV: LV user | LDNO HV: LV sub user | LDNO HV: HV user
LDNO discount |  | 29.01% | 50.61% | 29.49% | 20.4%
1041. Load profile data for demand users
Source: load data analysis.
| Coincidence factor | Load factor
Domestic Unrestricted | 0.91231 | 0.40822
Domestic Two Rate | 0.82003 | 0.44533
Domestic Off Peak (related MPAN) |  | 0.10397
Small Non Domestic Unrestricted | 0.62085 | 0.36039
Small Non Domestic Two Rate | 0.75409 | 0.51427
Small Non Domestic Off Peak (related MPAN) | 0 | 0.22118
LV Medium Non-Domestic | 0.77078 | 0.50975
LV Sub Medium Non-Domestic | 0.77078 | 0.50975
HV Medium Non-Domestic | 0.64694 | 0.4177
LV HH Metered | 0.78244 | 0.55155
LV Sub HH Metered | 0.78244 | 0.55155
HV HH Metered | 0.82619 | 0.7104
HV Sub HH Metered | 0.82619 | 0.7104
NHH UMS category A | 1 | 1
NHH UMS category B | 1 | 0.47327
NHH UMS category C | 1 | 0.25552
NHH UMS category D | 0.019133 | 0.51321
LV UMS (Pseudo HH Metered) | 0.97501 | 0.47983
1053. Volume forecasts for the charging year
Source: forecast.
Please include MPAN counts for tariffs with no fixed charge (e.g. off-peak tariffs),
but exclude MPANs on tariffs with a fixed charge that are not subject to a fixed charge due to a site grouping arrangement.
| Rate 1 units (MWh) | Rate 2 units (MWh) | Rate 3 units (MWh) | MPANs | Import capacity (kVA) | Reactive power units (MVArh)
> Domestic Unrestricted
Domestic Unrestricted | 5092275.359 |  |  | 1465910
LDNO LV: Domestic Unrestricted | 19092.323 |  |  | 8116
LDNO HV: Domestic Unrestricted | 25782.308 |  |  | 9892
> Domestic Two Rate
Domestic Two Rate | 2898919.3419 | 1337642.8721 |  | 932251
LDNO LV: Domestic Two Rate | 1228.847 | 468.985 |  | 401
LDNO HV: Domestic Two Rate | 2062.033 | 865.211 |  | 744
> Domestic Off Peak (related MPAN)
Domestic Off Peak (related MPAN) | 151975.696
LDNO LV: Domestic Off Peak (related MPAN)
LDNO HV: Domestic Off Peak (related MPAN)
> Small Non Domestic Unrestricted
Small Non Domestic Unrestricted | 1155352.8611 |  |  | 92933
LDNO LV: Small Non Domestic Unrestricted | 1818.14 |  |  | 258
LDNO HV: Small Non Domestic Unrestricted | 4226.296 |  |  | 369
> Small Non Domestic Two Rate
Small Non Domestic Two Rate | 1617760.9583 | 512143.8266 |  | 81564
LDNO LV: Small Non Domestic Two Rate | 0 | 0 |  | 2
LDNO HV: Small Non Domestic Two Rate | 484.197 | 160.261 |  | 23
> Small Non Domestic Off Peak (related MPAN)
Small Non Domestic Off Peak (related MPAN) | 5786.1963
LDNO LV: Small Non Domestic Off Peak (related MPAN)
LDNO HV: Small Non Domestic Off Peak (related MPAN)
> LV Medium Non-Domestic
LV Medium Non-Domestic | 744739.2306 | 192653.1275 |  | 7859
LDNO LV: LV Medium Non-Domestic | 136.539 | 41.584 |  | 24
LDNO HV: LV Medium Non-Domestic | 3211.749 | 679.708 |  | 8
> LV Sub Medium Non-Domestic
LV Sub Medium Non-Domestic | 0 | 0 |  | 0
> HV Medium Non-Domestic
HV Medium Non-Domestic | 21462.5072 | 6258.798 |  | 173
> LV HH Metered
LV HH Metered | 325576.6451 | 1287894.6099 | 1401634.0675 | 7965 | 1557000 | 325942.64
LDNO LV: LV HH Metered | 31.983 | 102.538 | 174.5 | 3 | 340 | 0
LDNO HV: LV HH Metered | 0 | 0 | 0
> LV Sub HH Metered
LV Sub HH Metered | 3650.1587 | 13946.1266 | 16824.0152 | 54 | 29000 | 1223.723
LDNO HV: LV Sub HH Metered |  |  |  | 0 |  | 0
> HV HH Metered
HV HH Metered | 785754.1736 | 3010722.2062 | 4164193.967 | 2891 | 2689000 | 700637.572
LDNO HV: HV HH Metered | 3725.003 | 14399.516 | 15305.53 | 9 | 15000 | 3316.626
> HV Sub HH Metered
HV Sub HH Metered
> NHH UMS category A
NHH UMS category A | 58472.6838
LDNO LV: NHH UMS category A
LDNO HV: NHH UMS category A | 1926.8304
> NHH UMS category B
NHH UMS category B | 22762.5371
LDNO LV: NHH UMS category B | 0
LDNO HV: NHH UMS category B | 750.0861
> NHH UMS category C
NHH UMS category C | 288.4077
LDNO LV: NHH UMS category C | 0
LDNO HV: NHH UMS category C | 9.5038
> NHH UMS category D
NHH UMS category D | 8792.6636
LDNO LV: NHH UMS category D | 0
LDNO HV: NHH UMS category D | 289.7416
> LV UMS (Pseudo HH Metered)
LV UMS (Pseudo HH Metered) | 13649.2764 | 32369.8968 | 234932.4273
LDNO LV: LV UMS (Pseudo HH Metered)
LDNO HV: LV UMS (Pseudo HH Metered)
> LV Generation NHH
LV Generation NHH | 1377.241 |  |  | 0
LDNO LV: LV Generation NHH | 7.009 |  |  | 0
LDNO HV: LV Generation NHH |  |  |  | 0
> LV Sub Generation NHH
LV Sub Generation NHH |  |  |  | 0
LDNO HV: LV Sub Generation NHH |  |  |  | 0
> LV Generation Intermittent
LV Generation Intermittent | 3179.477 |  |  | 109 |  | 313.467
LDNO LV: LV Generation Intermittent
LDNO HV: LV Generation Intermittent
> LV Generation Non-Intermittent
LV Generation Non-Intermittent | 462.318 | 1839.133 | 2472.74 | 63 |  | 343.549
LDNO LV: LV Generation Non-Intermittent
LDNO HV: LV Generation Non-Intermittent
> LV Sub Generation Intermittent
LV Sub Generation Intermittent | 20.11 |  |  | 1 |  | 2.669
LDNO HV: LV Sub Generation Intermittent
> LV Sub Generation Non-Intermittent
LV Sub Generation Non-Intermittent | 0 | 0 | 0 |  |  | 0
LDNO HV: LV Sub Generation Non-Intermittent
> HV Generation Intermittent
HV Generation Intermittent | 10691.027 |  |  | 23 |  | 168.215
LDNO HV: HV Generation Intermittent
> HV Generation Non-Intermittent
HV Generation Non-Intermittent | 58988.399 | 191553.249 | 369639.072 | 150 |  | 4847.774
LDNO HV: HV Generation Non-Intermittent
> HV Sub Generation Intermittent
HV Sub Generation Intermittent
> HV Sub Generation Non-Intermittent
HV Sub Generation Non-Intermittent |  |  |  | 0
1055. Transmission exit charges (£/year)
Source: forecast.
Transmission exit
Transmission exit charges (£/year) | 10309851.6498
1059. Other expenditure
| Direct cost (£/year) | Indirect cost (£/year) | Indirect cost proportion | Network rates (£/year)
Other expenditure | 30383762.2122 | 119232507.6573 | 60% | 35785697
1060. Customer contributions under current connection charging policy
Source: analysis of expenditure data and/or survey of capital expenditure schemes.
Customer contribution percentages by network level of supply and by asset network level.
These proportions should reflect the current connection charging method, not necessarily the method that was in place when the connection was built.
| Assets 132kV | Assets 132kV/EHV | Assets EHV | Assets EHV/HV | Assets 132kV/HV | Assets HV | Assets HV/LV | Assets LV circuits
LV network | 0% | 0% | 0% | 0% | 0% | 47.91% | 70.89% | 93.87%
LV substation | 0% | 0% | 0% | 0% | 0% | 47.91% | 70.89%
HV network | 0% | 0% | 6.542% | 35.16% | 35.16% | 63.78%
HV substation | 0% | 0% | 6.542% | 35.16%
1061. Average split of rate 1 units by distribution time band
| Red | Amber | Green
Domestic Two Rate | 14.89% | 41.21% | 43.9%
Domestic Off Peak (related MPAN) | 3.468% | 32.42% | 64.11%
Small Non Domestic Two Rate | 12.64% | 51.14% | 36.22%
Small Non Domestic Off Peak (related MPAN) | 1.649% | 18.91% | 79.44%
LV Medium Non-Domestic | 13.6% | 53.01% | 33.39%
LV Sub Medium Non-Domestic | 13.6% | 53.01% | 33.39%
HV Medium Non-Domestic | 13.49% | 55.44% | 31.07%
1062. Average split of rate 2 units by distribution time band
| Red | Amber | Green
Domestic Two Rate |  |  | 100%
Small Non Domestic Two Rate |  |  | 100%
LV Medium Non-Domestic |  |  | 100%
LV Sub Medium Non-Domestic |  |  | 100%
HV Medium Non-Domestic |  |  | 100%
1064. Average split of rate 1 units by special distribution time band
| Black | Yellow | Green
NHH UMS category A | 2.968% | 37.2% | 59.83%
NHH UMS category B | 5.036% | 8.881% | 86.08%
NHH UMS category C | 9.4% | 17.05% | 73.55%
NHH UMS category D | 1.384% | 61.6% | 37.02%
1066. Typical annual hours by special distribution time band
Source: definition of distribution time bands.
The figures in this table will be automatically adjusted to match the number of days in the charging period.
| Black | Yellow | Green
Annual hours | 255 | 3268.5 | 5236.5
1068. Typical annual hours by distribution time band
Source: definition of distribution time bands.
The figures in this table will be automatically adjusted to match the number of days in the charging period.
| Red | Amber | Green
Annual hours | 783 | 2740.5 | 5236.5
1069. Peaking probabilities by network level
Source: analysis of network operation data.
Red, amber and green peaking probabilities
| Red | Amber | Green | Black peaking probabilities
GSPs | 100% |  |  | 100%
132kV | 89.64% | 10.36% | 0% | 89.32%
132kV/EHV | 89.64% | 10.36% | 0% | 89.32%
EHV | 70.38% | 25.88% | 3.743% | 69.91%
EHV/HV | 70.38% | 25.88% | 3.743% | 69.91%
132kV/HV | 89.64% | 10.36% | 0% | 89.32%
HV | 70.38% | 25.88% | 3.743% | 69.91%
HV/LV | 70.38% | 25.88% | 3.743% | 69.91%
LV circuits | 70.38% | 25.88% | 3.743% | 69.91%
1092. Average kVAr by kVA, by network level
Source: analysis of operational data.
This is the average of MVAr/MVA or SQRT(1-PF^2) across relevant network elements.
| GSPs | 132kV | 132kV/EHV | EHV | EHV/HV | 132kV/HV | HV | HV/LV | LV circuits
Average kVAr by kVA, by network level | 0.29066 | 0.29066 | 0.29066 | 0.29066 | 0.29066 | 0.29066 | 0.29066 | 0.29066 | 0.29066
1201. Current tariff information
| Current revenues if known (£) | Current Unit rate 1 p/kWh | Current Unit rate 2 p/kWh | Current Unit rate 3 p/kWh | Current Fixed charge p/MPAN/day | Current Capacity charge p/kVA/day | Current Reactive power charge p/kVArh
Domestic Unrestricted |  | 1.96 | 0 | 0 | 3.98 | 0 | 0
Domestic Two Rate |  | 2.286 | 0.054 | 0 | 3.98 | 0 | 0
Domestic Off Peak (related MPAN) |  | 0.437 | 0 | 0 | 0 | 0 | 0
Small Non Domestic Unrestricted |  | 1.526 | 0 | 0 | 5.38 | 0 | 0
Small Non Domestic Two Rate |  | 1.638 | 0.043 | 0 | 5.38 | 0 | 0
Small Non Domestic Off Peak (related MPAN) |  | 0.258 | 0 | 0 | 0 | 0 | 0
LV Medium Non-Domestic |  | 1.684 | 0.041 | 0 | 32.09 | 0 | 0
LV Sub Medium Non-Domestic |  | 1.726 | 0.04 | 0 | 10.18 | 0 | 0
HV Medium Non-Domestic |  | 0.943 | 0.012 | 0 | 304.05 | 0 | 0
LV HH Metered |  | 8.026 | 0.516 | 0.031 | 10.18 | 2.32 | 0.302
LV Sub HH Metered |  | 6.704 | 0.384 | 0.021 | 10.18 | 3.12 | 0.243
HV HH Metered |  | 4.636 | 0.204 | 0.009 | 102.32 | 3.99 | 0.148
HV Sub HH Metered |  | 4.048 | 0.153 | 0.005 | 102.32 | 3.29 | 0.133
NHH UMS category A |  | 1.754 | 0 | 0 | 0 | 0 | 0
NHH UMS category B |  | 2.206 | 0 | 0 | 0 | 0 | 0
NHH UMS category C |  | 3.622 | 0 | 0 | 0 | 0 | 0
NHH UMS category D |  | 1.48 | 0 | 0 | 0 | 0 | 0
LV UMS (Pseudo HH Metered) |  | 29.914 | 1.253 | 0.669 | 0 | 0 | 0

## LAFs
Loss adjustment factors and network use matrices for WPD East Midlands in April 14 (102)
This sheet calculates matrices of loss adjustment factors and of network use factors.
These matrices map out the extent to which each type of user uses each level of the network, and are used throughout the workbook.
2001. Loss adjustment factors to transmission
Data sources:
x1 = Network level for each tariff (to get loss factors applicable to capacity) (in Loss adjustment factors to transmission)
x2 = 1032. Loss adjustment factors to transmission
Kind: | Fixed data | [6 empty] | Sum-product calculation
Formula: | [7 empty] | =SUMPRODUCT(x1, x2)
Network level for each tariff (to get loss factors applicable to capacity)
| 132kV | 132kV/EHV | EHV | EHV/HV | HV | HV/LV | LV circuits | Loss adjustment factor
Domestic Unrestricted | 0 | 0 | 0 | 0 | 0 | 0 | 1 | 1.095
Domestic Two Rate | 0 | 0 | 0 | 0 | 0 | 0 | 1 | 1.095
Domestic Off Peak (related MPAN) | 0 | 0 | 0 | 0 | 0 | 0 | 1 | 1.095
Small Non Domestic Unrestricted | 0 | 0 | 0 | 0 | 0 | 0 | 1 | 1.095
Small Non Domestic Two Rate | 0 | 0 | 0 | 0 | 0 | 0 | 1 | 1.095
Small Non Domestic Off Peak (related MPAN) | 0 | 0 | 0 | 0 | 0 | 0 | 1 | 1.095
LV Medium Non-Domestic | 0 | 0 | 0 | 0 | 0 | 0 | 1 | 1.095
LV Sub Medium Non-Domestic | 0 | 0 | 0 | 0 | 0 | 1 | 0 | 1.056
HV Medium Non-Domestic | 0 | 0 | 0 | 0 | 1 | 0 | 0 | 1.045
LV HH Metered | 0 | 0 | 0 | 0 | 0 | 0 | 1 | 1.095
LV Sub HH Metered | 0 | 0 | 0 | 0 | 0 | 1 | 0 | 1.056
HV HH Metered | 0 | 0 | 0 | 0 | 1 | 0 | 0 | 1.045
HV Sub HH Metered | 0 | 0 | 0 | 1 | 0 | 0 | 0 | 1.028
NHH UMS category A | 0 | 0 | 0 | 0 | 0 | 0 | 1 | 1.095
NHH UMS category B | 0 | 0 | 0 | 0 | 0 | 0 | 1 | 1.095
NHH UMS category C | 0 | 0 | 0 | 0 | 0 | 0 | 1 | 1.095
NHH UMS category D | 0 | 0 | 0 | 0 | 0 | 0 | 1 | 1.095
LV UMS (Pseudo HH Metered) | 0 | 0 | 0 | 0 | 0 | 0 | 1 | 1.095
LV Generation NHH | 0 | 0 | 0 | 0 | 0 | 0 | 1 | 1.095
LV Sub Generation NHH | 0 | 0 | 0 | 0 | 0 | 1 | 0 | 1.056
LV Generation Intermittent | 0 | 0 | 0 | 0 | 0 | 0 | 1 | 1.095
LV Generation Non-Intermittent | 0 | 0 | 0 | 0 | 0 | 0 | 1 | 1.095
LV Sub Generation Intermittent | 0 | 0 | 0 | 0 | 0 | 1 | 0 | 1.056
LV Sub Generation Non-Intermittent | 0 | 0 | 0 | 0 | 0 | 1 | 0 | 1.056
HV Generation Intermittent | 0 | 0 | 0 | 0 | 1 | 0 | 0 | 1.045
HV Generation Non-Intermittent | 0 | 0 | 0 | 0 | 1 | 0 | 0 | 1.045
HV Sub Generation Intermittent | 0 | 0 | 0 | 1 | 0 | 0 | 0 | 1.028
HV Sub Generation Non-Intermittent | 0 | 0 | 0 | 1 | 0 | 0 | 0 | 1.028
2002. Mapping of DRM network levels to core network levels
| 132kV | 132kV/EHV | EHV | EHV/HV | HV | HV/LV | LV circuits
132kV | 1 | 0 | 0 | 0 | 0 | 0 | 0
132kV/EHV | 0 | 1 | 0 | 0 | 0 | 0 | 0
EHV | 0 | 0 | 1 | 0 | 0 | 0 | 0
EHV/HV | 0 | 0 | 0 | 1 | 0 | 0 | 0
132kV/HV | 0 | 0 | 0 | 1 | 0 | 0 | 0
HV | 0 | 0 | 0 | 0 | 1 | 0 | 0
HV/LV | 0 | 0 | 0 | 0 | 0 | 1 | 0
LV circuits | 0 | 0 | 0 | 0 | 0 | 0 | 1
2003. Loss adjustment factor to transmission for each DRM network level
Data sources:
x1 = 2002. Mapping of DRM network levels to core network levels
x2 = 1032. Loss adjustment factors to transmission
Sum-product calculation =SUMPRODUCT(x1, x2)
Loss adjustment factor to transmission for each DRM network level
132kV | 1.001
132kV/EHV | 1.003
EHV | 1.006
EHV/HV | 1.028
132kV/HV | 1.028
HV | 1.045
HV/LV | 1.056
LV circuits | 1.095
2004. Loss adjustment factor to transmission for each network level
Data sources:
x1 = 2003. Loss adjustment factor to transmission for each DRM network level
x2 = 1 for GSP level
Combine tables = x1 or x2
| GSPs | 132kV | 132kV/EHV | EHV | EHV/HV | 132kV/HV | HV | HV/LV | LV circuits
Loss adjustment factor to transmission for each network level | 1 | 1.001 | 1.003 | 1.006 | 1.028 | 1.028 | 1.045 | 1.056 | 1.095
2005. Network use factors
These network use factors indicate to what extent each network level is used by each tariff.
This table reflects the policy that generators receive credits only in respect of network levels above the voltage of connection. Generators do not receive credits at the voltage of connection.
The factors in this table are before any adjustment for a 132kV/HV network level or for generation-dominated areas.
| GSPs | 132kV | 132kV/EHV | EHV | EHV/HV | HV | HV/LV | LV circuits
Domestic Unrestricted | 1 | 1 | 1 | 1 | 1 | 1 | 1 | 1
Domestic Two Rate | 1 | 1 | 1 | 1 | 1 | 1 | 1 | 1
Domestic Off Peak (related MPAN) | 1 | 1 | 1 | 1 | 1 | 1 | 1 | 1
Small Non Domestic Unrestricted | 1 | 1 | 1 | 1 | 1 | 1 | 1 | 1
Small Non Domestic Two Rate | 1 | 1 | 1 | 1 | 1 | 1 | 1 | 1
Small Non Domestic Off Peak (related MPAN) | 1 | 1 | 1 | 1 | 1 | 1 | 1 | 1
LV Medium Non-Domestic | 1 | 1 | 1 | 1 | 1 | 1 | 1 | 1
LV Sub Medium Non-Domestic | 1 | 1 | 1 | 1 | 1 | 1 | 1 | 0
HV Medium Non-Domestic | 1 | 1 | 1 | 1 | 1 | 1 | 0 | 0
LV HH Metered | 1 | 1 | 1 | 1 | 1 | 1 | 1 | 1
LV Sub HH Metered | 1 | 1 | 1 | 1 | 1 | 1 | 1 | 0
HV HH Metered | 1 | 1 | 1 | 1 | 1 | 1 | 0 | 0
HV Sub HH Metered | 1 | 1 | 1 | 1 | 1 | 0 | 0 | 0
NHH UMS category A | 1 | 1 | 1 | 1 | 1 | 1 | 1 | 1
NHH UMS category B | 1 | 1 | 1 | 1 | 1 | 1 | 1 | 1
NHH UMS category C | 1 | 1 | 1 | 1 | 1 | 1 | 1 | 1
NHH UMS category D | 1 | 1 | 1 | 1 | 1 | 1 | 1 | 1
LV UMS (Pseudo HH Metered) | 1 | 1 | 1 | 1 | 1 | 1 | 1 | 1
LV Generation NHH | 1 | 1 | 1 | 1 | 1 | 1 | 1 | 0
LV Sub Generation NHH | 1 | 1 | 1 | 1 | 1 | 1 | 0 | 0
LV Generation Intermittent | 1 | 1 | 1 | 1 | 1 | 1 | 1 | 0
LV Generation Non-Intermittent | 1 | 1 | 1 | 1 | 1 | 1 | 1 | 0
LV Sub Generation Intermittent | 1 | 1 | 1 | 1 | 1 | 1 | 0 | 0
LV Sub Generation Non-Intermittent | 1 | 1 | 1 | 1 | 1 | 1 | 0 | 0
HV Generation Intermittent | 1 | 1 | 1 | 1 | 1 | 0 | 0 | 0
HV Generation Non-Intermittent | 1 | 1 | 1 | 1 | 1 | 0 | 0 | 0
HV Sub Generation Intermittent | 1 | 1 | 1 | 1 | 0 | 0 | 0 | 0
HV Sub Generation Non-Intermittent | 1 | 1 | 1 | 1 | 0 | 0 | 0 | 0
2006. Proportion going through 132kV/EHV
Data sources:
x1 = 1018. Proportion of relevant load going through 132kV/HV direct transformation
Calculation =1-x1
132kV/EHV
132kV/EHV | 92.5%
2007. Proportion going through EHV
Data sources:
x1 = 1018. Proportion of relevant load going through 132kV/HV direct transformation
Calculation =1-x1
EHV
EHV | 92.5%
2008. Proportion going through EHV/HV
Data sources:
x1 = 1018. Proportion of relevant load going through 132kV/HV direct transformation
Calculation =1-x1
EHV/HV
EHV/HV | 92.5%
2009. Rerouteing matrix for all network levels
Data sources:
x1 = 1018. Proportion of relevant load going through 132kV/HV direct transformation
x2 = 2006. Proportion going through 132kV/EHV
x3 = 2007. Proportion going through EHV
x4 = 2008. Proportion going through EHV/HV
x5 = Rerouteing matrix: default elements
x6 = Map GSP to GSP
Combine tables = x1 or x2 or x3 or x4 or x5 or x6
| GSPs | 132kV | 132kV/EHV | EHV | EHV/HV | HV | HV/LV | LV circuits
GSPs | 1
132kV |  | 100% | 0% | 0% | 0% | 0% | 0% | 0%
132kV/EHV |  | 0% | 92.5% | 0% | 0% | 0% | 0% | 0%
EHV |  | 0% | 0% | 92.5% | 0% | 0% | 0% | 0%
EHV/HV |  | 0% | 0% | 0% | 92.5% | 0% | 0% | 0%
132kV/HV |  | 0% | 0% | 0% | 7.504% | 0% | 0% | 0%
HV |  | 0% | 0% | 0% | 0% | 100% | 0% | 0%
HV/LV |  | 0% | 0% | 0% | 0% | 0% | 100% | 0%
LV circuits |  | 0% | 0% | 0% | 0% | 0% | 0% | 100%
2010. Network use factors: interim step in calculations before adjustments
Data sources:
x1 = 2005. Network use factors
x2 = 2009. Rerouteing matrix for all network levels
Sum-product calculation =SUMPRODUCT(x1, x2)
| GSPs | 132kV | 132kV/EHV | EHV | EHV/HV | 132kV/HV | HV | HV/LV | LV circuits
Domestic Unrestricted | 1 | 1 | 0.92496 | 0.92496 | 0.92496 | 0.075044 | 1 | 1 | 1
Domestic Two Rate | 1 | 1 | 0.92496 | 0.92496 | 0.92496 | 0.075044 | 1 | 1 | 1
Domestic Off Peak (related MPAN) | 1 | 1 | 0.92496 | 0.92496 | 0.92496 | 0.075044 | 1 | 1 | 1
Small Non Domestic Unrestricted | 1 | 1 | 0.92496 | 0.92496 | 0.92496 | 0.075044 | 1 | 1 | 1
Small Non Domestic Two Rate | 1 | 1 | 0.92496 | 0.92496 | 0.92496 | 0.075044 | 1 | 1 | 1
Small Non Domestic Off Peak (related MPAN) | 1 | 1 | 0.92496 | 0.92496 | 0.92496 | 0.075044 | 1 | 1 | 1
LV Medium Non-Domestic | 1 | 1 | 0.92496 | 0.92496 | 0.92496 | 0.075044 | 1 | 1 | 1
LV Sub Medium Non-Domestic | 1 | 1 | 0.92496 | 0.92496 | 0.92496 | 0.075044 | 1 | 1 | 0
HV Medium Non-Domestic | 1 | 1 | 0.92496 | 0.92496 | 0.92496 | 0.075044 | 1 | 0 | 0
LV HH Metered | 1 | 1 | 0.92496 | 0.92496 | 0.92496 | 0.075044 | 1 | 1 | 1
LV Sub HH Metered | 1 | 1 | 0.92496 | 0.92496 | 0.92496 | 0.075044 | 1 | 1 | 0
HV HH Metered | 1 | 1 | 0.92496 | 0.92496 | 0.92496 | 0.075044 | 1 | 0 | 0
HV Sub HH Metered | 1 | 1 | 0.92496 | 0.92496 | 0.92496 | 0.075044 | 0 | 0 | 0
NHH UMS category A | 1 | 1 | 0.92496 | 0.92496 | 0.92496 | 0.075044 | 1 | 1 | 1
NHH UMS category B | 1 | 1 | 0.92496 | 0.92496 | 0.92496 | 0.075044 | 1 | 1 | 1
NHH UMS category C | 1 | 1 | 0.92496 | 0.92496 | 0.92496 | 0.075044 | 1 | 1 | 1
NHH UMS category D | 1 | 1 | 0.92496 | 0.92496 | 0.92496 | 0.075044 | 1 | 1 | 1
LV UMS (Pseudo HH Metered) | 1 | 1 | 0.92496 | 0.92496 | 0.92496 | 0.075044 | 1 | 1 | 1
LV Generation NHH | 1 | 1 | 0.92496 | 0.92496 | 0.92496 | 0.075044 | 1 | 1 | 0
LV Sub Generation NHH | 1 | 1 | 0.92496 | 0.92496 | 0.92496 | 0.075044 | 1 | 0 | 0
LV Generation Intermittent | 1 | 1 | 0.92496 | 0.92496 | 0.92496 | 0.075044 | 1 | 1 | 0
LV Generation Non-Intermittent | 1 | 1 | 0.92496 | 0.92496 | 0.92496 | 0.075044 | 1 | 1 | 0
LV Sub Generation Intermittent | 1 | 1 | 0.92496 | 0.92496 | 0.92496 | 0.075044 | 1 | 0 | 0
LV Sub Generation Non-Intermittent | 1 | 1 | 0.92496 | 0.92496 | 0.92496 | 0.075044 | 1 | 0 | 0
HV Generation Intermittent | 1 | 1 | 0.92496 | 0.92496 | 0.92496 | 0.075044 | 0 | 0 | 0
HV Generation Non-Intermittent | 1 | 1 | 0.92496 | 0.92496 | 0.92496 | 0.075044 | 0 | 0 | 0
HV Sub Generation Intermittent | 1 | 1 | 0.92496 | 0.92496 | 0 | 0 | 0 | 0 | 0
HV Sub Generation Non-Intermittent | 1 | 1 | 0.92496 | 0.92496 | 0 | 0 | 0 | 0 | 0
2011. Network use factors for all tariffs
Data sources:
x1 = Network use factors including 132kV/HV for generation dominated tariffs
x2 = Network use factors including 132kV/HV for HV Sub tariffs
x3 = 2010. Network use factors: interim step in calculations before adjustments
Combine tables = x1 or x2 or x3
| GSPs | 132kV | 132kV/EHV | EHV | EHV/HV | 132kV/HV | HV | HV/LV | LV circuits
Domestic Unrestricted | 1 | 1 | 0.92496 | 0.92496 | 0.92496 | 0.075044 | 1 | 1 | 1
Domestic Two Rate | 1 | 1 | 0.92496 | 0.92496 | 0.92496 | 0.075044 | 1 | 1 | 1
Domestic Off Peak (related MPAN) | 1 | 1 | 0.92496 | 0.92496 | 0.92496 | 0.075044 | 1 | 1 | 1
Small Non Domestic Unrestricted | 1 | 1 | 0.92496 | 0.92496 | 0.92496 | 0.075044 | 1 | 1 | 1
Small Non Domestic Two Rate | 1 | 1 | 0.92496 | 0.92496 | 0.92496 | 0.075044 | 1 | 1 | 1
Small Non Domestic Off Peak (related MPAN) | 1 | 1 | 0.92496 | 0.92496 | 0.92496 | 0.075044 | 1 | 1 | 1
LV Medium Non-Domestic | 1 | 1 | 0.92496 | 0.92496 | 0.92496 | 0.075044 | 1 | 1 | 1
LV Sub Medium Non-Domestic | 1 | 1 | 0.92496 | 0.92496 | 0.92496 | 0.075044 | 1 | 1 | 0
HV Medium Non-Domestic | 1 | 1 | 0.92496 | 0.92496 | 0.92496 | 0.075044 | 1 | 0 | 0
LV HH Metered | 1 | 1 | 0.92496 | 0.92496 | 0.92496 | 0.075044 | 1 | 1 | 1
LV Sub HH Metered | 1 | 1 | 0.92496 | 0.92496 | 0.92496 | 0.075044 | 1 | 1 | 0
HV HH Metered | 1 | 1 | 0.92496 | 0.92496 | 0.92496 | 0.075044 | 1 | 0 | 0
HV Sub HH Metered | 1 | 1 | 1 | 1 | 1 | 0 | 0 | 0 | 0
NHH UMS category A | 1 | 1 | 0.92496 | 0.92496 | 0.92496 | 0.075044 | 1 | 1 | 1
NHH UMS category B | 1 | 1 | 0.92496 | 0.92496 | 0.92496 | 0.075044 | 1 | 1 | 1
NHH UMS category C | 1 | 1 | 0.92496 | 0.92496 | 0.92496 | 0.075044 | 1 | 1 | 1
NHH UMS category D | 1 | 1 | 0.92496 | 0.92496 | 0.92496 | 0.075044 | 1 | 1 | 1
LV UMS (Pseudo HH Metered) | 1 | 1 | 0.92496 | 0.92496 | 0.92496 | 0.075044 | 1 | 1 | 1
LV Generation NHH | 1 | 1 | 0.92496 | 0.92496 | 0.92496 | 0.075044 | 1 | 1 | 0
LV Sub Generation NHH | 1 | 1 | 0.92496 | 0.92496 | 0.92496 | 0.075044 | 1 | 0 | 0
LV Generation Intermittent | 1 | 1 | 0.92496 | 0.92496 | 0.92496 | 0.075044 | 1 | 1 | 0
LV Generation Non-Intermittent | 1 | 1 | 0.92496 | 0.92496 | 0.92496 | 0.075044 | 1 | 1 | 0
LV Sub Generation Intermittent | 1 | 1 | 0.92496 | 0.92496 | 0.92496 | 0.075044 | 1 | 0 | 0
LV Sub Generation Non-Intermittent | 1 | 1 | 0.92496 | 0.92496 | 0.92496 | 0.075044 | 1 | 0 | 0
HV Generation Intermittent | 1 | 1 | 0.92496 | 0.92496 | 0.92496 | 0.075044 | 0 | 0 | 0
HV Generation Non-Intermittent | 1 | 1 | 0.92496 | 0.92496 | 0.92496 | 0.075044 | 0 | 0 | 0
HV Sub Generation Intermittent | 1 | 1 | 1 | 1 | 0 | 0 | 0 | 0 | 0
HV Sub Generation Non-Intermittent | 1 | 1 | 1 | 1 | 0 | 0 | 0 | 0 | 0
2012. Loss adjustment factors between end user meter reading and each network level, scaled by network use
Data sources:
x1 = 2004. Loss adjustment factor to transmission for each network level
x2 = 2011. Network use factors for all tariffs
x3 = 2001. Loss adjustment factor to transmission (in Loss adjustment factors to transmission)
Calculation =IF(x1="",x2,x2*x3/x1)
| GSPs | 132kV | 132kV/EHV | EHV | EHV/HV | 132kV/HV | HV | HV/LV | LV circuits
Domestic Unrestricted | 1.095 | 1.0939 | 1.0098 | 1.0068 | 0.98524 | 0.079935 | 1.0478 | 1.0369 | 1
Domestic Two Rate | 1.095 | 1.0939 | 1.0098 | 1.0068 | 0.98524 | 0.079935 | 1.0478 | 1.0369 | 1
Domestic Off Peak (related MPAN) | 1.095 | 1.0939 | 1.0098 | 1.0068 | 0.98524 | 0.079935 | 1.0478 | 1.0369 | 1
Small Non Domestic Unrestricted | 1.095 | 1.0939 | 1.0098 | 1.0068 | 0.98524 | 0.079935 | 1.0478 | 1.0369 | 1
Small Non Domestic Two Rate | 1.095 | 1.0939 | 1.0098 | 1.0068 | 0.98524 | 0.079935 | 1.0478 | 1.0369 | 1
Small Non Domestic Off Peak (related MPAN) | 1.095 | 1.0939 | 1.0098 | 1.0068 | 0.98524 | 0.079935 | 1.0478 | 1.0369 | 1
LV Medium Non-Domestic | 1.095 | 1.0939 | 1.0098 | 1.0068 | 0.98524 | 0.079935 | 1.0478 | 1.0369 | 1
LV Sub Medium Non-Domestic | 1.056 | 1.0549 | 0.97383 | 0.97093 | 0.95015 | 0.077088 | 1.0105 | 1 | 0
HV Medium Non-Domestic | 1.045 | 1.044 | 0.96369 | 0.96081 | 0.94025 | 0.076285 | 1 | 0 | 0
LV HH Metered | 1.095 | 1.0939 | 1.0098 | 1.0068 | 0.98524 | 0.079935 | 1.0478 | 1.0369 | 1
LV Sub HH Metered | 1.056 | 1.0549 | 0.97383 | 0.97093 | 0.95015 | 0.077088 | 1.0105 | 1 | 0
HV HH Metered | 1.045 | 1.044 | 0.96369 | 0.96081 | 0.94025 | 0.076285 | 1 | 0 | 0
HV Sub HH Metered | 1.028 | 1.027 | 1.0249 | 1.0219 | 1 | 0 | 0 | 0 | 0
NHH UMS category A | 1.095 | 1.0939 | 1.0098 | 1.0068 | 0.98524 | 0.079935 | 1.0478 | 1.0369 | 1
NHH UMS category B | 1.095 | 1.0939 | 1.0098 | 1.0068 | 0.98524 | 0.079935 | 1.0478 | 1.0369 | 1
NHH UMS category C | 1.095 | 1.0939 | 1.0098 | 1.0068 | 0.98524 | 0.079935 | 1.0478 | 1.0369 | 1
NHH UMS category D | 1.095 | 1.0939 | 1.0098 | 1.0068 | 0.98524 | 0.079935 | 1.0478 | 1.0369 | 1
LV UMS (Pseudo HH Metered) | 1.095 | 1.0939 | 1.0098 | 1.0068 | 0.98524 | 0.079935 | 1.0478 | 1.0369 | 1
LV Generation NHH | 1.095 | 1.0939 | 1.0098 | 1.0068 | 0.98524 | 0.079935 | 1.0478 | 1.0369 | 0
LV Sub Generation NHH | 1.056 | 1.0549 | 0.97383 | 0.97093 | 0.95015 | 0.077088 | 1.0105 | 0 | 0
LV Generation Intermittent | 1.095 | 1.0939 | 1.0098 | 1.0068 | 0.98524 | 0.079935 | 1.0478 | 1.0369 | 0
LV Generation Non-Intermittent | 1.095 | 1.0939 | 1.0098 | 1.0068 | 0.98524 | 0.079935 | 1.0478 | 1.0369 | 0
LV Sub Generation Intermittent | 1.056 | 1.0549 | 0.97383 | 0.97093 | 0.95015 | 0.077088 | 1.0105 | 0 | 0
LV Sub Generation Non-Intermittent | 1.056 | 1.0549 | 0.97383 | 0.97093 | 0.95015 | 0.077088 | 1.0105 | 0 | 0
HV Generation Intermittent | 1.045 | 1.044 | 0.96369 | 0.96081 | 0.94025 | 0.076285 | 0 | 0 | 0
HV Generation Non-Intermittent | 1.045 | 1.044 | 0.96369 | 0.96081 | 0.94025 | 0.076285 | 0 | 0 | 0
HV Sub Generation Intermittent | 1.028 | 1.027 | 1.0249 | 1.0219 | 0 | 0 | 0 | 0 | 0
HV Sub Generation Non-Intermittent | 1.028 | 1.027 | 1.0249 | 1.0219 | 0 | 0 | 0 | 0 | 0

## DRM
Network model for WPD East Midlands in April 14 (102)
This sheet collects data from a network model and calculates aggregated annuitised unit costs from these data.
2101. Annuity rate
Data sources:
x1 = 1010. Rate of return (in Financial and general assumptions)
x2 = 1010. Annualisation period (years) (in Financial and general assumptions)
x3 = 1010. Days in the charging year (in Financial and general assumptions)
Calculation =PMT(x1,x2,-1)*IF(OR(x3>366,x3<365),x3/365.25,1)
Annuity rate
Annuity rate | 6.314%
2102. Loss adjustment factor to transmission for each core level
Data sources:
x1 = 1032. Loss adjustment factors to transmission
x2 = 1 for GSP level
Combine tables = x1 or x2
| GSPs | 132kV | 132kV/EHV | EHV | EHV/HV | HV | HV/LV | LV circuits
Loss adjustment factor to transmission for each core level | 1 | 1.001 | 1.003 | 1.006 | 1.028 | 1.045 | 1.056 | 1.095
2103. Loss adjustment factors
Data sources:
x1 = 2102. Loss adjustment factor to transmission for each core level
x2 = Loss adjustment factor to transmission for network level exit (in Loss adjustment factors)
Kind: | Copy cells | Special copy
Formula: | =x1 | = x2
| Loss adjustment factor to transmission for network level exit | Loss adjustment factor to transmission for network level entry
GSPs | 1
132kV | 1.001 | 1
132kV/EHV | 1.003 | 1.001
EHV | 1.006 | 1.003
EHV/HV | 1.028 | 1.006
HV | 1.045 | 1.028
HV/LV | 1.056 | 1.045
LV circuits | 1.095 | 1.056
2104. Diversity calculations
Data sources:
x1 = 1017. Diversity allowance between top and bottom of network level
x2 = Coincidence to system peak at level exit (in Diversity calculations)
Kind: | Special calculation | Special calculation | Special calculation
Formula: | =previous/(1+x1) | =previous/(1+x1) | =1/x2-1
| Coincidence to GSP peak at level exit | Coincidence to system peak at level exit | Diversity allowance between level exit and GSP Group
GSPs |  | 97.59% | 2.471%
132kV | 95.69% | 93.38% | 7.084%
132kV/EHV | 95.69% | 93.38% | 7.084%
EHV | 88.68% | 86.55% | 15.55%
EHV/HV | 88.68% | 86.55% | 15.55%
HV | 66.18% | 64.59% | 54.83%
HV/LV | 66.18% | 64.59% | 54.83%
LV circuits | 66.18% | 64.59%
2105. Network model total maximum demand at substation (MW)
Data sources:
x1 = 1019. Network model GSP peak demand (MW)
x2 = 2104. Coincidence to GSP peak at level exit (in Diversity calculations)
Calculation =x1/x2
Network model total maximum demand at substation (MW)
132kV | 522.5067
132kV/EHV | 522.5067
EHV | 563.794
EHV/HV | 563.794
HV | 755.4839
HV/LV | 755.4839
LV circuits | 755.4839
2106. Network model contribution to system maximum load measured at network level exit (MW)
Data sources:
x1 = 2105. Network model total maximum demand at substation (MW)
x2 = 2104. Coincidence to system peak at level exit (in Diversity calculations)
x3 = 2103. Loss adjustment factor to transmission for network level exit (in Loss adjustment factors)
Calculation =x1*x2/x3
Network model contribution to system maximum load measured at network level exit (MW)
132kV | 487.4537
132kV/EHV | 486.4817
EHV | 485.031
EHV/HV | 474.6509
HV | 466.9293
HV/LV | 462.0655
LV circuits | 445.6084
2107. Rerouteing matrix for DRM network levels
Data sources:
x1 = 1018. Proportion of relevant load going through 132kV/HV direct transformation
x2 = 2006. Proportion going through 132kV/EHV
x3 = 2007. Proportion going through EHV
x4 = 2008. Proportion going through EHV/HV
x5 = Rerouteing matrix: default elements
Combine tables = x1 or x2 or x3 or x4 or x5
| 132kV | 132kV/EHV | EHV | EHV/HV | 132kV/HV | HV | HV/LV | LV circuits
132kV | 100% | 0% | 0% | 0% | 0% | 0% | 0% | 0%
132kV/EHV | 0% | 92.5% | 0% | 0% | 0% | 0% | 0% | 0%
EHV | 0% | 0% | 92.5% | 0% | 0% | 0% | 0% | 0%
EHV/HV | 0% | 0% | 0% | 92.5% | 7.504% | 0% | 0% | 0%
HV | 0% | 0% | 0% | 0% | 0% | 100% | 0% | 0%
HV/LV | 0% | 0% | 0% | 0% | 0% | 0% | 100% | 0%
LV circuits | 0% | 0% | 0% | 0% | 0% | 0% | 0% | 100%
2108. GSP simultaneous maximum load assumed through each network level (MW)
Data sources:
x1 = 2106. Network model contribution to system maximum load measured at network level exit (MW)
x2 = 2107. Rerouteing matrix for DRM network levels
Sum-product calculation =SUMPRODUCT(x1, x2)
GSP simultaneous maximum load assumed through each network level (MW)
132kV | 487.4537
132kV/EHV | 449.974
EHV | 448.6321
EHV/HV | 439.0311
132kV/HV | 35.6199
HV | 466.9293
HV/LV | 462.0655
LV circuits | 445.6084
2109. Network model annuity by simultaneous maximum load for each network level (£/kW/year)
Data sources:
x1 = 2108. GSP simultaneous maximum load assumed through each network level (MW)
x2 = 1020. Gross asset cost by network level (£)
x3 = 2101. Annuity rate
Calculation =IF(x1,0.001*x2*x3/x1,0)
Model £/kW SML
Assets 132kV | 10.4516
Assets 132kV/EHV | 3.7907
Assets EHV | 5.4236
Assets EHV/HV | 7.7703
Assets 132kV/HV | 6.9696
Assets HV | 12.8875
Assets HV/LV | 8.4796
Assets LV circuits | 9.7595

## SM
Service models for WPD East Midlands in April 14 (102)
This sheet collects and processes data from the service models.
2201. Asset £/customer from LV service models
Data sources:
x1 = 1025. Matrix of applicability of LV service models to tariffs with fixed charges
x2 = 1022. LV service model asset cost (£)
Sum-product calculation =SUMPRODUCT(x1, x2)
Assets LV customer
Domestic Unrestricted | 234.4888
Domestic Two Rate | 234.4888
Small Non Domestic Unrestricted | 578.9438
Small Non Domestic Two Rate | 578.9438
LV Medium Non-Domestic | 683.8749
LV Sub Medium Non-Domestic | 509.4741
LV HH Metered | 1169.0366
LV Sub HH Metered | 858.6035
LV Generation NHH | 0
LV Sub Generation NHH | 0
LV Generation Intermittent | 0
LV Generation Non-Intermittent | 0
LV Sub Generation Intermittent | 0
LV Sub Generation Non-Intermittent | 0
2202. Asset £/(MWh/year) from LV service models
Data sources:
x1 = 1026. Matrix of applicability of LV service models to unmetered tariffs
x2 = 1022. LV service model asset cost (£)
Sum-product calculation =SUMPRODUCT(x1, x2)
Assets LV customer
Asset £/(MWh/year) from LV service models | 219.7534
2203. Service model asset p/kWh charge for unmetered tariffs
Data sources:
x1 = 1010. Annuity proportion for customer-contributed assets (in Financial and general assumptions)
x2 = 2202. Asset £/(MWh/year) from LV service models
x3 = 2101. Annuity rate
Calculation =0.1*x1*x2*x3
Assets LV customer
Service model asset p/kWh charge for unmetered tariffs | 0
2204. Asset £/customer from HV service models
Data sources:
x1 = 1028. Matrix of applicability of HV service models to tariffs with fixed charges
x2 = 1023. HV service model asset cost (£)
Sum-product calculation =SUMPRODUCT(x1, x2)
Assets HV customer
HV Medium Non-Domestic | 8748.3778
HV HH Metered | 8748.3778
HV Sub HH Metered | 8748.3778
HV Generation Intermittent | 4299.3136
HV Generation Non-Intermittent | 4299.3136
HV Sub Generation Intermittent | 4299.3136
HV Sub Generation Non-Intermittent | 4299.3136
2205. Service model assets by tariff (£)
Data sources:
x1 = 2201. Asset £/customer from LV service models
x2 = 2204. Asset £/customer from HV service models
Combine tables = x1 or x2
| Assets LV customer | Assets HV customer
Domestic Unrestricted | 234.4888
Domestic Two Rate | 234.4888
Domestic Off Peak (related MPAN)
Small Non Domestic Unrestricted | 578.9438
Small Non Domestic Two Rate | 578.9438
Small Non Domestic Off Peak (related MPAN)
LV Medium Non-Domestic | 683.8749
LV Sub Medium Non-Domestic | 509.4741
HV Medium Non-Domestic |  | 8748.3778
LV HH Metered | 1169.0366
LV Sub HH Metered | 858.6035
HV HH Metered |  | 8748.3778
HV Sub HH Metered |  | 8748.3778
NHH UMS category A
NHH UMS category B
NHH UMS category C
NHH UMS category D
LV UMS (Pseudo HH Metered)
LV Generation NHH | 0
LV Sub Generation NHH | 0
LV Generation Intermittent | 0
LV Generation Non-Intermittent | 0
LV Sub Generation Intermittent | 0
LV Sub Generation Non-Intermittent | 0
HV Generation Intermittent |  | 4299.3136
HV Generation Non-Intermittent |  | 4299.3136
HV Sub Generation Intermittent |  | 4299.3136
HV Sub Generation Non-Intermittent |  | 4299.3136
2206. Replacement annuities for service models
Data sources:
x1 = 1010. Days in the charging year (in Financial and general assumptions)
x2 = 2205. Service model assets by tariff (£)
x3 = 2101. Annuity rate
x4 = 1010. Annuity proportion for customer-contributed assets (in Financial and general assumptions)
x5 = Service model p/MPAN/day charge (in Replacement annuities for service models)
Kind: | Calculation |  | Cell summation
Formula: | =100/x1*x2*x3*x4 |  | =SUM(x5)
Service model p/MPAN/day charge
| Assets LV customer | Assets HV customer | Service model p/MPAN/day
Domestic Unrestricted | 0 | 0 | 0
Domestic Two Rate | 0 | 0 | 0
Domestic Off Peak (related MPAN) | 0 | 0 | 0
Small Non Domestic Unrestricted | 0 | 0 | 0
Small Non Domestic Two Rate | 0 | 0 | 0
Small Non Domestic Off Peak (related MPAN) | 0 | 0 | 0
LV Medium Non-Domestic | 0 | 0 | 0
LV Sub Medium Non-Domestic | 0 | 0 | 0
HV Medium Non-Domestic | 0 | 0 | 0
LV HH Metered | 0 | 0 | 0
LV Sub HH Metered | 0 | 0 | 0
HV HH Metered | 0 | 0 | 0
HV Sub HH Metered | 0 | 0 | 0
NHH UMS category A | 0 | 0 | 0
NHH UMS category B | 0 | 0 | 0
NHH UMS category C | 0 | 0 | 0
NHH UMS category D | 0 | 0 | 0
LV UMS (Pseudo HH Metered) | 0 | 0 | 0
LV Generation NHH | 0 | 0 | 0
LV Sub Generation NHH | 0 | 0 | 0
LV Generation Intermittent | 0 | 0 | 0
LV Generation Non-Intermittent | 0 | 0 | 0
LV Sub Generation Intermittent | 0 | 0 | 0
LV Sub Generation Non-Intermittent | 0 | 0 | 0
HV Generation Intermittent | 0 | 0 | 0
HV Generation Non-Intermittent | 0 | 0 | 0
HV Sub Generation Intermittent | 0 | 0 | 0
HV Sub Generation Non-Intermittent | 0 | 0 | 0

## Loads
Load characteristics for WPD East Midlands in April 14 (102)
This sheet compiles information about the assumed characteristics of network users.
A load factor represents the average load of a user or user group, relative to the maximum load level of that user or
user group. Load factors are numbers between 0 and 1.
A coincidence factor represents the expectation value of the load of a user or user group at the time of system maximum load,
relative to the maximum load level of that user or user group. Coincidence factors are numbers between 0 and 1.
A load coefficient is the expectation value of the load of a user or user group at the time of system maximum load, relative to the average load level of that user or user group.
For demand users, the load coefficient is a demand coefficient and can be calculated as the ratio of the coincidence factor to the load factor.
2301. Demand coefficient (load at time of system maximum load divided by average load)
Data sources:
x1 = 1041. Coincidence factor to system maximum load for each type of demand user (in Load profile data for demand users)
x2 = 1041. Load factor for each type of demand user (in Load profile data for demand users)
Calculation =x1/x2
Demand coefficient
Domestic Unrestricted | 2.2349
Domestic Two Rate | 1.8414
Domestic Off Peak (related MPAN) | 0
Small Non Domestic Unrestricted | 1.7227
Small Non Domestic Two Rate | 1.4663
Small Non Domestic Off Peak (related MPAN) | 0
LV Medium Non-Domestic | 1.5121
LV Sub Medium Non-Domestic | 1.5121
HV Medium Non-Domestic | 1.5488
LV HH Metered | 1.4186
LV Sub HH Metered | 1.4186
HV HH Metered | 1.163
HV Sub HH Metered | 1.163
NHH UMS category A | 1
NHH UMS category B | 2.113
NHH UMS category C | 3.9136
NHH UMS category D | 0.037282
LV UMS (Pseudo HH Metered) | 2.032
2302. Load coefficient
Data sources:
x1 = 2301. Demand coefficient (load at time of system maximum load divided by average load)
x2 = Negative of generation coefficient; set to -1
Combine tables = x1 or x2
Load coefficient
Domestic Unrestricted | 2.2349
Domestic Two Rate | 1.8414
Domestic Off Peak (related MPAN) | 0
Small Non Domestic Unrestricted | 1.7227
Small Non Domestic Two Rate | 1.4663
Small Non Domestic Off Peak (related MPAN) | 0
LV Medium Non-Domestic | 1.5121
LV Sub Medium Non-Domestic | 1.5121
HV Medium Non-Domestic | 1.5488
LV HH Metered | 1.4186
LV Sub HH Metered | 1.4186
HV HH Metered | 1.163
HV Sub HH Metered | 1.163
NHH UMS category A | 1
NHH UMS category B | 2.113
NHH UMS category C | 3.9136
NHH UMS category D | 0.037282
LV UMS (Pseudo HH Metered) | 2.032
LV Generation NHH | -1
LV Sub Generation NHH | -1
LV Generation Intermittent | -1
LV Generation Non-Intermittent | -1
LV Sub Generation Intermittent | -1
LV Sub Generation Non-Intermittent | -1
HV Generation Intermittent | -1
HV Generation Non-Intermittent | -1
HV Sub Generation Intermittent | -1
HV Sub Generation Non-Intermittent | -1
2303. Discount map
| No discount | LDNO LV: LV user | LDNO HV: LV user | LDNO HV: LV sub user | LDNO HV: HV user
> Domestic Unrestricted
Domestic Unrestricted | 1 | 0 | 0 | 0 | 0
LDNO LV: Domestic Unrestricted | 0 | 1 | 0 | 0 | 0
LDNO HV: Domestic Unrestricted | 0 | 0 | 1 | 0 | 0
> Domestic Two Rate
Domestic Two Rate | 1 | 0 | 0 | 0 | 0
LDNO LV: Domestic Two Rate | 0 | 1 | 0 | 0 | 0
LDNO HV: Domestic Two Rate | 0 | 0 | 1 | 0 | 0
> Domestic Off Peak (related MPAN)
Domestic Off Peak (related MPAN) | 1 | 0 | 0 | 0 | 0
LDNO LV: Domestic Off Peak (related MPAN) | 0 | 1 | 0 | 0 | 0
LDNO HV: Domestic Off Peak (related MPAN) | 0 | 0 | 1 | 0 | 0
> Small Non Domestic Unrestricted
Small Non Domestic Unrestricted | 1 | 0 | 0 | 0 | 0
LDNO LV: Small Non Domestic Unrestricted | 0 | 1 | 0 | 0 | 0
LDNO HV: Small Non Domestic Unrestricted | 0 | 0 | 1 | 0 | 0
> Small Non Domestic Two Rate
Small Non Domestic Two Rate | 1 | 0 | 0 | 0 | 0
LDNO LV: Small Non Domestic Two Rate | 0 | 1 | 0 | 0 | 0
LDNO HV: Small Non Domestic Two Rate | 0 | 0 | 1 | 0 | 0
> Small Non Domestic Off Peak (related MPAN)
Small Non Domestic Off Peak (related MPAN) | 1 | 0 | 0 | 0 | 0
LDNO LV: Small Non Domestic Off Peak (related MPAN) | 0 | 1 | 0 | 0 | 0
LDNO HV: Small Non Domestic Off Peak (related MPAN) | 0 | 0 | 1 | 0 | 0
> LV Medium Non-Domestic
LV Medium Non-Domestic | 1 | 0 | 0 | 0 | 0
LDNO LV: LV Medium Non-Domestic | 0 | 1 | 0 | 0 | 0
LDNO HV: LV Medium Non-Domestic | 0 | 0 | 1 | 0 | 0
> LV Sub Medium Non-Domestic
LV Sub Medium Non-Domestic | 1 | 0 | 0 | 0 | 0
> HV Medium Non-Domestic
HV Medium Non-Domestic | 1 | 0 | 0 | 0 | 0
> LV HH Metered
LV HH Metered | 1 | 0 | 0 | 0 | 0
LDNO LV: LV HH Metered | 0 | 1 | 0 | 0 | 0
LDNO HV: LV HH Metered | 0 | 0 | 1 | 0 | 0
> LV Sub HH Metered
LV Sub HH Metered | 1 | 0 | 0 | 0 | 0
LDNO HV: LV Sub HH Metered | 0 | 0 | 0 | 1 | 0
> HV HH Metered
HV HH Metered | 1 | 0 | 0 | 0 | 0
LDNO HV: HV HH Metered | 0 | 0 | 0 | 0 | 1
> HV Sub HH Metered
HV Sub HH Metered | 1 | 0 | 0 | 0 | 0
> NHH UMS category A
NHH UMS category A | 1 | 0 | 0 | 0 | 0
LDNO LV: NHH UMS category A | 0 | 1 | 0 | 0 | 0
LDNO HV: NHH UMS category A | 0 | 0 | 1 | 0 | 0
> NHH UMS category B
NHH UMS category B | 1 | 0 | 0 | 0 | 0
LDNO LV: NHH UMS category B | 0 | 1 | 0 | 0 | 0
LDNO HV: NHH UMS category B | 0 | 0 | 1 | 0 | 0
> NHH UMS category C
NHH UMS category C | 1 | 0 | 0 | 0 | 0
LDNO LV: NHH UMS category C | 0 | 1 | 0 | 0 | 0
LDNO HV: NHH UMS category C | 0 | 0 | 1 | 0 | 0
> NHH UMS category D
NHH UMS category D | 1 | 0 | 0 | 0 | 0
LDNO LV: NHH UMS category D | 0 | 1 | 0 | 0 | 0
LDNO HV: NHH UMS category D | 0 | 0 | 1 | 0 | 0
> LV UMS (Pseudo HH Metered)
LV UMS (Pseudo HH Metered) | 1 | 0 | 0 | 0 | 0
LDNO LV: LV UMS (Pseudo HH Metered) | 0 | 1 | 0 | 0 | 0
LDNO HV: LV UMS (Pseudo HH Metered) | 0 | 0 | 1 | 0 | 0
> LV Generation NHH
LV Generation NHH | 1 | 0 | 0 | 0 | 0
LDNO LV: LV Generation NHH | 1 | 0 | 0 | 0 | 0
LDNO HV: LV Generation NHH | 1 | 0 | 0 | 0 | 0
> LV Sub Generation NHH
LV Sub Generation NHH | 1 | 0 | 0 | 0 | 0
LDNO HV: LV Sub Generation NHH | 1 | 0 | 0 | 0 | 0
> LV Generation Intermittent
LV Generation Intermittent | 1 | 0 | 0 | 0 | 0
LDNO LV: LV Generation Intermittent | 1 | 0 | 0 | 0 | 0
LDNO HV: LV Generation Intermittent | 1 | 0 | 0 | 0 | 0
> LV Generation Non-Intermittent
LV Generation Non-Intermittent | 1 | 0 | 0 | 0 | 0
LDNO LV: LV Generation Non-Intermittent | 1 | 0 | 0 | 0 | 0
LDNO HV: LV Generation Non-Intermittent | 1 | 0 | 0 | 0 | 0
> LV Sub Generation Intermittent
LV Sub Generation Intermittent | 1 | 0 | 0 | 0 | 0
LDNO HV: LV Sub Generation Intermittent | 1 | 0 | 0 | 0 | 0
> LV Sub Generation Non-Intermittent
LV Sub Generation Non-Intermittent | 1 | 0 | 0 | 0 | 0
LDNO HV: LV Sub Generation Non-Intermittent | 1 | 0 | 0 | 0 | 0
> HV Generation Intermittent
HV Generation Intermittent | 1 | 0 | 0 | 0 | 0
LDNO HV: HV Generation Intermittent | 1 | 0 | 0 | 0 | 0
> HV Generation Non-Intermittent
HV Generation Non-Intermittent | 1 | 0 | 0 | 0 | 0
LDNO HV: HV Generation Non-Intermittent | 1 | 0 | 0 | 0 | 0
> HV Sub Generation Intermittent
HV Sub Generation Intermittent | 1 | 0 | 0 | 0 | 0
> HV Sub Generation Non-Intermittent
HV Sub Generation Non-Intermittent | 1 | 0 | 0 | 0 | 0
2304. LDNO discounts and volumes adjusted for discount
Data sources:
x1 = 2303. Discount map
x2 = 1037. Embedded network (LDNO) discounts
x3 = 100 per cent discount for generators on LDNO networks
x4 = Discount for each tariff (except for fixed charges) (in LDNO discounts and volumes adjusted for discount)
x5 = 1053. Rate 1 units (MWh) by tariff (in Volume forecasts for the charging year)
x6 = 1053. Rate 2 units (MWh) by tariff (in Volume forecasts for the charging year)
x7 = 1053. Rate 3 units (MWh) by tariff (in Volume forecasts for the charging year)
x8 = 1053. MPANs by tariff (in Volume forecasts for the charging year)
x9 = Discount for each tariff for fixed charges only (in LDNO discounts and volumes adjusted for discount)
x10 = 1053. Import capacity (kVA) by tariff (in Volume forecasts for the charging year)
x11 = 1053. Reactive power units (MVArh) by tariff (in Volume forecasts for the charging year)
Kind: | Sum-product calculation | Combine tables | Calculation | Calculation | Calculation | Calculation | Calculation | Calculation
Formula: | =SUMPRODUCT(x1, x2) | = x3 or x4 | =x5*(1-x4) | =x6*(1-x4) | =x7*(1-x4) | =x8*(1-x9) | =x10*(1-x4) | =x11*(1-x4)
| Discount for each tariff (except for fixed charges) | Discount for each tariff for fixed charges only | Rate 1 units (MWh) | Rate 2 units (MWh) | Rate 3 units (MWh) | MPANs | Import capacity (kVA) | Reactive power units (MVArh)
> Domestic Unrestricted
Domestic Unrestricted | 0% | 0% | 5092275.359 | 0 | 0 | 1465910 | 0 | 0
LDNO LV: Domestic Unrestricted | 29.01% | 29.01% | 13554.5598 | 0 | 0 | 5761.9394 | 0 | 0
LDNO HV: Domestic Unrestricted | 50.61% | 50.61% | 12735.1096 | 0 | 0 | 4886.1298 | 0 | 0
> Domestic Two Rate
Domestic Two Rate | 0% | 0% | 2898919.3419 | 1337642.8721 | 0 | 932251 | 0 | 0
LDNO LV: Domestic Two Rate | 29.01% | 29.01% | 872.4177 | 332.955 | 0 | 284.6892 | 0 | 0
LDNO HV: Domestic Two Rate | 50.61% | 50.61% | 1018.5363 | 427.3689 | 0 | 367.497 | 0 | 0
> Domestic Off Peak (related MPAN)
Domestic Off Peak (related MPAN) | 0% | 0% | 151975.696 | 0 | 0 | 0 | 0 | 0
LDNO LV: Domestic Off Peak (related MPAN) | 29.01% | 29.01% | 0 | 0 | 0 | 0 | 0 | 0
LDNO HV: Domestic Off Peak (related MPAN) | 50.61% | 50.61% | 0 | 0 | 0 | 0 | 0 | 0
> Small Non Domestic Unrestricted
Small Non Domestic Unrestricted | 0% | 0% | 1155352.8611 | 0 | 0 | 92933 | 0 | 0
LDNO LV: Small Non Domestic Unrestricted | 29.01% | 29.01% | 1290.7852 | 0 | 0 | 183.1666 | 0 | 0
LDNO HV: Small Non Domestic Unrestricted | 50.61% | 50.61% | 2087.5688 | 0 | 0 | 182.2667 | 0 | 0
> Small Non Domestic Two Rate
Small Non Domestic Two Rate | 0% | 0% | 1617760.9583 | 512143.8266 | 0 | 81564 | 0 | 0
LDNO LV: Small Non Domestic Two Rate | 29.01% | 29.01% | 0 | 0 | 0 | 1.4199 | 0 | 0
LDNO HV: Small Non Domestic Two Rate | 50.61% | 50.61% | 239.168 | 79.1605 | 0 | 11.3608 | 0 | 0
> Small Non Domestic Off Peak (related MPAN)
Small Non Domestic Off Peak (related MPAN) | 0% | 0% | 5786.1963 | 0 | 0 | 0 | 0 | 0
LDNO LV: Small Non Domestic Off Peak (related MPAN) | 29.01% | 29.01% | 0 | 0 | 0 | 0 | 0 | 0
LDNO HV: Small Non Domestic Off Peak (related MPAN) | 50.61% | 50.61% | 0 | 0 | 0 | 0 | 0 | 0
> LV Medium Non-Domestic
LV Medium Non-Domestic | 0% | 0% | 744739.2306 | 192653.1275 | 0 | 7859 | 0 | 0
LDNO LV: LV Medium Non-Domestic | 29.01% | 29.01% | 96.9356 | 29.5225 | 0 | 17.0388 | 0 | 0
LDNO HV: LV Medium Non-Domestic | 50.61% | 50.61% | 1586.4358 | 335.7401 | 0 | 3.9516 | 0 | 0
> LV Sub Medium Non-Domestic
LV Sub Medium Non-Domestic | 0% | 0% | 0 | 0 | 0 | 0 | 0 | 0
> HV Medium Non-Domestic
HV Medium Non-Domestic | 0% | 0% | 21462.5072 | 6258.798 | 0 | 173 | 0 | 0
> LV HH Metered
LV HH Metered | 0% | 0% | 325576.6451 | 1287894.6099 | 1401634.0675 | 7965 | 1557000 | 325942.64
LDNO LV: LV HH Metered | 29.01% | 29.01% | 22.7063 | 72.7967 | 123.886 | 2.1298 | 241.3824 | 0
LDNO HV: LV HH Metered | 50.61% | 50.61% | 0 | 0 | 0 | 0 | 0 | 0
> LV Sub HH Metered
LV Sub HH Metered | 0% | 0% | 3650.1587 | 13946.1266 | 16824.0152 | 54 | 29000 | 1223.723
LDNO HV: LV Sub HH Metered | 29.49% | 29.49% | 0 | 0 | 0 | 0 | 0 | 0
> HV HH Metered
HV HH Metered | 0% | 0% | 785754.1736 | 3010722.2062 | 4164193.967 | 2891 | 2689000 | 700637.572
LDNO HV: HV HH Metered | 20.4% | 20.4% | 2965.2518 | 11462.5922 | 12183.8157 | 7.1644 | 11940.6015 | 2640.1673
> HV Sub HH Metered
HV Sub HH Metered | 0% | 0% | 0 | 0 | 0 | 0 | 0 | 0
> NHH UMS category A
NHH UMS category A | 0% | 0% | 58472.6838 | 0 | 0 | 0 | 0 | 0
LDNO LV: NHH UMS category A | 29.01% | 29.01% | 0 | 0 | 0 | 0 | 0 | 0
LDNO HV: NHH UMS category A | 50.61% | 50.61% | 951.7533 | 0 | 0 | 0 | 0 | 0
> NHH UMS category B
NHH UMS category B | 0% | 0% | 22762.5371 | 0 | 0 | 0 | 0 | 0
LDNO LV: NHH UMS category B | 29.01% | 29.01% | 0 | 0 | 0 | 0 | 0 | 0
LDNO HV: NHH UMS category B | 50.61% | 50.61% | 370.5033 | 0 | 0 | 0 | 0 | 0
> NHH UMS category C
NHH UMS category C | 0% | 0% | 288.4077 | 0 | 0 | 0 | 0 | 0
LDNO LV: NHH UMS category C | 29.01% | 29.01% | 0 | 0 | 0 | 0 | 0 | 0
LDNO HV: NHH UMS category C | 50.61% | 50.61% | 4.6944 | 0 | 0 | 0 | 0 | 0
> NHH UMS category D
NHH UMS category D | 0% | 0% | 8792.6636 | 0 | 0 | 0 | 0 | 0
LDNO LV: NHH UMS category D | 29.01% | 29.01% | 0 | 0 | 0 | 0 | 0 | 0
LDNO HV: NHH UMS category D | 50.61% | 50.61% | 143.1172 | 0 | 0 | 0 | 0 | 0
> LV UMS (Pseudo HH Metered)
LV UMS (Pseudo HH Metered) | 0% | 0% | 13649.2764 | 32369.8968 | 234932.4273 | 0 | 0 | 0
LDNO LV: LV UMS (Pseudo HH Metered) | 29.01% | 29.01% | 0 | 0 | 0 | 0 | 0 | 0
LDNO HV: LV UMS (Pseudo HH Metered) | 50.61% | 50.61% | 0 | 0 | 0 | 0 | 0 | 0
> LV Generation NHH
LV Generation NHH | 0% | 0% | 1377.241 | 0 | 0 | 0 | 0 | 0
LDNO LV: LV Generation NHH | 0% | 100% | 7.009 | 0 | 0 | 0 | 0 | 0
LDNO HV: LV Generation NHH | 0% | 100% | 0 | 0 | 0 | 0 | 0 | 0
> LV Sub Generation NHH
LV Sub Generation NHH | 0% | 0% | 0 | 0 | 0 | 0 | 0 | 0
LDNO HV: LV Sub Generation NHH | 0% | 100% | 0 | 0 | 0 | 0 | 0 | 0
> LV Generation Intermittent
LV Generation Intermittent | 0% | 0% | 3179.477 | 0 | 0 | 109 | 0 | 313.467
LDNO LV: LV Generation Intermittent | 0% | 100% | 0 | 0 | 0 | 0 | 0 | 0
LDNO HV: LV Generation Intermittent | 0% | 100% | 0 | 0 | 0 | 0 | 0 | 0
> LV Generation Non-Intermittent
LV Generation Non-Intermittent | 0% | 0% | 462.318 | 1839.133 | 2472.74 | 63 | 0 | 343.549
LDNO LV: LV Generation Non-Intermittent | 0% | 100% | 0 | 0 | 0 | 0 | 0 | 0
LDNO HV: LV Generation Non-Intermittent | 0% | 100% | 0 | 0 | 0 | 0 | 0 | 0
> LV Sub Generation Intermittent
LV Sub Generation Intermittent | 0% | 0% | 20.11 | 0 | 0 | 1 | 0 | 2.669
LDNO HV: LV Sub Generation Intermittent | 0% | 100% | 0 | 0 | 0 | 0 | 0 | 0
> LV Sub Generation Non-Intermittent
LV Sub Generation Non-Intermittent | 0% | 0% | 0 | 0 | 0 | 0 | 0 | 0
LDNO HV: LV Sub Generation Non-Intermittent | 0% | 100% | 0 | 0 | 0 | 0 | 0 | 0
> HV Generation Intermittent
HV Generation Intermittent | 0% | 0% | 10691.027 | 0 | 0 | 23 | 0 | 168.215
LDNO HV: HV Generation Intermittent | 0% | 100% | 0 | 0 | 0 | 0 | 0 | 0
> HV Generation Non-Intermittent
HV Generation Non-Intermittent | 0% | 0% | 58988.399 | 191553.249 | 369639.072 | 150 | 0 | 4847.774
LDNO HV: HV Generation Non-Intermittent | 0% | 100% | 0 | 0 | 0 | 0 | 0 | 0
> HV Sub Generation Intermittent
HV Sub Generation Intermittent | 0% | 0% | 0 | 0 | 0 | 0 | 0 | 0
> HV Sub Generation Non-Intermittent
HV Sub Generation Non-Intermittent | 0% | 0% | 0 | 0 | 0 | 0 | 0 | 0
2305. Equivalent volume for each end user
Data sources:
x1 = 2304. Rate 1 units (MWh) (in LDNO discounts and volumes adjusted for discount)
x2 = 2304. Rate 2 units (MWh) (in LDNO discounts and volumes adjusted for discount)
x3 = 2304. Rate 3 units (MWh) (in LDNO discounts and volumes adjusted for discount)
x4 = 2304. MPANs (in LDNO discounts and volumes adjusted for discount)
x5 = 2304. Import capacity (kVA) (in LDNO discounts and volumes adjusted for discount)
x6 = 2304. Reactive power units (MVArh) (in LDNO discounts and volumes adjusted for discount)
Kind: | Cell summation | Cell summation | Cell summation | Cell summation | Cell summation | Cell summation
Formula: | =SUM(x1) | =SUM(x2) | =SUM(x3) | =SUM(x4) | =SUM(x5) | =SUM(x6)
| Rate 1 units (MWh) | Rate 2 units (MWh) | Rate 3 units (MWh) | MPANs | Import capacity (kVA) | Reactive power units (MVArh)
Domestic Unrestricted | 5118565.0284 | 0 | 0 | 1476558.0692 | 0 | 0
Domestic Two Rate | 2900810.2958 | 1338403.1961 | 0 | 932903.1862 | 0 | 0
Domestic Off Peak (related MPAN) | 151975.696 | 0 | 0 | 0 | 0 | 0
Small Non Domestic Unrestricted | 1158731.2151 | 0 | 0 | 93298.4333 | 0 | 0
Small Non Domestic Two Rate | 1618000.1262 | 512222.9871 | 0 | 81576.7807 | 0 | 0
Small Non Domestic Off Peak (related MPAN) | 5786.1963 | 0 | 0 | 0 | 0 | 0
LV Medium Non-Domestic | 746422.602 | 193018.3902 | 0 | 7879.9903 | 0 | 0
LV Sub Medium Non-Domestic | 0 | 0 | 0 | 0 | 0 | 0
HV Medium Non-Domestic | 21462.5072 | 6258.798 | 0 | 173 | 0 | 0
LV HH Metered | 325599.3514 | 1287967.4066 | 1401757.9534 | 7967.1298 | 1557241.3824 | 325942.64
LV Sub HH Metered | 3650.1587 | 13946.1266 | 16824.0152 | 54 | 29000 | 1223.723
HV HH Metered | 788719.4253 | 3022184.7983 | 4176377.7827 | 2898.1644 | 2700940.6015 | 703277.7393
HV Sub HH Metered | 0 | 0 | 0 | 0 | 0 | 0
NHH UMS category A | 59424.4371 | 0 | 0 | 0 | 0 | 0
NHH UMS category B | 23133.0404 | 0 | 0 | 0 | 0 | 0
NHH UMS category C | 293.1021 | 0 | 0 | 0 | 0 | 0
NHH UMS category D | 8935.7808 | 0 | 0 | 0 | 0 | 0
LV UMS (Pseudo HH Metered) | 13649.2764 | 32369.8968 | 234932.4273 | 0 | 0 | 0
LV Generation NHH | 1384.25 | 0 | 0 | 0 | 0 | 0
LV Sub Generation NHH | 0 | 0 | 0 | 0 | 0 | 0
LV Generation Intermittent | 3179.477 | 0 | 0 | 109 | 0 | 313.467
LV Generation Non-Intermittent | 462.318 | 1839.133 | 2472.74 | 63 | 0 | 343.549
LV Sub Generation Intermittent | 20.11 | 0 | 0 | 1 | 0 | 2.669
LV Sub Generation Non-Intermittent | 0 | 0 | 0 | 0 | 0 | 0
HV Generation Intermittent | 10691.027 | 0 | 0 | 23 | 0 | 168.215
HV Generation Non-Intermittent | 58988.399 | 191553.249 | 369639.072 | 150 | 0 | 4847.774
HV Sub Generation Intermittent | 0 | 0 | 0 | 0 | 0 | 0
HV Sub Generation Non-Intermittent | 0 | 0 | 0 | 0 | 0 | 0

## Multi
Load characteristics for multiple unit rates for WPD East Midlands in April 14 (102)
2401. Adjust annual hours by distribution time band to match days in year
Data sources:
x1 = 1068. Typical annual hours by distribution time band
x2 = 1010. Days in the charging year (in Financial and general assumptions)
x3 = Total hours in the year according to time band hours input data (in Adjust annual hours by distribution time band to match days in year)
Kind: | Cell summation | Calculation
Formula: | =SUM(x1) | =x1*24*x2/x3
Annual hours by distribution time band (reconciled to days in year)
| Hours aggregate | Red | Amber | Green
Adjust annual hours by distribution time band to match days in year | 8760 | 783 | 2740.5 | 5236.5
2402. Normalisation of split of rate 1 units by time band
Data sources:
x1 = 1061. Average split of rate 1 units by distribution time band
x2 = Total split (in Normalisation of split of rate 1 units by time band)
x3 = 2401. Annual hours by distribution time band (reconciled to days in year) (in Adjust annual hours by distribution time band to match days in year)
x4 = 1010. Days in the charging year (in Financial and general assumptions)
Kind: | Cell summation | Calculation
Formula: | =SUM(x1) | =IF(x2,x1/x2,x3/x4/24)
Normalised split of rate 1 units by distribution time band
| Total split | Red | Amber | Green
Domestic Two Rate | 100% | 14.89% | 41.21% | 43.9%
Domestic Off Peak (related MPAN) | 100% | 3.468% | 32.42% | 64.11%
Small Non Domestic Two Rate | 100% | 12.64% | 51.14% | 36.22%
Small Non Domestic Off Peak (related MPAN) | 100% | 1.649% | 18.91% | 79.44%
LV Medium Non-Domestic | 100% | 13.6% | 53.01% | 33.39%
LV Sub Medium Non-Domestic | 100% | 13.6% | 53.01% | 33.39%
HV Medium Non-Domestic | 100% | 13.49% | 55.44% | 31.07%
2403. Split of rate 1 units between distribution time bands
Data sources:
x1 = 2402. Normalised split of rate 1 units by distribution time band (in Normalisation of split of rate 1 units by time band)
x2 = Split of rate 1 units between distribution time bands (default)
Combine tables = x1 or x2
| Red | Amber | Green
Domestic Two Rate | 14.89% | 41.21% | 43.9%
Domestic Off Peak (related MPAN) | 3.468% | 32.42% | 64.11%
Small Non Domestic Two Rate | 12.64% | 51.14% | 36.22%
Small Non Domestic Off Peak (related MPAN) | 1.649% | 18.91% | 79.44%
LV Medium Non-Domestic | 13.6% | 53.01% | 33.39%
LV Sub Medium Non-Domestic | 13.6% | 53.01% | 33.39%
HV Medium Non-Domestic | 13.49% | 55.44% | 31.07%
LV HH Metered | 100% | 0% | 0%
LV Sub HH Metered | 100% | 0% | 0%
HV HH Metered | 100% | 0% | 0%
HV Sub HH Metered | 100% | 0% | 0%
LV Generation Non-Intermittent | 100% | 0% | 0%
LV Sub Generation Non-Intermittent | 100% | 0% | 0%
HV Generation Non-Intermittent | 100% | 0% | 0%
HV Sub Generation Non-Intermittent | 100% | 0% | 0%
2404. Normalisation of split of rate 2 units by time band
Data sources:
x1 = 1062. Average split of rate 2 units by distribution time band
x2 = Total split (in Normalisation of split of rate 2 units by time band)
x3 = 2401. Annual hours by distribution time band (reconciled to days in year) (in Adjust annual hours by distribution time band to match days in year)
x4 = 1010. Days in the charging year (in Financial and general assumptions)
Kind: | Cell summation | Calculation
Formula: | =SUM(x1) | =IF(x2,x1/x2,x3/x4/24)
Normalised split of rate 2 units by distribution time band
| Total split | Red | Amber | Green
Domestic Two Rate | 100% | 0% | 0% | 100%
Small Non Domestic Two Rate | 100% | 0% | 0% | 100%
LV Medium Non-Domestic | 100% | 0% | 0% | 100%
LV Sub Medium Non-Domestic | 100% | 0% | 0% | 100%
HV Medium Non-Domestic | 100% | 0% | 0% | 100%
2405. Split of rate 2 units between distribution time bands
Data sources:
x1 = 2404. Normalised split of rate 2 units by distribution time band (in Normalisation of split of rate 2 units by time band)
x2 = Split of rate 2 units between distribution time bands (default)
Combine tables = x1 or x2
| Red | Amber | Green
Domestic Two Rate | 0% | 0% | 100%
Small Non Domestic Two Rate | 0% | 0% | 100%
LV Medium Non-Domestic | 0% | 0% | 100%
LV Sub Medium Non-Domestic | 0% | 0% | 100%
HV Medium Non-Domestic | 0% | 0% | 100%
LV HH Metered | 0% | 100% | 0%
LV Sub HH Metered | 0% | 100% | 0%
HV HH Metered | 0% | 100% | 0%
HV Sub HH Metered | 0% | 100% | 0%
LV Generation Non-Intermittent | 0% | 100% | 0%
LV Sub Generation Non-Intermittent | 0% | 100% | 0%
HV Generation Non-Intermittent | 0% | 100% | 0%
HV Sub Generation Non-Intermittent | 0% | 100% | 0%
2406. Split of rate 3 units between distribution time bands (default)
| Red | Amber | Green
LV HH Metered | 0% | 0% | 100%
LV Sub HH Metered | 0% | 0% | 100%
HV HH Metered | 0% | 0% | 100%
HV Sub HH Metered | 0% | 0% | 100%
LV Generation Non-Intermittent | 0% | 0% | 100%
LV Sub Generation Non-Intermittent | 0% | 0% | 100%
HV Generation Non-Intermittent | 0% | 0% | 100%
HV Sub Generation Non-Intermittent | 0% | 0% | 100%
2407. All units (MWh)
Data sources:
x1 = 2305. Rate 1 units (MWh) (in Equivalent volume for each end user)
x2 = 2305. Rate 2 units (MWh) (in Equivalent volume for each end user)
x3 = 2305. Rate 3 units (MWh) (in Equivalent volume for each end user)
Calculation =x1+x2+x3
All units (MWh)
Domestic Unrestricted | 5118565.0284
Domestic Two Rate | 4239213.4919
Domestic Off Peak (related MPAN) | 151975.696
Small Non Domestic Unrestricted | 1158731.2151
Small Non Domestic Two Rate | 2130223.1133
Small Non Domestic Off Peak (related MPAN) | 5786.1963
LV Medium Non-Domestic | 939440.9921
LV Sub Medium Non-Domestic | 0
HV Medium Non-Domestic | 27721.3052
LV HH Metered | 3015324.7115
LV Sub HH Metered | 34420.3004
HV HH Metered | 7987282.0064
HV Sub HH Metered | 0
NHH UMS category A | 59424.4371
NHH UMS category B | 23133.0404
NHH UMS category C | 293.1021
NHH UMS category D | 8935.7808
LV UMS (Pseudo HH Metered) | 280951.6005
LV Generation NHH | 1384.25
LV Sub Generation NHH | 0
LV Generation Intermittent | 3179.477
LV Generation Non-Intermittent | 4774.191
LV Sub Generation Intermittent | 20.11
LV Sub Generation Non-Intermittent | 0
HV Generation Intermittent | 10691.027
HV Generation Non-Intermittent | 620180.72
HV Sub Generation Intermittent | 0
HV Sub Generation Non-Intermittent | 0
2408. Calculation of implied load coefficients for two-rate users
Data sources:
x1 = 2407. All units (MWh)
x2 = 2305. Rate 1 units (MWh) (in Equivalent volume for each end user)
x3 = 2403. Split of rate 1 units between distribution time bands
x4 = 2305. Rate 2 units (MWh) (in Equivalent volume for each end user)
x5 = 2405. Split of rate 2 units between distribution time bands
x6 = 2401. Annual hours by distribution time band (reconciled to days in year) (in Adjust annual hours by distribution time band to match days in year)
x7 = Use of distribution time bands by units in demand forecast for two-rate tariffs (in Calculation of implied load coefficients for two-rate users)
x8 = 1010. Days in the charging year (in Financial and general assumptions)
Kind: | Calculation |  |  | Calculation
Formula: | =IF(x1>0,(x2*x3+x4*x5)/x1,0) |  |  | =IF(x6>0,x7*x8*24/x6,0)
Use of distribution time bands by units in demand forecast for two-rate tariffs
| Red | Amber | Green | First-time-band load coefficient for two-rate tariffs
Domestic Two Rate | 10.19% | 28.2% | 61.61% | 1.1402
Small Non Domestic Two Rate | 9.603% | 38.84% | 51.56% | 1.0743
LV Medium Non-Domestic | 10.8% | 42.12% | 47.08% | 1.2087
LV Sub Medium Non-Domestic | 0% | 0% | 0% | 0
HV Medium Non-Domestic | 10.44% | 42.92% | 46.63% | 1.1682
2409. Calculation of implied load coefficients for three-rate users
Data sources:
x1 = 2407. All units (MWh)
x2 = 2305. Rate 1 units (MWh) (in Equivalent volume for each end user)
x3 = 2403. Split of rate 1 units between distribution time bands
x4 = 2305. Rate 2 units (MWh) (in Equivalent volume for each end user)
x5 = 2405. Split of rate 2 units between distribution time bands
x6 = 2305. Rate 3 units (MWh) (in Equivalent volume for each end user)
x7 = 2406. Split of rate 3 units between distribution time bands (default)
x8 = 2401. Annual hours by distribution time band (reconciled to days in year) (in Adjust annual hours by distribution time band to match days in year)
x9 = Use of distribution time bands by units in demand forecast for three-rate tariffs (in Calculation of implied load coefficients for three-rate users)
x10 = 1010. Days in the charging year (in Financial and general assumptions)
Kind: | Calculation |  |  | Calculation
Formula: | =IF(x1>0,(x2*x3+x4*x5+x6*x7)/x1,0) |  |  | =IF(x8>0,x9*x10*24/x8,0)
Use of distribution time bands by units in demand forecast for three-rate tariffs
| Red | Amber | Green | First-time-band load coefficient for three-rate tariffs
LV HH Metered | 10.8% | 42.71% | 46.49% | 1.2081
LV Sub HH Metered | 10.6% | 40.52% | 48.88% | 1.1864
HV HH Metered | 9.875% | 37.84% | 52.29% | 1.1048
HV Sub HH Metered | 0% | 0% | 0% | 0
2410. Calculation of adjusted time band load coefficients
Data sources:
x1 = 2408. First-time-band load coefficient for two-rate tariffs (in Calculation of implied load coefficients for two-rate users)
x2 = 2409. First-time-band load coefficient for three-rate tariffs (in Calculation of implied load coefficients for three-rate users)
x3 = First-time-band load coefficient (in Calculation of adjusted time band load coefficients)
x4 = 2302. Load coefficient
Kind: | Combine tables | Calculation
Formula: | = x1 or x2 | =IF(x3<>0,x4/x3,IF(x4<0,-1,1))
| First-time-band load coefficient | Load coefficient correction factor (kW at peak in band / band average kW)
Domestic Two Rate | 1.1402 | 1.615
Domestic Off Peak (related MPAN) |  | 1
Small Non Domestic Two Rate | 1.0743 | 1.3649
Small Non Domestic Off Peak (related MPAN) |  | 1
LV Medium Non-Domestic | 1.2087 | 1.251
LV Sub Medium Non-Domestic | 0 | 1
HV Medium Non-Domestic | 1.1682 | 1.3258
LV HH Metered | 1.2081 | 1.1743
LV Sub HH Metered | 1.1864 | 1.1957
HV HH Metered | 1.1048 | 1.0527
HV Sub HH Metered | 0 | 1
LV Generation Non-Intermittent |  | -1
LV Sub Generation Non-Intermittent |  | -1
HV Generation Non-Intermittent |  | -1
HV Sub Generation Non-Intermittent |  | -1
2411. Normalisation of peaking probabilities
Data sources:
x1 = 1069. Red, amber and green peaking probabilities (in Peaking probabilities by network level)
x2 = Total probability (should be 100%) (in Normalisation of peaking probabilities)
x3 = 1068. Typical annual hours by distribution time band
x4 = 2401. Total hours in the year according to time band hours input data (in Adjust annual hours by distribution time band to match days in year)
Kind: | Cell summation | Calculation
Formula: | =SUM(x1) | =IF(x2,x1/x2,x3/x4)
Normalised peaking probabilities
| Total probability (should be 100%) | Red | Amber | Green
GSPs | 100% | 100% | 0% | 0%
132kV | 100% | 89.64% | 10.36% | 0%
132kV/EHV | 100% | 89.64% | 10.36% | 0%
EHV | 100% | 70.38% | 25.88% | 3.743%
EHV/HV | 100% | 70.38% | 25.88% | 3.743%
132kV/HV | 100% | 89.64% | 10.36% | 0%
HV | 100% | 70.38% | 25.88% | 3.743%
HV/LV | 100% | 70.38% | 25.88% | 3.743%
LV circuits | 100% | 70.38% | 25.88% | 3.743%
2412. Peaking probabilities by network level (reshaped)
Data sources:
x1 = 2411. Normalised peaking probabilities (in Normalisation of peaking probabilities)
Reshape table = x1
| GSPs | Red | Amber | Green | 132kV | Red | Amber | Green | 132kV/EHV | Red | Amber | Green | EHV | Red | Amber | Green | EHV/HV | Red | Amber | Green | 132kV/HV | Red | Amber | Green | HV | Red | Amber | Green | HV/LV | Red | Amber | Green | LV circuits | Red | Amber | Green
Probability of peak within timeband |  | 100% | 0% | 0% |  | 89.64% | 10.36% | 0% |  | 89.64% | 10.36% | 0% |  | 70.38% | 25.88% | 3.743% |  | 70.38% | 25.88% | 3.743% |  | 89.64% | 10.36% | 0% |  | 70.38% | 25.88% | 3.743% |  | 70.38% | 25.88% | 3.743% |  | 70.38% | 25.88% | 3.743%
2413. Pseudo load coefficient by time band and network level
Data sources:
x1 = 2401. Annual hours by distribution time band (reconciled to days in year) (in Adjust annual hours by distribution time band to match days in year)
x2 = 2410. Load coefficient correction factor (kW at peak in band / band average kW) (in Calculation of adjusted time band load coefficients)
x3 = 2412. Peaking probabilities by network level (reshaped)
x4 = 1010. Days in the charging year (in Financial and general assumptions)
Calculation =IF(x1>0,x2*x3*24*x4/x1,0)
| GSPs | Red | Amber | Green | 132kV | Red | Amber | Green | 132kV/EHV | Red | Amber | Green | EHV | Red | Amber | Green | EHV/HV | Red | Amber | Green | 132kV/HV | Red | Amber | Green | HV | Red | Amber | Green | HV/LV | Red | Amber | Green | LV circuits | Red | Amber | Green
Domestic Two Rate |  | 18.0679 | 0 | 0 |  | 16.1966 | 0.53467 | 0 |  | 16.1966 | 0.53467 | 0 |  | 12.7162 | 1.3359 | 0.10111 |  | 12.7162 | 1.3359 | 0.10111 |  | 16.1966 | 0.53467 | 0 |  | 12.7162 | 1.3359 | 0.10111 |  | 12.7162 | 1.3359 | 0.10111 |  | 12.7162 | 1.3359 | 0.10111
Domestic Off Peak (related MPAN) |  | 11.1877 | 0 | 0 |  | 10.029 | 0.33107 | 0 |  | 10.029 | 0.33107 | 0 |  | 7.874 | 0.82717 | 0.062608 |  | 7.874 | 0.82717 | 0.062608 |  | 10.029 | 0.33107 | 0 |  | 7.874 | 0.82717 | 0.062608 |  | 7.874 | 0.82717 | 0.062608 |  | 7.874 | 0.82717 | 0.062608
Small Non Domestic Two Rate |  | 15.2698 | 0 | 0 |  | 13.6883 | 0.45187 | 0 |  | 13.6883 | 0.45187 | 0 |  | 10.7469 | 1.129 | 0.085452 |  | 10.7469 | 1.129 | 0.085452 |  | 13.6883 | 0.45187 | 0 |  | 10.7469 | 1.129 | 0.085452 |  | 10.7469 | 1.129 | 0.085452 |  | 10.7469 | 1.129 | 0.085452
Small Non Domestic Off Peak (related MPAN) |  | 11.1877 | 0 | 0 |  | 10.029 | 0.33107 | 0 |  | 10.029 | 0.33107 | 0 |  | 7.874 | 0.82717 | 0.062608 |  | 7.874 | 0.82717 | 0.062608 |  | 10.029 | 0.33107 | 0 |  | 7.874 | 0.82717 | 0.062608 |  | 7.874 | 0.82717 | 0.062608 |  | 7.874 | 0.82717 | 0.062608
LV Medium Non-Domestic |  | 13.9957 | 0 | 0 |  | 12.5461 | 0.41417 | 0 |  | 12.5461 | 0.41417 | 0 |  | 9.8502 | 1.0348 | 0.078322 |  | 9.8502 | 1.0348 | 0.078322 |  | 12.5461 | 0.41417 | 0 |  | 9.8502 | 1.0348 | 0.078322 |  | 9.8502 | 1.0348 | 0.078322 |  | 9.8502 | 1.0348 | 0.078322
LV Sub Medium Non-Domestic |  | 11.1877 | 0 | 0 |  | 10.029 | 0.33107 | 0 |  | 10.029 | 0.33107 | 0 |  | 7.874 | 0.82717 | 0.062608 |  | 7.874 | 0.82717 | 0.062608 |  | 10.029 | 0.33107 | 0 |  | 7.874 | 0.82717 | 0.062608 |  | 7.874 | 0.82717 | 0.062608 |  | 7.874 | 0.82717 | 0.062608
HV Medium Non-Domestic |  | 14.8332 | 0 | 0 |  | 13.2968 | 0.43895 | 0 |  | 13.2968 | 0.43895 | 0 |  | 10.4396 | 1.0967 | 0.083008 |  | 10.4396 | 1.0967 | 0.083008 |  | 13.2968 | 0.43895 | 0 |  | 10.4396 | 1.0967 | 0.083008 |  | 10.4396 | 1.0967 | 0.083008 |  | 10.4396 | 1.0967 | 0.083008
LV HH Metered |  | 13.1376 | 0 | 0 |  | 11.7769 | 0.38877 | 0 |  | 11.7769 | 0.38877 | 0 |  | 9.2463 | 0.97133 | 0.07352 |  | 9.2463 | 0.97133 | 0.07352 |  | 11.7769 | 0.38877 | 0 |  | 9.2463 | 0.97133 | 0.07352 |  | 9.2463 | 0.97133 | 0.07352 |  | 9.2463 | 0.97133 | 0.07352
LV Sub HH Metered |  | 13.3773 | 0 | 0 |  | 11.9918 | 0.39587 | 0 |  | 11.9918 | 0.39587 | 0 |  | 9.415 | 0.98905 | 0.074861 |  | 9.415 | 0.98905 | 0.074861 |  | 11.9918 | 0.39587 | 0 |  | 9.415 | 0.98905 | 0.074861 |  | 9.415 | 0.98905 | 0.074861 |  | 9.415 | 0.98905 | 0.074861
HV HH Metered |  | 11.7775 | 0 | 0 |  | 10.5576 | 0.34852 | 0 |  | 10.5576 | 0.34852 | 0 |  | 8.289 | 0.87077 | 0.065908 |  | 8.289 | 0.87077 | 0.065908 |  | 10.5576 | 0.34852 | 0 |  | 8.289 | 0.87077 | 0.065908 |  | 8.289 | 0.87077 | 0.065908 |  | 8.289 | 0.87077 | 0.065908
HV Sub HH Metered |  | 11.1877 | 0 | 0 |  | 10.029 | 0.33107 | 0 |  | 10.029 | 0.33107 | 0 |  | 7.874 | 0.82717 | 0.062608 |  | 7.874 | 0.82717 | 0.062608 |  | 10.029 | 0.33107 | 0 |  | 7.874 | 0.82717 | 0.062608 |  | 7.874 | 0.82717 | 0.062608 |  | 7.874 | 0.82717 | 0.062608
LV Generation Non-Intermittent |  | -11.1877 | 0 | 0 |  | -10.029 | -0.33107 | 0 |  | -10.029 | -0.33107 | 0 |  | -7.874 | -0.82717 | -0.062608 |  | -7.874 | -0.82717 | -0.062608 |  | -10.029 | -0.33107 | 0 |  | -7.874 | -0.82717 | -0.062608 |  | -7.874 | -0.82717 | -0.062608 |  | -7.874 | -0.82717 | -0.062608
LV Sub Generation Non-Intermittent |  | -11.1877 | 0 | 0 |  | -10.029 | -0.33107 | 0 |  | -10.029 | -0.33107 | 0 |  | -7.874 | -0.82717 | -0.062608 |  | -7.874 | -0.82717 | -0.062608 |  | -10.029 | -0.33107 | 0 |  | -7.874 | -0.82717 | -0.062608 |  | -7.874 | -0.82717 | -0.062608 |  | -7.874 | -0.82717 | -0.062608
HV Generation Non-Intermittent |  | -11.1877 | 0 | 0 |  | -10.029 | -0.33107 | 0 |  | -10.029 | -0.33107 | 0 |  | -7.874 | -0.82717 | -0.062608 |  | -7.874 | -0.82717 | -0.062608 |  | -10.029 | -0.33107 | 0 |  | -7.874 | -0.82717 | -0.062608 |  | -7.874 | -0.82717 | -0.062608 |  | -7.874 | -0.82717 | -0.062608
HV Sub Generation Non-Intermittent |  | -11.1877 | 0 | 0 |  | -10.029 | -0.33107 | 0 |  | -10.029 | -0.33107 | 0 |  | -7.874 | -0.82717 | -0.062608 |  | -7.874 | -0.82717 | -0.062608 |  | -10.029 | -0.33107 | 0 |  | -7.874 | -0.82717 | -0.062608 |  | -7.874 | -0.82717 | -0.062608 |  | -7.874 | -0.82717 | -0.062608
2414. Unit rate 1 pseudo load coefficient by network level
Data sources:
x1 = 2413. Pseudo load coefficient by time band and network level
x2 = 2403. Split of rate 1 units between distribution time bands
Sum-product calculation =SUMPRODUCT(x1, x2)
| GSPs | 132kV | 132kV/EHV | EHV | EHV/HV | 132kV/HV | HV | HV/LV | LV circuits
Domestic Two Rate | 2.691 | 2.6326 | 2.6326 | 2.4888 | 2.4888 | 2.6326 | 2.4888 | 2.4888 | 2.4888
Domestic Off Peak (related MPAN) | 0.38804 | 0.45518 | 0.45518 | 0.58141 | 0.58141 | 0.45518 | 0.58141 | 0.58141 | 0.58141
Small Non Domestic Two Rate | 1.9305 | 1.9616 | 1.9616 | 1.967 | 1.967 | 1.9616 | 1.967 | 1.967 | 1.967
Small Non Domestic Off Peak (related MPAN) | 0.18446 | 0.22797 | 0.22797 | 0.33599 | 0.33599 | 0.22797 | 0.33599 | 0.33599 | 0.33599
LV Medium Non-Domestic | 1.9031 | 1.9255 | 1.9255 | 1.9141 | 1.9141 | 1.9255 | 1.9141 | 1.9141 | 1.9141
LV Sub Medium Non-Domestic | 1.5213 | 1.5392 | 1.5392 | 1.53 | 1.53 | 1.5392 | 1.53 | 1.53 | 1.53
HV Medium Non-Domestic | 2.0005 | 2.0366 | 2.0366 | 2.0418 | 2.0418 | 2.0366 | 2.0418 | 2.0418 | 2.0418
LV HH Metered | 13.1376 | 11.7769 | 11.7769 | 9.2463 | 9.2463 | 11.7769 | 9.2463 | 9.2463 | 9.2463
LV Sub HH Metered | 13.3773 | 11.9918 | 11.9918 | 9.415 | 9.415 | 11.9918 | 9.415 | 9.415 | 9.415
HV HH Metered | 11.7775 | 10.5576 | 10.5576 | 8.289 | 8.289 | 10.5576 | 8.289 | 8.289 | 8.289
HV Sub HH Metered | 11.1877 | 10.029 | 10.029 | 7.874 | 7.874 | 10.029 | 7.874 | 7.874 | 7.874
LV Generation Non-Intermittent | -11.1877 | -10.029 | -10.029 | -7.874 | -7.874 | -10.029 | -7.874 | -7.874 | -7.874
LV Sub Generation Non-Intermittent | -11.1877 | -10.029 | -10.029 | -7.874 | -7.874 | -10.029 | -7.874 | -7.874 | -7.874
HV Generation Non-Intermittent | -11.1877 | -10.029 | -10.029 | -7.874 | -7.874 | -10.029 | -7.874 | -7.874 | -7.874
HV Sub Generation Non-Intermittent | -11.1877 | -10.029 | -10.029 | -7.874 | -7.874 | -10.029 | -7.874 | -7.874 | -7.874
2415. Unit rate 2 pseudo load coefficient by network level
Data sources:
x1 = 2413. Pseudo load coefficient by time band and network level
x2 = 2405. Split of rate 2 units between distribution time bands
Sum-product calculation =SUMPRODUCT(x1, x2)
| GSPs | 132kV | 132kV/EHV | EHV | EHV/HV | 132kV/HV | HV | HV/LV | LV circuits
Domestic Two Rate | 0 | 0 | 0 | 0.10111 | 0.10111 | 0 | 0.10111 | 0.10111 | 0.10111
Small Non Domestic Two Rate | 0 | 0 | 0 | 0.085452 | 0.085452 | 0 | 0.085452 | 0.085452 | 0.085452
LV Medium Non-Domestic | 0 | 0 | 0 | 0.078322 | 0.078322 | 0 | 0.078322 | 0.078322 | 0.078322
LV Sub Medium Non-Domestic | 0 | 0 | 0 | 0.062608 | 0.062608 | 0 | 0.062608 | 0.062608 | 0.062608
HV Medium Non-Domestic | 0 | 0 | 0 | 0.083008 | 0.083008 | 0 | 0.083008 | 0.083008 | 0.083008
LV HH Metered | 0 | 0.38877 | 0.38877 | 0.97133 | 0.97133 | 0.38877 | 0.97133 | 0.97133 | 0.97133
LV Sub HH Metered | 0 | 0.39587 | 0.39587 | 0.98905 | 0.98905 | 0.39587 | 0.98905 | 0.98905 | 0.98905
HV HH Metered | 0 | 0.34852 | 0.34852 | 0.87077 | 0.87077 | 0.34852 | 0.87077 | 0.87077 | 0.87077
HV Sub HH Metered | 0 | 0.33107 | 0.33107 | 0.82717 | 0.82717 | 0.33107 | 0.82717 | 0.82717 | 0.82717
LV Generation Non-Intermittent | 0 | -0.33107 | -0.33107 | -0.82717 | -0.82717 | -0.33107 | -0.82717 | -0.82717 | -0.82717
LV Sub Generation Non-Intermittent | 0 | -0.33107 | -0.33107 | -0.82717 | -0.82717 | -0.33107 | -0.82717 | -0.82717 | -0.82717
HV Generation Non-Intermittent | 0 | -0.33107 | -0.33107 | -0.82717 | -0.82717 | -0.33107 | -0.82717 | -0.82717 | -0.82717
HV Sub Generation Non-Intermittent | 0 | -0.33107 | -0.33107 | -0.82717 | -0.82717 | -0.33107 | -0.82717 | -0.82717 | -0.82717
2416. Unit rate 3 pseudo load coefficient by network level
Data sources:
x1 = 2413. Pseudo load coefficient by time band and network level
x2 = 2406. Split of rate 3 units between distribution time bands (default)
Sum-product calculation =SUMPRODUCT(x1, x2)
| GSPs | 132kV | 132kV/EHV | EHV | EHV/HV | 132kV/HV | HV | HV/LV | LV circuits
LV HH Metered | 0 | 0 | 0 | 0.07352 | 0.07352 | 0 | 0.07352 | 0.07352 | 0.07352
LV Sub HH Metered | 0 | 0 | 0 | 0.074861 | 0.074861 | 0 | 0.074861 | 0.074861 | 0.074861
HV HH Metered | 0 | 0 | 0 | 0.065908 | 0.065908 | 0 | 0.065908 | 0.065908 | 0.065908
HV Sub HH Metered | 0 | 0 | 0 | 0.062608 | 0.062608 | 0 | 0.062608 | 0.062608 | 0.062608
LV Generation Non-Intermittent | 0 | 0 | 0 | -0.062608 | -0.062608 | 0 | -0.062608 | -0.062608 | -0.062608
LV Sub Generation Non-Intermittent | 0 | 0 | 0 | -0.062608 | -0.062608 | 0 | -0.062608 | -0.062608 | -0.062608
HV Generation Non-Intermittent | 0 | 0 | 0 | -0.062608 | -0.062608 | 0 | -0.062608 | -0.062608 | -0.062608
HV Sub Generation Non-Intermittent | 0 | 0 | 0 | -0.062608 | -0.062608 | 0 | -0.062608 | -0.062608 | -0.062608
2417. Adjust annual hours by special distribution time band to match days in year
Data sources:
x1 = 1066. Typical annual hours by special distribution time band
x2 = 1010. Days in the charging year (in Financial and general assumptions)
x3 = Total hours in the year according to special time band hours input data (in Adjust annual hours by special distribution time band to match days in year)
Kind: | Cell summation | Calculation
Formula: | =SUM(x1) | =x1*24*x2/x3
Annual hours by special distribution time band (reconciled to days in year)
| Hours aggregate | Black | Yellow | Green
Adjust annual hours by special distribution time band to match days in year | 8760 | 255 | 3268.5 | 5236.5
2418. Normalisation of split of rate 1 units by special time band
Data sources:
x1 = 1064. Average split of rate 1 units by special distribution time band
x2 = Total split (in Normalisation of split of rate 1 units by special time band)
x3 = 2417. Annual hours by special distribution time band (reconciled to days in year) (in Adjust annual hours by special distribution time band to match days in year)
x4 = 1010. Days in the charging year (in Financial and general assumptions)
Kind: | Cell summation | Calculation
Formula: | =SUM(x1) | =IF(x2,x1/x2,x3/x4/24)
Normalised split of rate 1 units by special distribution time band
| Total split | Black | Yellow | Green
NHH UMS category A | 100% | 2.968% | 37.2% | 59.83%
NHH UMS category B | 100% | 5.036% | 8.881% | 86.08%
NHH UMS category C | 100% | 9.4% | 17.05% | 73.55%
NHH UMS category D | 100% | 1.384% | 61.6% | 37.02%
2419. Split of rate 1 units between special distribution time bands
Data sources:
x1 = 2418. Normalised split of rate 1 units by special distribution time band (in Normalisation of split of rate 1 units by special time band)
x2 = Split of rate 1 units between special distribution time bands (default)
Combine tables = x1 or x2
| Black | Yellow | Green
NHH UMS category A | 2.968% | 37.2% | 59.83%
NHH UMS category B | 5.036% | 8.881% | 86.08%
NHH UMS category C | 9.4% | 17.05% | 73.55%
NHH UMS category D | 1.384% | 61.6% | 37.02%
LV UMS (Pseudo HH Metered) | 100% | 0% | 0%
2420. Split of rate 2 units between special distribution time bands (default)
| Black | Yellow | Green
LV UMS (Pseudo HH Metered) | 0% | 100% | 0%
2421. Split of rate 3 units between special distribution time bands (default)
| Black | Yellow | Green
LV UMS (Pseudo HH Metered) | 0% | 0% | 100%
2422. Calculation of implied special load coefficients for one-rate users
Data sources:
x1 = 2407. All units (MWh)
x2 = 2305. Rate 1 units (MWh) (in Equivalent volume for each end user)
x3 = 2419. Split of rate 1 units between special distribution time bands
x4 = 2417. Annual hours by special distribution time band (reconciled to days in year) (in Adjust annual hours by special distribution time band to match days in year)
x5 = Use of special distribution time bands by units in demand forecast for one-rate tariffs (in Calculation of implied special load coefficients for one-rate users)
x6 = 1010. Days in the charging year (in Financial and general assumptions)
Kind: | Calculation |  |  | Calculation
Formula: | =IF(x1>0,(x2*x3)/x1,0) |  |  | =IF(x4>0,x5*x6*24/x4,0)
Use of special distribution time bands by units in demand forecast for one-rate tariffs
| Black | Yellow | Green | First-time-band special load coefficient for one-rate tariffs
NHH UMS category A | 2.968% | 37.2% | 59.83% | 1.0196
NHH UMS category B | 5.036% | 8.881% | 86.08% | 1.73
NHH UMS category C | 9.4% | 17.05% | 73.55% | 3.2292
NHH UMS category D | 1.384% | 61.6% | 37.02% | 0.47529
2423. Calculation of implied special load coefficients for three-rate users
Data sources:
x1 = 2407. All units (MWh)
x2 = 2305. Rate 1 units (MWh) (in Equivalent volume for each end user)
x3 = 2419. Split of rate 1 units between special distribution time bands
x4 = 2305. Rate 2 units (MWh) (in Equivalent volume for each end user)
x5 = 2420. Split of rate 2 units between special distribution time bands (default)
x6 = 2305. Rate 3 units (MWh) (in Equivalent volume for each end user)
x7 = 2421. Split of rate 3 units between special distribution time bands (default)
x8 = 2417. Annual hours by special distribution time band (reconciled to days in year) (in Adjust annual hours by special distribution time band to match days in year)
x9 = Use of special distribution time bands by units in demand forecast for three-rate tariffs (in Calculation of implied special load coefficients for three-rate users)
x10 = 1010. Days in the charging year (in Financial and general assumptions)
Kind: | Calculation |  |  | Calculation
Formula: | =IF(x1>0,(x2*x3+x4*x5+x6*x7)/x1,0) |  |  | =IF(x8>0,x9*x10*24/x8,0)
Use of special distribution time bands by units in demand forecast for three-rate tariffs
| Black | Yellow | Green | First-time-band special load coefficient for three-rate tariffs
LV UMS (Pseudo HH Metered) | 4.858% | 11.52% | 83.62% | 1.6689
2424. Estimated contributions to peak demand
Data sources:
x1 = 2422. First-time-band special load coefficient for one-rate tariffs (in Calculation of implied special load coefficients for one-rate users)
x2 = 2423. First-time-band special load coefficient for three-rate tariffs (in Calculation of implied special load coefficients for three-rate users)
x3 = First-time-band special load coefficient (in Estimated contributions to peak demand)
x4 = 2407. All units (MWh)
x5 = 1010. Days in the charging year (in Financial and general assumptions)
x6 = 2302. Load coefficient
Kind: | Combine tables | Calculation | Calculation
Formula: | = x1 or x2 | =x3*x4/24/x5*1000 | =x6*x4/24/x5*1000
| First-time-band special load coefficient | Contribution to first-band peak kW | Contribution to system-peak-time kW
NHH UMS category A | 1.0196 | 6916.6235 | 6783.6115
NHH UMS category B | 1.73 | 4568.5971 | 5579.8618
NHH UMS category C | 3.2292 | 108.0478 | 130.9443
NHH UMS category D | 0.47529 | 484.8255 | 38.0298
LV UMS (Pseudo HH Metered) | 1.6689 | 53526.5742 | 65170.6045
2425. Mapping of tariffs to tariff groups for coincidence adjustment factor
Unmetered
NHH UMS category A | 1
NHH UMS category B | 1
NHH UMS category C | 1
NHH UMS category D | 1
LV UMS (Pseudo HH Metered) | 1
2426. Group contribution to first-band peak kW
Data sources:
x1 = 2425. Mapping of tariffs to tariff groups for coincidence adjustment factor
x2 = 2424. Contribution to first-band peak kW (in Estimated contributions to peak demand)
Sum-product calculation =SUMPRODUCT(x1, x2)
Unmetered
Black | 65604.6681
2427. Group contribution to system-peak-time kW
Data sources:
x1 = 2425. Mapping of tariffs to tariff groups for coincidence adjustment factor
x2 = 2424. Contribution to system-peak-time kW (in Estimated contributions to peak demand)
Sum-product calculation =SUMPRODUCT(x1, x2)
Unmetered
Group contribution to system-peak-time kW | 77703.0518
2428. Load coefficient correction factor for each group
Data sources:
x1 = 2426. Group contribution to first-band peak kW
x2 = 2427. Group contribution to system-peak-time kW
Calculation =IF(x1,x2/x1,0)
Unmetered
Load coefficient correction factor for each group | 1.1844
2429. Load coefficient correction factor (based on group)
Data sources:
x1 = 2425. Mapping of tariffs to tariff groups for coincidence adjustment factor
x2 = 2428. Load coefficient correction factor for each group
Sum-product calculation =SUMPRODUCT(x1, x2)
Load coefficient correction factor (based on group)
NHH UMS category A | 1.1844
NHH UMS category B | 1.1844
NHH UMS category C | 1.1844
NHH UMS category D | 1.1844
LV UMS (Pseudo HH Metered) | 1.1844
2430. Calculation of special peaking probabilities
Data sources:
x1 = 2411. Normalised peaking probabilities (in Normalisation of peaking probabilities)
x2 = Amber peaking probabilities (in Calculation of special peaking probabilities)
x3 = 1010. Days in the charging year (in Financial and general assumptions)
x4 = 2401. Annual hours by distribution time band (reconciled to days in year) (in Adjust annual hours by distribution time band to match days in year)
x5 = 1069. Black peaking probabilities (in Peaking probabilities by network level)
x6 = Red peaking probabilities (in Calculation of special peaking probabilities)
x7 = Amber peaking rates (in Calculation of special peaking probabilities)
x8 = 2417. Annual hours by special distribution time band (reconciled to days in year) (in Adjust annual hours by special distribution time band to match days in year)
x9 = Yellow peaking probabilities (in Calculation of special peaking probabilities)
x10 = Green peaking probabilities (in Calculation of special peaking probabilities)
Kind: | Copy cells | Copy cells | Copy cells | Calculation | Calculation | Calculation
Formula: | =x1 | =x1 | =x1 | =x2*24*x3/x4 | =IF(x5,x2+x6-x5,x7*x8/x3/24) | =1-x9-x10
| Red peaking probabilities | Amber peaking probabilities | Green peaking probabilities | Amber peaking rates | Yellow peaking probabilities | Black peaking probabilities
GSPs | 100% | 0% | 0% | 0 | 0% | 100%
132kV | 89.64% | 10.36% | 0% | 0.33107 | 10.68% | 89.32%
132kV/EHV | 89.64% | 10.36% | 0% | 0.33107 | 10.68% | 89.32%
EHV | 70.38% | 25.88% | 3.743% | 0.82717 | 26.35% | 69.91%
EHV/HV | 70.38% | 25.88% | 3.743% | 0.82717 | 26.35% | 69.91%
132kV/HV | 89.64% | 10.36% | 0% | 0.33107 | 10.68% | 89.32%
HV | 70.38% | 25.88% | 3.743% | 0.82717 | 26.35% | 69.91%
HV/LV | 70.38% | 25.88% | 3.743% | 0.82717 | 26.35% | 69.91%
LV circuits | 70.38% | 25.88% | 3.743% | 0.82717 | 26.35% | 69.91%
2431. Special peaking probabilities by network level
Data sources:
x1 = 2430. Green peaking probabilities (in Calculation of special peaking probabilities)
x2 = 2430. Yellow peaking probabilities (in Calculation of special peaking probabilities)
x3 = 2430. Black peaking probabilities (in Calculation of special peaking probabilities)
Combine tables = x1 or x2 or x3
| Black | Yellow | Green
GSPs | 100% | 0% | 0%
132kV | 89.32% | 10.68% | 0%
132kV/EHV | 89.32% | 10.68% | 0%
EHV | 69.91% | 26.35% | 3.743%
EHV/HV | 69.91% | 26.35% | 3.743%
132kV/HV | 89.32% | 10.68% | 0%
HV | 69.91% | 26.35% | 3.743%
HV/LV | 69.91% | 26.35% | 3.743%
LV circuits | 69.91% | 26.35% | 3.743%
2432. Special peaking probabilities by network level (reshaped)
Data sources:
x1 = 2431. Special peaking probabilities by network level
Reshape table = x1
| GSPs | Black | Yellow | Green | 132kV | Black | Yellow | Green | 132kV/EHV | Black | Yellow | Green | EHV | Black | Yellow | Green | EHV/HV | Black | Yellow | Green | 132kV/HV | Black | Yellow | Green | HV | Black | Yellow | Green | HV/LV | Black | Yellow | Green | LV circuits | Black | Yellow | Green
Probability of peak within timeband |  | 100% | 0% | 0% |  | 89.32% | 10.68% | 0% |  | 89.32% | 10.68% | 0% |  | 69.91% | 26.35% | 3.743% |  | 69.91% | 26.35% | 3.743% |  | 89.32% | 10.68% | 0% |  | 69.91% | 26.35% | 3.743% |  | 69.91% | 26.35% | 3.743% |  | 69.91% | 26.35% | 3.743%
2433. Pseudo load coefficient by time band and network level
Data sources:
x1 = 2417. Annual hours by special distribution time band (reconciled to days in year) (in Adjust annual hours by special distribution time band to match days in year)
x2 = 2429. Load coefficient correction factor (based on group)
x3 = 2432. Special peaking probabilities by network level (reshaped)
x4 = 1010. Days in the charging year (in Financial and general assumptions)
Calculation =IF(x1>0,x2*x3*24*x4/x1,0)
| GSPs | Black | Yellow | Green | 132kV | Black | Yellow | Green | 132kV/EHV | Black | Yellow | Green | EHV | Black | Yellow | Green | EHV/HV | Black | Yellow | Green | 132kV/HV | Black | Yellow | Green | HV | Black | Yellow | Green | HV/LV | Black | Yellow | Green | LV circuits | Black | Yellow | Green
NHH UMS category A |  | 40.6881 | 0 | 0 |  | 36.3422 | 0.33905 | 0 |  | 36.3422 | 0.33905 | 0 |  | 28.4451 | 0.83637 | 0.074154 |  | 28.4451 | 0.83637 | 0.074154 |  | 36.3422 | 0.33905 | 0 |  | 28.4451 | 0.83637 | 0.074154 |  | 28.4451 | 0.83637 | 0.074154 |  | 28.4451 | 0.83637 | 0.074154
NHH UMS category B |  | 40.6881 | 0 | 0 |  | 36.3422 | 0.33905 | 0 |  | 36.3422 | 0.33905 | 0 |  | 28.4451 | 0.83637 | 0.074154 |  | 28.4451 | 0.83637 | 0.074154 |  | 36.3422 | 0.33905 | 0 |  | 28.4451 | 0.83637 | 0.074154 |  | 28.4451 | 0.83637 | 0.074154 |  | 28.4451 | 0.83637 | 0.074154
NHH UMS category C |  | 40.6881 | 0 | 0 |  | 36.3422 | 0.33905 | 0 |  | 36.3422 | 0.33905 | 0 |  | 28.4451 | 0.83637 | 0.074154 |  | 28.4451 | 0.83637 | 0.074154 |  | 36.3422 | 0.33905 | 0 |  | 28.4451 | 0.83637 | 0.074154 |  | 28.4451 | 0.83637 | 0.074154 |  | 28.4451 | 0.83637 | 0.074154
NHH UMS category D |  | 40.6881 | 0 | 0 |  | 36.3422 | 0.33905 | 0 |  | 36.3422 | 0.33905 | 0 |  | 28.4451 | 0.83637 | 0.074154 |  | 28.4451 | 0.83637 | 0.074154 |  | 36.3422 | 0.33905 | 0 |  | 28.4451 | 0.83637 | 0.074154 |  | 28.4451 | 0.83637 | 0.074154 |  | 28.4451 | 0.83637 | 0.074154
LV UMS (Pseudo HH Metered) |  | 40.6881 | 0 | 0 |  | 36.3422 | 0.33905 | 0 |  | 36.3422 | 0.33905 | 0 |  | 28.4451 | 0.83637 | 0.074154 |  | 28.4451 | 0.83637 | 0.074154 |  | 36.3422 | 0.33905 | 0 |  | 28.4451 | 0.83637 | 0.074154 |  | 28.4451 | 0.83637 | 0.074154 |  | 28.4451 | 0.83637 | 0.074154
2434. Unit rate 1 pseudo load coefficient by network level (special)
Data sources:
x1 = 2433. Pseudo load coefficient by time band and network level
x2 = 2419. Split of rate 1 units between special distribution time bands
Sum-product calculation =SUMPRODUCT(x1, x2)
| GSPs | 132kV | 132kV/EHV | EHV | EHV/HV | 132kV/HV | HV | HV/LV | LV circuits
NHH UMS category A | 1.2076 | 1.2048 | 1.2048 | 1.1998 | 1.1998 | 1.2048 | 1.1998 | 1.1998 | 1.1998
NHH UMS category B | 2.0491 | 1.8603 | 1.8603 | 1.5706 | 1.5706 | 1.8603 | 1.5706 | 1.5706 | 1.5706
NHH UMS category C | 3.8248 | 3.474 | 3.474 | 2.871 | 2.871 | 3.474 | 2.871 | 2.871 | 2.871
NHH UMS category D | 0.56294 | 0.71166 | 0.71166 | 0.93619 | 0.93619 | 0.71166 | 0.93619 | 0.93619 | 0.93619
LV UMS (Pseudo HH Metered) | 40.6881 | 36.3422 | 36.3422 | 28.4451 | 28.4451 | 36.3422 | 28.4451 | 28.4451 | 28.4451
2435. Unit rate 2 pseudo load coefficient by network level (special)
Data sources:
x1 = 2433. Pseudo load coefficient by time band and network level
x2 = 2420. Split of rate 2 units between special distribution time bands (default)
Sum-product calculation =SUMPRODUCT(x1, x2)
| GSPs | 132kV | 132kV/EHV | EHV | EHV/HV | 132kV/HV | HV | HV/LV | LV circuits
LV UMS (Pseudo HH Metered) | 0 | 0.33905 | 0.33905 | 0.83637 | 0.83637 | 0.33905 | 0.83637 | 0.83637 | 0.83637
2436. Unit rate 3 pseudo load coefficient by network level (special)
Data sources:
x1 = 2433. Pseudo load coefficient by time band and network level
x2 = 2421. Split of rate 3 units between special distribution time bands (default)
Sum-product calculation =SUMPRODUCT(x1, x2)
| GSPs | 132kV | 132kV/EHV | EHV | EHV/HV | 132kV/HV | HV | HV/LV | LV circuits
LV UMS (Pseudo HH Metered) | 0 | 0 | 0 | 0.074154 | 0.074154 | 0 | 0.074154 | 0.074154 | 0.074154
2437. Unit rate 1 pseudo load coefficient by network level (combined)
Data sources:
x1 = 2414. Unit rate 1 pseudo load coefficient by network level
x2 = 2434. Unit rate 1 pseudo load coefficient by network level (special)
Combine tables = x1 or x2
| GSPs | 132kV | 132kV/EHV | EHV | EHV/HV | 132kV/HV | HV | HV/LV | LV circuits
Domestic Two Rate | 2.691 | 2.6326 | 2.6326 | 2.4888 | 2.4888 | 2.6326 | 2.4888 | 2.4888 | 2.4888
Domestic Off Peak (related MPAN) | 0.38804 | 0.45518 | 0.45518 | 0.58141 | 0.58141 | 0.45518 | 0.58141 | 0.58141 | 0.58141
Small Non Domestic Two Rate | 1.9305 | 1.9616 | 1.9616 | 1.967 | 1.967 | 1.9616 | 1.967 | 1.967 | 1.967
Small Non Domestic Off Peak (related MPAN) | 0.18446 | 0.22797 | 0.22797 | 0.33599 | 0.33599 | 0.22797 | 0.33599 | 0.33599 | 0.33599
LV Medium Non-Domestic | 1.9031 | 1.9255 | 1.9255 | 1.9141 | 1.9141 | 1.9255 | 1.9141 | 1.9141 | 1.9141
LV Sub Medium Non-Domestic | 1.5213 | 1.5392 | 1.5392 | 1.53 | 1.53 | 1.5392 | 1.53 | 1.53 | 1.53
HV Medium Non-Domestic | 2.0005 | 2.0366 | 2.0366 | 2.0418 | 2.0418 | 2.0366 | 2.0418 | 2.0418 | 2.0418
LV HH Metered | 13.1376 | 11.7769 | 11.7769 | 9.2463 | 9.2463 | 11.7769 | 9.2463 | 9.2463 | 9.2463
LV Sub HH Metered | 13.3773 | 11.9918 | 11.9918 | 9.415 | 9.415 | 11.9918 | 9.415 | 9.415 | 9.415
HV HH Metered | 11.7775 | 10.5576 | 10.5576 | 8.289 | 8.289 | 10.5576 | 8.289 | 8.289 | 8.289
HV Sub HH Metered | 11.1877 | 10.029 | 10.029 | 7.874 | 7.874 | 10.029 | 7.874 | 7.874 | 7.874
LV Generation Non-Intermittent | -11.1877 | -10.029 | -10.029 | -7.874 | -7.874 | -10.029 | -7.874 | -7.874 | -7.874
LV Sub Generation Non-Intermittent | -11.1877 | -10.029 | -10.029 | -7.874 | -7.874 | -10.029 | -7.874 | -7.874 | -7.874
HV Generation Non-Intermittent | -11.1877 | -10.029 | -10.029 | -7.874 | -7.874 | -10.029 | -7.874 | -7.874 | -7.874
HV Sub Generation Non-Intermittent | -11.1877 | -10.029 | -10.029 | -7.874 | -7.874 | -10.029 | -7.874 | -7.874 | -7.874
NHH UMS category A | 1.2076 | 1.2048 | 1.2048 | 1.1998 | 1.1998 | 1.2048 | 1.1998 | 1.1998 | 1.1998
NHH UMS category B | 2.0491 | 1.8603 | 1.8603 | 1.5706 | 1.5706 | 1.8603 | 1.5706 | 1.5706 | 1.5706
NHH UMS category C | 3.8248 | 3.474 | 3.474 | 2.871 | 2.871 | 3.474 | 2.871 | 2.871 | 2.871
NHH UMS category D | 0.56294 | 0.71166 | 0.71166 | 0.93619 | 0.93619 | 0.71166 | 0.93619 | 0.93619 | 0.93619
LV UMS (Pseudo HH Metered) | 40.6881 | 36.3422 | 36.3422 | 28.4451 | 28.4451 | 36.3422 | 28.4451 | 28.4451 | 28.4451
2438. Unit rate 2 pseudo load coefficient by network level (combined)
Data sources:
x1 = 2415. Unit rate 2 pseudo load coefficient by network level
x2 = 2435. Unit rate 2 pseudo load coefficient by network level (special)
Combine tables = x1 or x2
| GSPs | 132kV | 132kV/EHV | EHV | EHV/HV | 132kV/HV | HV | HV/LV | LV circuits
Domestic Two Rate | 0 | 0 | 0 | 0.10111 | 0.10111 | 0 | 0.10111 | 0.10111 | 0.10111
Small Non Domestic Two Rate | 0 | 0 | 0 | 0.085452 | 0.085452 | 0 | 0.085452 | 0.085452 | 0.085452
LV Medium Non-Domestic | 0 | 0 | 0 | 0.078322 | 0.078322 | 0 | 0.078322 | 0.078322 | 0.078322
LV Sub Medium Non-Domestic | 0 | 0 | 0 | 0.062608 | 0.062608 | 0 | 0.062608 | 0.062608 | 0.062608
HV Medium Non-Domestic | 0 | 0 | 0 | 0.083008 | 0.083008 | 0 | 0.083008 | 0.083008 | 0.083008
LV HH Metered | 0 | 0.38877 | 0.38877 | 0.97133 | 0.97133 | 0.38877 | 0.97133 | 0.97133 | 0.97133
LV Sub HH Metered | 0 | 0.39587 | 0.39587 | 0.98905 | 0.98905 | 0.39587 | 0.98905 | 0.98905 | 0.98905
HV HH Metered | 0 | 0.34852 | 0.34852 | 0.87077 | 0.87077 | 0.34852 | 0.87077 | 0.87077 | 0.87077
HV Sub HH Metered | 0 | 0.33107 | 0.33107 | 0.82717 | 0.82717 | 0.33107 | 0.82717 | 0.82717 | 0.82717
LV Generation Non-Intermittent | 0 | -0.33107 | -0.33107 | -0.82717 | -0.82717 | -0.33107 | -0.82717 | -0.82717 | -0.82717
LV Sub Generation Non-Intermittent | 0 | -0.33107 | -0.33107 | -0.82717 | -0.82717 | -0.33107 | -0.82717 | -0.82717 | -0.82717
HV Generation Non-Intermittent | 0 | -0.33107 | -0.33107 | -0.82717 | -0.82717 | -0.33107 | -0.82717 | -0.82717 | -0.82717
HV Sub Generation Non-Intermittent | 0 | -0.33107 | -0.33107 | -0.82717 | -0.82717 | -0.33107 | -0.82717 | -0.82717 | -0.82717
LV UMS (Pseudo HH Metered) | 0 | 0.33905 | 0.33905 | 0.83637 | 0.83637 | 0.33905 | 0.83637 | 0.83637 | 0.83637
2439. Unit rate 3 pseudo load coefficient by network level (combined)
Data sources:
x1 = 2416. Unit rate 3 pseudo load coefficient by network level
x2 = 2436. Unit rate 3 pseudo load coefficient by network level (special)
Combine tables = x1 or x2
| GSPs | 132kV | 132kV/EHV | EHV | EHV/HV | 132kV/HV | HV | HV/LV | LV circuits
LV HH Metered | 0 | 0 | 0 | 0.07352 | 0.07352 | 0 | 0.07352 | 0.07352 | 0.07352
LV Sub HH Metered | 0 | 0 | 0 | 0.074861 | 0.074861 | 0 | 0.074861 | 0.074861 | 0.074861
HV HH Metered | 0 | 0 | 0 | 0.065908 | 0.065908 | 0 | 0.065908 | 0.065908 | 0.065908
HV Sub HH Metered | 0 | 0 | 0 | 0.062608 | 0.062608 | 0 | 0.062608 | 0.062608 | 0.062608
LV Generation Non-Intermittent | 0 | 0 | 0 | -0.062608 | -0.062608 | 0 | -0.062608 | -0.062608 | -0.062608
LV Sub Generation Non-Intermittent | 0 | 0 | 0 | -0.062608 | -0.062608 | 0 | -0.062608 | -0.062608 | -0.062608
HV Generation Non-Intermittent | 0 | 0 | 0 | -0.062608 | -0.062608 | 0 | -0.062608 | -0.062608 | -0.062608
HV Sub Generation Non-Intermittent | 0 | 0 | 0 | -0.062608 | -0.062608 | 0 | -0.062608 | -0.062608 | -0.062608
LV UMS (Pseudo HH Metered) | 0 | 0 | 0 | 0.074154 | 0.074154 | 0 | 0.074154 | 0.074154 | 0.074154

## SMD
Forecast simultaneous maximum load for WPD East Midlands in April 14 (102)
2501. Contributions of users on one-rate multi tariffs to system simultaneous maximum load by network level (kW)
Data sources:
x1 = 2305. Rate 1 units (MWh) (in Equivalent volume for each end user)
x2 = 2437. Unit rate 1 pseudo load coefficient by network level (combined)
x3 = 2012. Loss adjustment factors between end user meter reading and each network level, scaled by network use
x4 = 1010. Days in the charging year (in Financial and general assumptions)
Calculation =(x1*x2)*x3/(24*x4)*1000
| GSPs | 132kV | 132kV/EHV | EHV | EHV/HV | 132kV/HV | HV | HV/LV | LV circuits
Domestic Off Peak (related MPAN) | 7371.5481 | 8638.4283 | 7974.2306 | 10155.1981 | 9937.869 | 631.2388 | 10569.3718 | 10459.2742 | 10086.7521
Small Non Domestic Off Peak (related MPAN) | 133.4162 | 164.7168 | 152.0519 | 223.433 | 218.6513 | 12.0364 | 232.5456 | 230.1232 | 221.927
NHH UMS category A | 8970.3955 | 8940.2985 | 8252.8904 | 8194.0715 | 8018.712 | 653.2974 | 8528.2618 | 8439.4258 | 8138.8435
NHH UMS category B | 5925.1631 | 5373.9941 | 4960.7946 | 4175.7649 | 4086.4003 | 392.6957 | 4346.071 | 4300.7995 | 4147.6203
NHH UMS category C | 140.1308 | 127.1541 | 117.3773 | 96.7137 | 94.6439 | 9.2916 | 100.6581 | 99.6096 | 96.0618
NHH UMS category D | 628.786 | 794.1115 | 733.0533 | 961.4519 | 940.8761 | 58.0284 | 1000.6642 | 990.2406 | 954.9717
2502. Contributions of users on two-rate multi tariffs to system simultaneous maximum load by network level (kW)
Data sources:
x1 = 2305. Rate 1 units (MWh) (in Equivalent volume for each end user)
x2 = 2437. Unit rate 1 pseudo load coefficient by network level (combined)
x3 = 2305. Rate 2 units (MWh) (in Equivalent volume for each end user)
x4 = 2438. Unit rate 2 pseudo load coefficient by network level (combined)
x5 = 2012. Loss adjustment factors between end user meter reading and each network level, scaled by network use
x6 = 1010. Days in the charging year (in Financial and general assumptions)
Calculation =(x1*x2+x3*x4)*x5/(24*x6)*1000
| GSPs | 132kV | 132kV/EHV | EHV | EHV/HV | 132kV/HV | HV | HV/LV | LV circuits
Domestic Two Rate | 975767.2893 | 953643.5943 | 880319.1582 | 845301.1988 | 827211.0953 | 69685.9166 | 879776.3075 | 870611.9709 | 839603.8733
Small Non Domestic Two Rate | 390448.5338 | 396346.9324 | 365872.3237 | 370804.1836 | 362868.6855 | 28962.3917 | 385927.2126 | 381907.1374 | 368304.9654
LV Medium Non-Domestic | 177562.8862 | 179476.7798 | 165677.0398 | 165938.219 | 162387.012 | 13114.9666 | 172705.911 | 170906.891 | 164819.7963
LV Sub Medium Non-Domestic | 0 | 0 | 0 | 0 | 0 | 0 | 0 | 0 | 0
HV Medium Non-Domestic | 5121.8315 | 5209.2236 | 4808.693 | 4863.3859 | 4759.3057 | 380.6553 | 5061.7362 | 0 | 0
2503. Contributions of users on three-rate multi tariffs to system simultaneous maximum load by network level (kW)
Data sources:
x1 = 2305. Rate 1 units (MWh) (in Equivalent volume for each end user)
x2 = 2437. Unit rate 1 pseudo load coefficient by network level (combined)
x3 = 2305. Rate 2 units (MWh) (in Equivalent volume for each end user)
x4 = 2438. Unit rate 2 pseudo load coefficient by network level (combined)
x5 = 2305. Rate 3 units (MWh) (in Equivalent volume for each end user)
x6 = 2439. Unit rate 3 pseudo load coefficient by network level (combined)
x7 = 2012. Loss adjustment factors between end user meter reading and each network level, scaled by network use
x8 = 1010. Days in the charging year (in Financial and general assumptions)
Calculation =(x1*x2+x3*x4+x5*x6)*x7/(24*x8)*1000
| GSPs | 132kV | 132kV/EHV | EHV | EHV/HV | 132kV/HV | HV | HV/LV | LV circuits
LV HH Metered | 534700.5756 | 541369.4991 | 499744.2908 | 501632.8862 | 490897.552 | 39559.6741 | 522091.6863 | 516653.2312 | 498251.8833
LV Sub HH Metered | 5886.2814 | 5936.2061 | 5479.7788 | 5477.4441 | 5360.2225 | 433.7784 | 5700.8384 | 5641.4547 | 0
HV HH Metered | 1108119.8872 | 1117881.1193 | 1031928.6699 | 1035899.7308 | 1013730.6704 | 81687.3001 | 1078148.2877 | 0 | 0
HV Sub HH Metered | 0 | 0 | 0 | 0 | 0 | 0 | 0 | 0 | 0
LV Generation Non-Intermittent | -646.5367 | -655.0283 | -604.664 | -611.0076 | -597.9316 | -47.8651 | -635.9272 | -629.303 | 0
LV Sub Generation Non-Intermittent | 0 | 0 | 0 | 0 | 0 | 0 | 0 | 0 | 0
HV Generation Non-Intermittent | -78726.5351 | -78059.7664 | -72057.8508 | -70861.1739 | -69344.6896 | -5704.0874 | 0 | 0 | 0
HV Sub Generation Non-Intermittent | 0 | 0 | 0 | 0 | 0 | 0 | 0 | 0 | 0
LV UMS (Pseudo HH Metered) | 69420.3663 | 63314.2018 | 58446.0538 | 49735.7582 | 48671.3743 | 4626.5798 | 51764.2017 | 51224.9912 | 49400.5395
2504. Estimated contributions of users on each tariff to system simultaneous maximum load by network level (kW)
Data sources:
x1 = 2407. All units (MWh)
x2 = 2302. Load coefficient
x3 = 2012. Loss adjustment factors between end user meter reading and each network level, scaled by network use
x4 = 1010. Days in the charging year (in Financial and general assumptions)
Calculation =x1*x2*x3/(24*x4)*1000
| GSPs | 132kV | 132kV/EHV | EHV | EHV/HV | 132kV/HV | HV | HV/LV | LV circuits
Domestic Unrestricted | 1429907.2336 | 1428478.7549 | 1318644.8506 | 1314712.5101 | 1286576.6392 | 104383.7048 | 1368332.281 | 1354078.8197 | 1305851.3549
Domestic Two Rate | 975767.2893 | 974792.4968 | 899841.9486 | 897158.5233 | 877958.6327 | 71231.3374 | 933748.6022 | 924022.0542 | 891111.6797
Domestic Off Peak (related MPAN) | 0 | 0 | 0 | 0 | 0 | 0 | 0 | 0 | 0
Small Non Domestic Unrestricted | 249519.18 | 249269.9101 | 230103.8655 | 229417.6711 | 224507.9544 | 18214.9833 | 238774.3349 | 236287.1022 | 227871.3972
Small Non Domestic Two Rate | 390448.5338 | 390058.4753 | 360067.3781 | 358993.6185 | 351310.8757 | 28502.8731 | 373634.9605 | 369742.9297 | 356574.0034
Small Non Domestic Off Peak (related MPAN) | 0 | 0 | 0 | 0 | 0 | 0 | 0 | 0 | 0
LV Medium Non-Domestic | 177562.8862 | 177385.5007 | 163746.5564 | 163258.2466 | 159764.3931 | 12962.1499 | 169916.6375 | 168146.6725 | 162157.8869
LV Sub Medium Non-Domestic | 0 | 0 | 0 | 0 | 0 | 0 | 0 | 0 | 0
HV Medium Non-Domestic | 5121.8315 | 5116.7148 | 4723.2971 | 4709.2118 | 4608.431 | 373.8954 | 4901.2742 | 0 | 0
LV HH Metered | 534700.5756 | 534166.4092 | 493095.0373 | 491624.5749 | 481103.4264 | 39033.3203 | 511675.192 | 506345.2421 | 488311.028
LV Sub HH Metered | 5886.2814 | 5880.401 | 5428.2645 | 5412.0768 | 5296.2542 | 429.7005 | 5632.8052 | 5574.1301 | 0
HV HH Metered | 1108119.8872 | 1107012.8743 | 1021896.0704 | 1018848.6666 | 997044.5123 | 80893.1212 | 1060401.8059 | 0 | 0
HV Sub HH Metered | 0 | 0 | 0 | 0 | 0 | 0 | 0 | 0 | 0
NHH UMS category A | 7428.0546 | 7420.634 | 6850.0709 | 6829.6433 | 6683.4836 | 542.2505 | 7108.1863 | 7034.1427 | 6783.6115
NHH UMS category B | 6109.9486 | 6103.8448 | 5634.528 | 5617.7252 | 5497.5015 | 446.0283 | 5846.8408 | 5785.9362 | 5579.8618
NHH UMS category C | 143.384 | 143.2407 | 132.2271 | 131.8328 | 129.0115 | 10.4671 | 137.2096 | 135.7803 | 130.9443
NHH UMS category D | 41.6426 | 41.601 | 38.4023 | 38.2878 | 37.4684 | 3.0399 | 39.8494 | 39.4343 | 38.0298
LV UMS (Pseudo HH Metered) | 71361.8119 | 71290.5214 | 65809.0844 | 65612.8346 | 64208.6689 | 5209.4361 | 68288.8152 | 67577.4734 | 65170.6045
LV Generation NHH | -173.0312 | -172.8584 | -159.5675 | -159.0917 | -155.687 | -12.6313 | -165.5801 | -163.8554 | 0
LV Sub Generation NHH | 0 | 0 | 0 | 0 | 0 | 0 | 0 | 0 | 0
LV Generation Intermittent | -397.4346 | -397.0376 | -366.5099 | -365.4169 | -357.5967 | -29.0129 | -380.3202 | -376.3585 | 0
LV Generation Non-Intermittent | -596.7739 | -596.1777 | -550.3384 | -548.6972 | -536.9546 | -43.5647 | -571.0755 | -565.1268 | 0
LV Sub Generation Intermittent | -2.4242 | -2.4218 | -2.2356 | -2.2289 | -2.1812 | -0.17697 | -2.3198 | 0 | 0
LV Sub Generation Non-Intermittent | 0 | 0 | 0 | 0 | 0 | 0 | 0 | 0 | 0
HV Generation Intermittent | -1275.3565 | -1274.0824 | -1176.1199 | -1172.6126 | -1147.5177 | -93.1015 | 0 | 0 | 0
HV Generation Non-Intermittent | -73982.7457 | -73908.8369 | -68226.0809 | -68022.6234 | -66566.8864 | -5400.7651 | 0 | 0 | 0
HV Sub Generation Intermittent | 0 | 0 | 0 | 0 | 0 | 0 | 0 | 0 | 0
HV Sub Generation Non-Intermittent | 0 | 0 | 0 | 0 | 0 | 0 | 0 | 0 | 0
2505. Contributions of users on each tariff to system simultaneous maximum load by network level (kW)
Data sources:
x1 = 2501. Contributions of users on one-rate multi tariffs to system simultaneous maximum load by network level (kW)
x2 = 2502. Contributions of users on two-rate multi tariffs to system simultaneous maximum load by network level (kW)
x3 = 2503. Contributions of users on three-rate multi tariffs to system simultaneous maximum load by network level (kW)
x4 = 2504. Estimated contributions of users on each tariff to system simultaneous maximum load by network level (kW)
Combine tables = x1 or x2 or x3 or x4
| GSPs | 132kV | 132kV/EHV | EHV | EHV/HV | 132kV/HV | HV | HV/LV | LV circuits
Domestic Unrestricted | 1429907.2336 | 1428478.7549 | 1318644.8506 | 1314712.5101 | 1286576.6392 | 104383.7048 | 1368332.281 | 1354078.8197 | 1305851.3549
Domestic Two Rate | 975767.2893 | 953643.5943 | 880319.1582 | 845301.1988 | 827211.0953 | 69685.9166 | 879776.3075 | 870611.9709 | 839603.8733
Domestic Off Peak (related MPAN) | 7371.5481 | 8638.4283 | 7974.2306 | 10155.1981 | 9937.869 | 631.2388 | 10569.3718 | 10459.2742 | 10086.7521
Small Non Domestic Unrestricted | 249519.18 | 249269.9101 | 230103.8655 | 229417.6711 | 224507.9544 | 18214.9833 | 238774.3349 | 236287.1022 | 227871.3972
Small Non Domestic Two Rate | 390448.5338 | 396346.9324 | 365872.3237 | 370804.1836 | 362868.6855 | 28962.3917 | 385927.2126 | 381907.1374 | 368304.9654
Small Non Domestic Off Peak (related MPAN) | 133.4162 | 164.7168 | 152.0519 | 223.433 | 218.6513 | 12.0364 | 232.5456 | 230.1232 | 221.927
LV Medium Non-Domestic | 177562.8862 | 179476.7798 | 165677.0398 | 165938.219 | 162387.012 | 13114.9666 | 172705.911 | 170906.891 | 164819.7963
LV Sub Medium Non-Domestic | 0 | 0 | 0 | 0 | 0 | 0 | 0 | 0 | 0
HV Medium Non-Domestic | 5121.8315 | 5209.2236 | 4808.693 | 4863.3859 | 4759.3057 | 380.6553 | 5061.7362 | 0 | 0
LV HH Metered | 534700.5756 | 541369.4991 | 499744.2908 | 501632.8862 | 490897.552 | 39559.6741 | 522091.6863 | 516653.2312 | 498251.8833
LV Sub HH Metered | 5886.2814 | 5936.2061 | 5479.7788 | 5477.4441 | 5360.2225 | 433.7784 | 5700.8384 | 5641.4547 | 0
HV HH Metered | 1108119.8872 | 1117881.1193 | 1031928.6699 | 1035899.7308 | 1013730.6704 | 81687.3001 | 1078148.2877 | 0 | 0
HV Sub HH Metered | 0 | 0 | 0 | 0 | 0 | 0 | 0 | 0 | 0
NHH UMS category A | 8970.3955 | 8940.2985 | 8252.8904 | 8194.0715 | 8018.712 | 653.2974 | 8528.2618 | 8439.4258 | 8138.8435
NHH UMS category B | 5925.1631 | 5373.9941 | 4960.7946 | 4175.7649 | 4086.4003 | 392.6957 | 4346.071 | 4300.7995 | 4147.6203
NHH UMS category C | 140.1308 | 127.1541 | 117.3773 | 96.7137 | 94.6439 | 9.2916 | 100.6581 | 99.6096 | 96.0618
NHH UMS category D | 628.786 | 794.1115 | 733.0533 | 961.4519 | 940.8761 | 58.0284 | 1000.6642 | 990.2406 | 954.9717
LV UMS (Pseudo HH Metered) | 69420.3663 | 63314.2018 | 58446.0538 | 49735.7582 | 48671.3743 | 4626.5798 | 51764.2017 | 51224.9912 | 49400.5395
LV Generation NHH | -173.0312 | -172.8584 | -159.5675 | -159.0917 | -155.687 | -12.6313 | -165.5801 | -163.8554 | 0
LV Sub Generation NHH | 0 | 0 | 0 | 0 | 0 | 0 | 0 | 0 | 0
LV Generation Intermittent | -397.4346 | -397.0376 | -366.5099 | -365.4169 | -357.5967 | -29.0129 | -380.3202 | -376.3585 | 0
LV Generation Non-Intermittent | -646.5367 | -655.0283 | -604.664 | -611.0076 | -597.9316 | -47.8651 | -635.9272 | -629.303 | 0
LV Sub Generation Intermittent | -2.4242 | -2.4218 | -2.2356 | -2.2289 | -2.1812 | -0.17697 | -2.3198 | 0 | 0
LV Sub Generation Non-Intermittent | 0 | 0 | 0 | 0 | 0 | 0 | 0 | 0 | 0
HV Generation Intermittent | -1275.3565 | -1274.0824 | -1176.1199 | -1172.6126 | -1147.5177 | -93.1015 | 0 | 0 | 0
HV Generation Non-Intermittent | -78726.5351 | -78059.7664 | -72057.8508 | -70861.1739 | -69344.6896 | -5704.0874 | 0 | 0 | 0
HV Sub Generation Intermittent | 0 | 0 | 0 | 0 | 0 | 0 | 0 | 0 | 0
HV Sub Generation Non-Intermittent | 0 | 0 | 0 | 0 | 0 | 0 | 0 | 0 | 0
2506. Forecast system simultaneous maximum load (kW) from forecast units
Data sources:
x1 = 2505. Contributions of users on each tariff to system simultaneous maximum load by network level (kW)
Cell summation =SUM(x1)
| GSPs | 132kV | 132kV/EHV | EHV | EHV/HV | 132kV/HV | HV | HV/LV | LV circuits
Forecast system simultaneous maximum load (kW) from forecast units | 4888402.1861 | 4884403.7297 | 4508848.1746 | 4474418.0892 | 4378662.0601 | 356919.6637 | 4731876.2221 | 3610661.5543 | 3477749.9864

## AMD
Forecast aggregate maximum load for WPD East Midlands in April 14 (102)
2601. Pre-processing of data for standing charge factors
Data sources:
x1 = Standing charges factors (in Pre-processing of data for standing charge factors)
x2 = 1018. Proportion of relevant load going through 132kV/HV direct transformation
x3 = Standing charges factors for 132kV/HV (in Pre-processing of data for standing charge factors)
Kind: | Fixed data | [7 empty] | Fixed data | Calculation
Formula: | [9 empty] | =x1+0.2*x2*x3
Standing charges factors
| GSPs | 132kV | 132kV/EHV | EHV | EHV/HV | HV | HV/LV | LV circuits | Standing charges factors for 132kV/HV | Adjusted standing charges factors for 132kV
Domestic Unrestricted | 0 | 0 | 0 | 0 | 0 | 0 | 0 | 1 | 0 | 0
Domestic Two Rate | 0 | 0 | 0 | 0 | 0 | 0 | 0 | 1 | 0 | 0
Domestic Off Peak (related MPAN) | 0 | 0 | 0 | 0 | 0 | 0 | 0 | 1 | 0 | 0
Small Non Domestic Unrestricted | 0 | 0 | 0 | 0 | 0 | 0 | 0 | 1 | 0 | 0
Small Non Domestic Two Rate | 0 | 0 | 0 | 0 | 0 | 0 | 0 | 1 | 0 | 0
Small Non Domestic Off Peak (related MPAN) | 0 | 0 | 0 | 0 | 0 | 0 | 0 | 1 | 0 | 0
LV Medium Non-Domestic | 0 | 0 | 0 | 0 | 0 | 0 | 0 | 1 | 0 | 0
LV Sub Medium Non-Domestic | 0 | 0 | 0 | 0 | 0 | 0 | 1 | 0 | 0 | 0
HV Medium Non-Domestic | 0 | 0 | 0 | 0.2 | 1 | 1 | 0 | 0 | 1 | 0.015009
LV HH Metered | 0 | 0 | 0 | 0 | 0 | 0.2 | 1 | 1 | 0 | 0
LV Sub HH Metered | 0 | 0 | 0 | 0 | 0 | 1 | 1 | 0 | 0 | 0
HV HH Metered | 0 | 0 | 0 | 0.2 | 1 | 1 | 0 | 0 | 1 | 0.015009
HV Sub HH Metered | 0 | 0 | 0 | 1 | 1 | 0 | 0 | 0 | 0 | 0
NHH UMS category A | 0 | 0 | 0 | 0 | 0 | 0 | 0 | 0 | 0 | 0
NHH UMS category B | 0 | 0 | 0 | 0 | 0 | 0 | 0 | 0 | 0 | 0
NHH UMS category C | 0 | 0 | 0 | 0 | 0 | 0 | 0 | 0 | 0 | 0
NHH UMS category D | 0 | 0 | 0 | 0 | 0 | 0 | 0 | 0 | 0 | 0
LV UMS (Pseudo HH Metered) | 0 | 0 | 0 | 0 | 0 | 0 | 0 | 0 | 0 | 0
2602. Standing charges factors adapted to use 132kV/HV
Data sources:
x1 = 2601. Standing charges factors for 132kV/HV (in Pre-processing of data for standing charge factors)
x2 = 2601. Adjusted standing charges factors for 132kV (in Pre-processing of data for standing charge factors)
x3 = 2601. Standing charges factors (in Pre-processing of data for standing charge factors)
Combine tables = x1 or x2 or x3
| GSPs | 132kV | 132kV/EHV | EHV | EHV/HV | 132kV/HV | HV | HV/LV | LV circuits
Domestic Unrestricted | 0 | 0 | 0 | 0 | 0 | 0 | 0 | 0 | 1
Domestic Two Rate | 0 | 0 | 0 | 0 | 0 | 0 | 0 | 0 | 1
Domestic Off Peak (related MPAN) | 0 | 0 | 0 | 0 | 0 | 0 | 0 | 0 | 1
Small Non Domestic Unrestricted | 0 | 0 | 0 | 0 | 0 | 0 | 0 | 0 | 1
Small Non Domestic Two Rate | 0 | 0 | 0 | 0 | 0 | 0 | 0 | 0 | 1
Small Non Domestic Off Peak (related MPAN) | 0 | 0 | 0 | 0 | 0 | 0 | 0 | 0 | 1
LV Medium Non-Domestic | 0 | 0 | 0 | 0 | 0 | 0 | 0 | 0 | 1
LV Sub Medium Non-Domestic | 0 | 0 | 0 | 0 | 0 | 0 | 0 | 1 | 0
HV Medium Non-Domestic | 0 | 0.015009 | 0 | 0.2 | 1 | 1 | 1 | 0 | 0
LV HH Metered | 0 | 0 | 0 | 0 | 0 | 0 | 0.2 | 1 | 1
LV Sub HH Metered | 0 | 0 | 0 | 0 | 0 | 0 | 1 | 1 | 0
HV HH Metered | 0 | 0.015009 | 0 | 0.2 | 1 | 1 | 1 | 0 | 0
HV Sub HH Metered | 0 | 0 | 0 | 1 | 1 | 0 | 0 | 0 | 0
NHH UMS category A | 0 | 0 | 0 | 0 | 0 | 0 | 0 | 0 | 0
NHH UMS category B | 0 | 0 | 0 | 0 | 0 | 0 | 0 | 0 | 0
NHH UMS category C | 0 | 0 | 0 | 0 | 0 | 0 | 0 | 0 | 0
NHH UMS category D | 0 | 0 | 0 | 0 | 0 | 0 | 0 | 0 | 0
LV UMS (Pseudo HH Metered) | 0 | 0 | 0 | 0 | 0 | 0 | 0 | 0 | 0
2603. Capacity-based contributions to chargeable aggregate maximum load by network level (kW)
Data sources:
x1 = 2305. Import capacity (kVA) (in Equivalent volume for each end user)
x2 = 1010. Power factor for all flows in the network model (in Financial and general assumptions)
x3 = 2602. Standing charges factors adapted to use 132kV/HV
x4 = 2012. Loss adjustment factors between end user meter reading and each network level, scaled by network use
Calculation =x1*x2*x3*x4
| GSPs | 132kV | 132kV/EHV | EHV | EHV/HV | 132kV/HV | HV | HV/LV | LV circuits
LV HH Metered | 0 | 0 | 0 | 0 | 0 | 0 | 310032.6025 | 1534015.4811 | 1479379.3133
LV Sub HH Metered | 0 | 0 | 0 | 0 | 0 | 0 | 27840 | 27550 | 0
HV HH Metered | 0 | 40203.9575 | 0 | 493069.1799 | 2412585.5786 | 195740.085 | 2565893.5714 | 0 | 0
HV Sub HH Metered | 0 | 0 | 0 | 0 | 0 | 0 | 0 | 0 | 0
2604. Unit-based contributions to chargeable aggregate maximum load (kW)
Data sources:
x1 = 2407. All units (MWh)
x2 = 1041. Load factor for each type of demand user (in Load profile data for demand users)
x3 = 2602. Standing charges factors adapted to use 132kV/HV
x4 = 2012. Loss adjustment factors between end user meter reading and each network level, scaled by network use
x5 = 1010. Days in the charging year (in Financial and general assumptions)
Calculation =x1/x2*x3*x4/(24*x5)*1000
| GSPs | 132kV | 132kV/EHV | EHV | EHV/HV | 132kV/HV | HV | HV/LV | LV circuits
Domestic Unrestricted | 0 | 0 | 0 | 0 | 0 | 0 | 0 | 0 | 1431368.1916
Domestic Two Rate | 0 | 0 | 0 | 0 | 0 | 0 | 0 | 0 | 1086683.5548
Domestic Off Peak (related MPAN) | 0 | 0 | 0 | 0 | 0 | 0 | 0 | 0 | 166858.0386
Small Non Domestic Unrestricted | 0 | 0 | 0 | 0 | 0 | 0 | 0 | 0 | 367032.3268
Small Non Domestic Two Rate | 0 | 0 | 0 | 0 | 0 | 0 | 0 | 0 | 472852.4797
Small Non Domestic Off Peak (related MPAN) | 0 | 0 | 0 | 0 | 0 | 0 | 0 | 0 | 2986.3785
LV Medium Non-Domestic | 0 | 0 | 0 | 0 | 0 | 0 | 0 | 0 | 210382.6568
LV Sub Medium Non-Domestic | 0 | 0 | 0 | 0 | 0 | 0 | 0 | 0 | 0
HV Medium Non-Domestic | 0 | 118.7066 | 0 | 1455.8414 | 7123.4264 | 577.9443 | 7576.0853 | 0 | 0
LV HH Metered | 0 | 0 | 0 | 0 | 0 | 0 | 130789.8595 | 647137.3257 | 624088.5991
LV Sub HH Metered | 0 | 0 | 0 | 0 | 0 | 0 | 7199.0377 | 7124.0477 | 0
HV HH Metered | 0 | 20110.3822 | 0 | 246637.6512 | 1206797.0676 | 97910.9561 | 1283483.1084 | 0 | 0
HV Sub HH Metered | 0 | 0 | 0 | 0 | 0 | 0 | 0 | 0 | 0
NHH UMS category A | 0 | 0 | 0 | 0 | 0 | 0 | 0 | 0 | 0
NHH UMS category B | 0 | 0 | 0 | 0 | 0 | 0 | 0 | 0 | 0
NHH UMS category C | 0 | 0 | 0 | 0 | 0 | 0 | 0 | 0 | 0
NHH UMS category D | 0 | 0 | 0 | 0 | 0 | 0 | 0 | 0 | 0
LV UMS (Pseudo HH Metered) | 0 | 0 | 0 | 0 | 0 | 0 | 0 | 0 | 0
2605. Contributions to aggregate maximum load by network level (kW)
Data sources:
x1 = 2603. Capacity-based contributions to chargeable aggregate maximum load by network level (kW)
x2 = 2604. Unit-based contributions to chargeable aggregate maximum load (kW)
Combine tables = x1 or x2
| GSPs | 132kV | 132kV/EHV | EHV | EHV/HV | 132kV/HV | HV | HV/LV | LV circuits
Domestic Unrestricted | 0 | 0 | 0 | 0 | 0 | 0 | 0 | 0 | 1431368.1916
Domestic Two Rate | 0 | 0 | 0 | 0 | 0 | 0 | 0 | 0 | 1086683.5548
Small Non Domestic Unrestricted | 0 | 0 | 0 | 0 | 0 | 0 | 0 | 0 | 367032.3268
Small Non Domestic Two Rate | 0 | 0 | 0 | 0 | 0 | 0 | 0 | 0 | 472852.4797
LV Medium Non-Domestic | 0 | 0 | 0 | 0 | 0 | 0 | 0 | 0 | 210382.6568
LV Sub Medium Non-Domestic | 0 | 0 | 0 | 0 | 0 | 0 | 0 | 0 | 0
HV Medium Non-Domestic | 0 | 118.7066 | 0 | 1455.8414 | 7123.4264 | 577.9443 | 7576.0853 | 0 | 0
LV HH Metered | 0 | 0 | 0 | 0 | 0 | 0 | 310032.6025 | 1534015.4811 | 1479379.3133
LV Sub HH Metered | 0 | 0 | 0 | 0 | 0 | 0 | 27840 | 27550 | 0
HV HH Metered | 0 | 40203.9575 | 0 | 493069.1799 | 2412585.5786 | 195740.085 | 2565893.5714 | 0 | 0
HV Sub HH Metered | 0 | 0 | 0 | 0 | 0 | 0 | 0 | 0 | 0
NHH UMS category A | 0 | 0 | 0 | 0 | 0 | 0 | 0 | 0 | 0
NHH UMS category B | 0 | 0 | 0 | 0 | 0 | 0 | 0 | 0 | 0
NHH UMS category C | 0 | 0 | 0 | 0 | 0 | 0 | 0 | 0 | 0
NHH UMS category D | 0 | 0 | 0 | 0 | 0 | 0 | 0 | 0 | 0
LV UMS (Pseudo HH Metered) | 0 | 0 | 0 | 0 | 0 | 0 | 0 | 0 | 0
2606. Forecast chargeable aggregate maximum load (kW)
Data sources:
x1 = 2605. Contributions to aggregate maximum load by network level (kW)
Cell summation =SUM(x1)
| GSPs | 132kV | 132kV/EHV | EHV | EHV/HV | 132kV/HV | HV | HV/LV | LV circuits
Forecast chargeable aggregate maximum load (kW) | 0 | 40322.6642 | 0 | 494525.0213 | 2419709.005 | 196318.0293 | 2911342.2592 | 1561565.4811 | 5047698.5229
2607. Forecast simultaneous load subject to standing charge factors (kW)
Data sources:
x1 = 2505. Contributions of users on each tariff to system simultaneous maximum load by network level (kW)
x2 = 2602. Standing charges factors adapted to use 132kV/HV
Calculation =x1*x2
| GSPs | 132kV | 132kV/EHV | EHV | EHV/HV | 132kV/HV | HV | HV/LV | LV circuits
Domestic Unrestricted | 0 | 0 | 0 | 0 | 0 | 0 | 0 | 0 | 1305851.3549
Domestic Two Rate | 0 | 0 | 0 | 0 | 0 | 0 | 0 | 0 | 839603.8733
Domestic Off Peak (related MPAN) | 0 | 0 | 0 | 0 | 0 | 0 | 0 | 0 | 10086.7521
Small Non Domestic Unrestricted | 0 | 0 | 0 | 0 | 0 | 0 | 0 | 0 | 227871.3972
Small Non Domestic Two Rate | 0 | 0 | 0 | 0 | 0 | 0 | 0 | 0 | 368304.9654
Small Non Domestic Off Peak (related MPAN) | 0 | 0 | 0 | 0 | 0 | 0 | 0 | 0 | 221.927
LV Medium Non-Domestic | 0 | 0 | 0 | 0 | 0 | 0 | 0 | 0 | 164819.7963
LV Sub Medium Non-Domestic | 0 | 0 | 0 | 0 | 0 | 0 | 0 | 0 | 0
HV Medium Non-Domestic | 0 | 78.1846 | 0 | 972.6772 | 4759.3057 | 380.6553 | 5061.7362 | 0 | 0
LV HH Metered | 0 | 0 | 0 | 0 | 0 | 0 | 104418.3373 | 516653.2312 | 498251.8833
LV Sub HH Metered | 0 | 0 | 0 | 0 | 0 | 0 | 5700.8384 | 5641.4547 | 0
HV HH Metered | 0 | 16778.1308 | 0 | 207179.9462 | 1013730.6704 | 81687.3001 | 1078148.2877 | 0 | 0
HV Sub HH Metered | 0 | 0 | 0 | 0 | 0 | 0 | 0 | 0 | 0
NHH UMS category A | 0 | 0 | 0 | 0 | 0 | 0 | 0 | 0 | 0
NHH UMS category B | 0 | 0 | 0 | 0 | 0 | 0 | 0 | 0 | 0
NHH UMS category C | 0 | 0 | 0 | 0 | 0 | 0 | 0 | 0 | 0
NHH UMS category D | 0 | 0 | 0 | 0 | 0 | 0 | 0 | 0 | 0
LV UMS (Pseudo HH Metered) | 0 | 0 | 0 | 0 | 0 | 0 | 0 | 0 | 0
2608. Forecast simultaneous load replaced by standing charge (kW)
Data sources:
x1 = 2607. Forecast simultaneous load subject to standing charge factors (kW)
Cell summation =SUM(x1)
| GSPs | 132kV | 132kV/EHV | EHV | EHV/HV | 132kV/HV | HV | HV/LV | LV circuits
Forecast simultaneous load replaced by standing charge (kW) | 0 | 16856.3153 | 0 | 208152.6233 | 1018489.9761 | 82067.9554 | 1193329.1995 | 522294.6859 | 3415011.9496
2609. Calculated LV diversity allowance
Data sources:
x1 = 2606. Forecast chargeable aggregate maximum load (kW)
x2 = 2608. Forecast simultaneous load replaced by standing charge (kW)
Calculation =x1/x2-1
LV circuits
Calculated LV diversity allowance | 47.81%
2610. Network level mapping for diversity allowances
| GSPs | 132kV | 132kV/EHV | EHV | EHV/HV | 132kV/HV | HV | HV/LV | LV circuits
GSPs | 100% | 0% | 0% | 0% | 0% | 0% | 0% | 0% | 0%
132kV | 0% | 100% | 0% | 0% | 0% | 0% | 0% | 0% | 0%
132kV/EHV | 0% | 0% | 100% | 0% | 0% | 100% | 0% | 0% | 0%
EHV | 0% | 0% | 0% | 100% | 0% | 0% | 0% | 0% | 0%
EHV/HV | 0% | 0% | 0% | 0% | 100% | 0% | 0% | 0% | 0%
HV | 0% | 0% | 0% | 0% | 0% | 0% | 100% | 0% | 0%
HV/LV | 0% | 0% | 0% | 0% | 0% | 0% | 0% | 100% | 0%
LV circuits | 0% | 0% | 0% | 0% | 0% | 0% | 0% | 0% | 100%
2611. Diversity allowances including 132kV/HV
Data sources:
x1 = 2104. Diversity allowance between level exit and GSP Group (in Diversity calculations)
x2 = 2610. Network level mapping for diversity allowances
Sum-product calculation =SUMPRODUCT(x1, x2)
Diversity allowances including 132kV/HV
GSPs | 2.471%
132kV | 7.084%
132kV/EHV | 7.084%
EHV | 15.55%
EHV/HV | 15.55%
132kV/HV | 7.084%
HV | 54.83%
HV/LV | 54.83%
LV circuits | 0%
2612. Diversity allowances (including calculated LV value)
Data sources:
x1 = 2609. Calculated LV diversity allowance
x2 = 2611. Diversity allowances including 132kV/HV
Combine tables = x1 or x2
| GSPs | 132kV | 132kV/EHV | EHV | EHV/HV | 132kV/HV | HV | HV/LV | LV circuits
Diversity allowances (including calculated LV value) | 2.471% | 7.084% | 7.084% | 15.55% | 15.55% | 7.084% | 54.83% | 54.83% | 47.81%
2613. Forecast simultaneous maximum load (kW) adjusted for standing charges
Data sources:
x1 = 2506. Forecast system simultaneous maximum load (kW) from forecast units
x2 = 2608. Forecast simultaneous load replaced by standing charge (kW)
x3 = 2606. Forecast chargeable aggregate maximum load (kW)
x4 = 2612. Diversity allowances (including calculated LV value)
Calculation =x1-x2+x3/(1+x4)
| GSPs | 132kV | 132kV/EHV | EHV | EHV/HV | 132kV/HV | HV | HV/LV | LV circuits
Forecast simultaneous maximum load (kW) adjusted for standing charges | 4888402.1861 | 4905202.5977 | 4508848.1746 | 4694257.0922 | 5454333.4464 | 458182.6349 | 5418883.0525 | 4096928.4101 | 3477749.9864

## Otex
Other expenditure for WPD East Midlands in April 14 (102)
2701. Operating expenditure coded by network level (£/year)
Data sources:
x1 = 1055. Transmission exit charges (£/year)
x2 = Zero for levels other than transmission exit
Combine tables = x1 or x2
| Transmission exit | Operating 132kV | Operating 132kV/EHV | Operating EHV | Operating EHV/HV | Operating 132kV/HV | Operating HV | Operating HV/LV | Operating LV circuits | Operating LV customer | Operating HV customer
Operating expenditure coded by network level (£/year) | 10309851.6498 | 0 | 0 | 0 | 0 | 0 | 0 | 0 | 0 | 0 | 0
2702. Network model assets (£) scaled by load forecast
Data sources:
x1 = 2108. GSP simultaneous maximum load assumed through each network level (MW)
x2 = 2613. Forecast simultaneous maximum load (kW) adjusted for standing charges
x3 = 1020. Gross asset cost by network level (£)
Calculation =IF(x1,x2*x3/x1/1000,0)
| Assets 132kV | Assets 132kV/EHV | Assets EHV | Assets EHV/HV | Assets 132kV/HV | Assets HV | Assets HV/LV | Assets LV circuits
Network model assets (£) scaled by load forecast | 811949762.9168 | 270689829.5088 | 403222305.398 | 671221595.135 | 50575281.51 | 1106028720.3684 | 550200088.1895 | 537545011.2368
2703. Annual consumption by tariff for unmetered users (MWh)
Data sources:
x1 = 2407. All units (MWh)
Copy cells = x1
Annual consumption by tariff for unmetered users (MWh)
NHH UMS category A | 59424.4371
NHH UMS category B | 23133.0404
NHH UMS category C | 293.1021
NHH UMS category D | 8935.7808
LV UMS (Pseudo HH Metered) | 280951.6005
2704. Total unmetered units
Data sources:
x1 = 2703. Annual consumption by tariff for unmetered users (MWh)
Cell summation =SUM(x1)
Total unmetered units
Total unmetered units | 372737.9609
2705. Service model asset data
Data sources:
x1 = 2205. Service model assets by tariff (£)
x2 = 2305. MPANs (in Equivalent volume for each end user)
x3 = 2202. Asset £/(MWh/year) from LV service models
x4 = 2704. Total unmetered units
x5 = Service model assets (£) scaled by annual MWh (in Service model asset data)
x6 = Service model assets (£) scaled by user count (in Service model asset data)
x7 = Service model assets (£) scaled by annual MWh (in Service model asset data)
Kind: | Sum-product calculation |  | Calculation | Copy cells |  | Calculation
Formula: | =SUMPRODUCT(x1, x2) |  | =x3*x4 | = x5 |  | =x6+x7
| Service model assets (£) scaled by user count |  |  | Service model assets (£) scaled by annual MWh |  | Service model assets (£)
| Assets LV customer | Assets HV customer | Service model assets (£) scaled by annual MWh | Assets LV customer | Assets HV customer | Assets LV customer | Assets HV customer
Service model asset data | 680983832.541 | 27611487.2727 | 81910421.6163 | 81910421.6163 |  | 762894254.1573 | 27611487.2727
2706. Data for allocation of operating expenditure
Data sources:
x1 = 2702. Network model assets (£) scaled by load forecast
x2 = 2705. Service model assets (£) (in Service model asset data)
x3 = Model assets (£) scaled by demand forecast (in Data for allocation of operating expenditure)
Kind: | Combine tables | [10 empty] | Cell summation
Formula: | = x1 or x2 | [10 empty] | =SUM(x3)
Model assets (£) scaled by demand forecast
| GSPs | Assets 132kV | Assets 132kV/EHV | Assets EHV | Assets EHV/HV | Assets 132kV/HV | Assets HV | Assets HV/LV | Assets LV circuits | Assets LV customer | Assets HV customer | Denominator for allocation of operating expenditure
Data for allocation of operating expenditure |  | 811949762.9168 | 270689829.5088 | 403222305.398 | 671221595.135 | 50575281.51 | 1106028720.3684 | 550200088.1895 | 537545011.2368 | 762894254.1573 | 27611487.2727 | 5191938335.6933
2707. Amount of expenditure to be allocated according to asset values (£/year)
Data sources:
x1 = 1059. Direct cost (£/year) (in Other expenditure)
x2 = 1059. Network rates (£/year) (in Other expenditure)
x3 = 1059. Indirect cost (£/year) (in Other expenditure)
x4 = 1059. Indirect cost proportion (in Other expenditure)
Calculation =x1+x2+x3*x4
Amount of expenditure to be allocated according to asset values (£/year)
Other expenditure | 137708963.8066
2708. Total operating expenditure by network level (£/year)
Data sources:
x1 = 2701. Operating expenditure coded by network level (£/year)
x2 = 2707. Amount of expenditure to be allocated according to asset values (£/year)
x3 = 2706. Denominator for allocation of operating expenditure (in Data for allocation of operating expenditure)
x4 = 2706. Model assets (£) scaled by demand forecast (in Data for allocation of operating expenditure)
Calculation =x1+x2/x3*x4
| Transmission exit | Operating 132kV | Operating 132kV/EHV | Operating EHV | Operating EHV/HV | Operating 132kV/HV | Operating HV | Operating HV/LV | Operating LV circuits | Operating LV customer | Operating HV customer
Total operating expenditure by network level (£/year) | 10309851.6498 | 21535841.392 | 7179672.3159 | 10694912.4334 | 17803221.9133 | 1341439.2007 | 29335877.8888 | 14593294.2828 | 14257635.9176 | 20234712.0558 | 732356.4063
2709. Operating expenditure percentage by network level
Data sources:
x1 = 2706. Model assets (£) scaled by demand forecast (in Data for allocation of operating expenditure)
x2 = 2708. Total operating expenditure by network level (£/year)
Calculation =IF(x1="","",IF(x1>0,x2/x1,0))
| Transmission exit | Operating 132kV | Operating 132kV/EHV | Operating EHV | Operating EHV/HV | Operating 132kV/HV | Operating HV | Operating HV/LV | Operating LV circuits | Operating LV customer | Operating HV customer
Operating expenditure percentage by network level |  | 2.652% | 2.652% | 2.652% | 2.652% | 2.652% | 2.652% | 2.652% | 2.652% | 2.652% | 2.652%
2710. Unit operating expenditure based on simultaneous maximum load (£/kW/year)
Data sources:
x1 = 2613. Forecast simultaneous maximum load (kW) adjusted for standing charges
x2 = 2708. Total operating expenditure by network level (£/year)
Calculation =IF(x1>0,x2/x1,0)
| Transmission exit | Operating 132kV | Operating 132kV/EHV | Operating EHV | Operating EHV/HV | Operating 132kV/HV | Operating HV | Operating HV/LV | Operating LV circuits
Unit operating expenditure based on simultaneous maximum load (£/kW/year) | 2.109 | 4.3904 | 1.5924 | 2.2783 | 3.2641 | 2.9277 | 5.4136 | 3.562 | 4.0997
2711. Operating expenditure for customer assets p/MPAN/day
Data sources:
x1 = 1010. Days in the charging year (in Financial and general assumptions)
x2 = 2709. Operating expenditure percentage by network level
x3 = 2205. Service model assets by tariff (£)
x4 = Operating expenditure p/MPAN/day by level (in Operating expenditure for customer assets p/MPAN/day)
Kind: | Calculation |  | Cell summation
Formula: | =100/x1*x2*x3 |  | =SUM(x4)
Operating expenditure p/MPAN/day by level
| Operating LV customer | Operating HV customer | Operating expenditure for customer assets p/MPAN/day total
Domestic Unrestricted | 1.704 | 0 | 1.704
Domestic Two Rate | 1.704 | 0 | 1.704
Domestic Off Peak (related MPAN) | 0 | 0 | 0
Small Non Domestic Unrestricted | 4.207 | 0 | 4.207
Small Non Domestic Two Rate | 4.207 | 0 | 4.207
Small Non Domestic Off Peak (related MPAN) | 0 | 0 | 0
LV Medium Non-Domestic | 4.9695 | 0 | 4.9695
LV Sub Medium Non-Domestic | 3.7022 | 0 | 3.7022
HV Medium Non-Domestic | 0 | 63.5722 | 63.5722
LV HH Metered | 8.4951 | 0 | 8.4951
LV Sub HH Metered | 6.2393 | 0 | 6.2393
HV HH Metered | 0 | 63.5722 | 63.5722
HV Sub HH Metered | 0 | 63.5722 | 63.5722
NHH UMS category A | 0 | 0 | 0
NHH UMS category B | 0 | 0 | 0
NHH UMS category C | 0 | 0 | 0
NHH UMS category D | 0 | 0 | 0
LV UMS (Pseudo HH Metered) | 0 | 0 | 0
LV Generation NHH | 0 | 0 | 0
LV Sub Generation NHH | 0 | 0 | 0
LV Generation Intermittent | 0 | 0 | 0
LV Generation Non-Intermittent | 0 | 0 | 0
LV Sub Generation Intermittent | 0 | 0 | 0
LV Sub Generation Non-Intermittent | 0 | 0 | 0
HV Generation Intermittent | 0 | 31.242 | 31.242
HV Generation Non-Intermittent | 0 | 31.242 | 31.242
HV Sub Generation Intermittent | 0 | 31.242 | 31.242
HV Sub Generation Non-Intermittent | 0 | 31.242 | 31.242
2712. Operating expenditure for unmetered customer assets (p/kWh)
Data sources:
x1 = 2709. Operating expenditure percentage by network level
x2 = 2202. Asset £/(MWh/year) from LV service models
Calculation =0.1*x1*x2
Operating LV customer
NHH UMS category A | 0.58287
NHH UMS category B | 0.58287
NHH UMS category C | 0.58287
NHH UMS category D | 0.58287
LV UMS (Pseudo HH Metered) | 0.58287

## Contrib
Customer contributions for WPD East Midlands in April 14 (102)
This sheet calculates factors used to take account of the costs deemed to be covered by connection charges.
2801. Network level of supply (for customer contributions) by tariff
| LV network | LV substation | HV network | HV substation
Domestic Unrestricted | 100% | 0% | 0% | 0%
Domestic Two Rate | 100% | 0% | 0% | 0%
Domestic Off Peak (related MPAN) | 100% | 0% | 0% | 0%
Small Non Domestic Unrestricted | 100% | 0% | 0% | 0%
Small Non Domestic Two Rate | 100% | 0% | 0% | 0%
Small Non Domestic Off Peak (related MPAN) | 100% | 0% | 0% | 0%
LV Medium Non-Domestic | 100% | 0% | 0% | 0%
LV Sub Medium Non-Domestic | 0% | 100% | 0% | 0%
HV Medium Non-Domestic | 0% | 0% | 100% | 0%
LV HH Metered | 100% | 0% | 0% | 0%
LV Sub HH Metered | 0% | 100% | 0% | 0%
HV HH Metered | 0% | 0% | 100% | 0%
HV Sub HH Metered | 0% | 0% | 0% | 100%
NHH UMS category A | 100% | 0% | 0% | 0%
NHH UMS category B | 100% | 0% | 0% | 0%
NHH UMS category C | 100% | 0% | 0% | 0%
NHH UMS category D | 100% | 0% | 0% | 0%
LV UMS (Pseudo HH Metered) | 100% | 0% | 0% | 0%
LV Generation NHH | 100% | 0% | 0% | 0%
LV Sub Generation NHH | 0% | 100% | 0% | 0%
LV Generation Intermittent | 100% | 0% | 0% | 0%
LV Generation Non-Intermittent | 100% | 0% | 0% | 0%
LV Sub Generation Intermittent | 0% | 100% | 0% | 0%
LV Sub Generation Non-Intermittent | 0% | 100% | 0% | 0%
HV Generation Intermittent | 0% | 0% | 100% | 0%
HV Generation Non-Intermittent | 0% | 0% | 100% | 0%
HV Sub Generation Intermittent | 0% | 0% | 0% | 100%
HV Sub Generation Non-Intermittent | 0% | 0% | 0% | 100%
2802. Contribution proportion of asset annuities, by customer type and network level of assets
Data sources:
x1 = 1060. Customer contributions under current connection charging policy
x2 = 1010. Annuity proportion for customer-contributed assets (in Financial and general assumptions)
Calculation =x1*(1-x2)
| LV network | LV substation | HV network | HV substation
Assets 132kV | 0% | 0% | 0% | 0%
Assets 132kV/EHV | 0% | 0% | 0% | 0%
Assets EHV | 0% | 0% | 6.542% | 6.542%
Assets EHV/HV | 0% | 0% | 35.16% | 35.16%
Assets 132kV/HV | 0% | 0% | 35.16% | 0%
Assets HV | 47.91% | 47.91% | 63.78% | 0%
Assets HV/LV | 70.89% | 70.89% | 0% | 0%
Assets LV circuits | 93.87% | 0% | 0% | 0%
2803. Proportion of assets annuities deemed to be covered by customer contributions
Data sources:
x1 = 2801. Network level of supply (for customer contributions) by tariff
x2 = 2802. Contribution proportion of asset annuities, by customer type and network level of assets
Sum-product calculation =SUMPRODUCT(x1, x2)
| Assets 132kV | Assets 132kV/EHV | Assets EHV | Assets EHV/HV | Assets 132kV/HV | Assets HV | Assets HV/LV | Assets LV circuits
Domestic Unrestricted | 0% | 0% | 0% | 0% | 0% | 47.91% | 70.89% | 93.87%
Domestic Two Rate | 0% | 0% | 0% | 0% | 0% | 47.91% | 70.89% | 93.87%
Domestic Off Peak (related MPAN) | 0% | 0% | 0% | 0% | 0% | 47.91% | 70.89% | 93.87%
Small Non Domestic Unrestricted | 0% | 0% | 0% | 0% | 0% | 47.91% | 70.89% | 93.87%
Small Non Domestic Two Rate | 0% | 0% | 0% | 0% | 0% | 47.91% | 70.89% | 93.87%
Small Non Domestic Off Peak (related MPAN) | 0% | 0% | 0% | 0% | 0% | 47.91% | 70.89% | 93.87%
LV Medium Non-Domestic | 0% | 0% | 0% | 0% | 0% | 47.91% | 70.89% | 93.87%
LV Sub Medium Non-Domestic | 0% | 0% | 0% | 0% | 0% | 47.91% | 70.89% | 0%
HV Medium Non-Domestic | 0% | 0% | 6.542% | 35.16% | 35.16% | 63.78% | 0% | 0%
LV HH Metered | 0% | 0% | 0% | 0% | 0% | 47.91% | 70.89% | 93.87%
LV Sub HH Metered | 0% | 0% | 0% | 0% | 0% | 47.91% | 70.89% | 0%
HV HH Metered | 0% | 0% | 6.542% | 35.16% | 35.16% | 63.78% | 0% | 0%
HV Sub HH Metered | 0% | 0% | 6.542% | 35.16% | 0% | 0% | 0% | 0%
NHH UMS category A | 0% | 0% | 0% | 0% | 0% | 47.91% | 70.89% | 93.87%
NHH UMS category B | 0% | 0% | 0% | 0% | 0% | 47.91% | 70.89% | 93.87%
NHH UMS category C | 0% | 0% | 0% | 0% | 0% | 47.91% | 70.89% | 93.87%
NHH UMS category D | 0% | 0% | 0% | 0% | 0% | 47.91% | 70.89% | 93.87%
LV UMS (Pseudo HH Metered) | 0% | 0% | 0% | 0% | 0% | 47.91% | 70.89% | 93.87%
LV Generation NHH | 0% | 0% | 0% | 0% | 0% | 47.91% | 70.89% | 93.87%
LV Sub Generation NHH | 0% | 0% | 0% | 0% | 0% | 47.91% | 70.89% | 0%
LV Generation Intermittent | 0% | 0% | 0% | 0% | 0% | 47.91% | 70.89% | 93.87%
LV Generation Non-Intermittent | 0% | 0% | 0% | 0% | 0% | 47.91% | 70.89% | 93.87%
LV Sub Generation Intermittent | 0% | 0% | 0% | 0% | 0% | 47.91% | 70.89% | 0%
LV Sub Generation Non-Intermittent | 0% | 0% | 0% | 0% | 0% | 47.91% | 70.89% | 0%
HV Generation Intermittent | 0% | 0% | 6.542% | 35.16% | 35.16% | 63.78% | 0% | 0%
HV Generation Non-Intermittent | 0% | 0% | 6.542% | 35.16% | 35.16% | 63.78% | 0% | 0%
HV Sub Generation Intermittent | 0% | 0% | 6.542% | 35.16% | 0% | 0% | 0% | 0%
HV Sub Generation Non-Intermittent | 0% | 0% | 6.542% | 35.16% | 0% | 0% | 0% | 0%
2804. Proportion of annual charge covered by contributions (for all charging levels)
Data sources:
x1 = Zero for operating expenditure
x2 = Zero for GSPs level
x3 = 2803. Proportion of assets annuities deemed to be covered by customer contributions
Combine tables = x1 or x2 or x3
| GSPs | Assets 132kV | Assets 132kV/EHV | Assets EHV | Assets EHV/HV | Assets 132kV/HV | Assets HV | Assets HV/LV | Assets LV circuits | Transmission exit | Operating 132kV | Operating 132kV/EHV | Operating EHV | Operating EHV/HV | Operating 132kV/HV | Operating HV | Operating HV/LV | Operating LV circuits
Domestic Unrestricted | 0% | 0% | 0% | 0% | 0% | 0% | 47.91% | 70.89% | 93.87% | 0% | 0% | 0% | 0% | 0% | 0% | 0% | 0% | 0%
Domestic Two Rate | 0% | 0% | 0% | 0% | 0% | 0% | 47.91% | 70.89% | 93.87% | 0% | 0% | 0% | 0% | 0% | 0% | 0% | 0% | 0%
Domestic Off Peak (related MPAN) | 0% | 0% | 0% | 0% | 0% | 0% | 47.91% | 70.89% | 93.87% | 0% | 0% | 0% | 0% | 0% | 0% | 0% | 0% | 0%
Small Non Domestic Unrestricted | 0% | 0% | 0% | 0% | 0% | 0% | 47.91% | 70.89% | 93.87% | 0% | 0% | 0% | 0% | 0% | 0% | 0% | 0% | 0%
Small Non Domestic Two Rate | 0% | 0% | 0% | 0% | 0% | 0% | 47.91% | 70.89% | 93.87% | 0% | 0% | 0% | 0% | 0% | 0% | 0% | 0% | 0%
Small Non Domestic Off Peak (related MPAN) | 0% | 0% | 0% | 0% | 0% | 0% | 47.91% | 70.89% | 93.87% | 0% | 0% | 0% | 0% | 0% | 0% | 0% | 0% | 0%
LV Medium Non-Domestic | 0% | 0% | 0% | 0% | 0% | 0% | 47.91% | 70.89% | 93.87% | 0% | 0% | 0% | 0% | 0% | 0% | 0% | 0% | 0%
LV Sub Medium Non-Domestic | 0% | 0% | 0% | 0% | 0% | 0% | 47.91% | 70.89% | 0% | 0% | 0% | 0% | 0% | 0% | 0% | 0% | 0% | 0%
HV Medium Non-Domestic | 0% | 0% | 0% | 6.542% | 35.16% | 35.16% | 63.78% | 0% | 0% | 0% | 0% | 0% | 0% | 0% | 0% | 0% | 0% | 0%
LV HH Metered | 0% | 0% | 0% | 0% | 0% | 0% | 47.91% | 70.89% | 93.87% | 0% | 0% | 0% | 0% | 0% | 0% | 0% | 0% | 0%
LV Sub HH Metered | 0% | 0% | 0% | 0% | 0% | 0% | 47.91% | 70.89% | 0% | 0% | 0% | 0% | 0% | 0% | 0% | 0% | 0% | 0%
HV HH Metered | 0% | 0% | 0% | 6.542% | 35.16% | 35.16% | 63.78% | 0% | 0% | 0% | 0% | 0% | 0% | 0% | 0% | 0% | 0% | 0%
HV Sub HH Metered | 0% | 0% | 0% | 6.542% | 35.16% | 0% | 0% | 0% | 0% | 0% | 0% | 0% | 0% | 0% | 0% | 0% | 0% | 0%
NHH UMS category A | 0% | 0% | 0% | 0% | 0% | 0% | 47.91% | 70.89% | 93.87% | 0% | 0% | 0% | 0% | 0% | 0% | 0% | 0% | 0%
NHH UMS category B | 0% | 0% | 0% | 0% | 0% | 0% | 47.91% | 70.89% | 93.87% | 0% | 0% | 0% | 0% | 0% | 0% | 0% | 0% | 0%
NHH UMS category C | 0% | 0% | 0% | 0% | 0% | 0% | 47.91% | 70.89% | 93.87% | 0% | 0% | 0% | 0% | 0% | 0% | 0% | 0% | 0%
NHH UMS category D | 0% | 0% | 0% | 0% | 0% | 0% | 47.91% | 70.89% | 93.87% | 0% | 0% | 0% | 0% | 0% | 0% | 0% | 0% | 0%
LV UMS (Pseudo HH Metered) | 0% | 0% | 0% | 0% | 0% | 0% | 47.91% | 70.89% | 93.87% | 0% | 0% | 0% | 0% | 0% | 0% | 0% | 0% | 0%
LV Generation NHH | 0% | 0% | 0% | 0% | 0% | 0% | 47.91% | 70.89% | 93.87% | 0% | 0% | 0% | 0% | 0% | 0% | 0% | 0% | 0%
LV Sub Generation NHH | 0% | 0% | 0% | 0% | 0% | 0% | 47.91% | 70.89% | 0% | 0% | 0% | 0% | 0% | 0% | 0% | 0% | 0% | 0%
LV Generation Intermittent | 0% | 0% | 0% | 0% | 0% | 0% | 47.91% | 70.89% | 93.87% | 0% | 0% | 0% | 0% | 0% | 0% | 0% | 0% | 0%
LV Generation Non-Intermittent | 0% | 0% | 0% | 0% | 0% | 0% | 47.91% | 70.89% | 93.87% | 0% | 0% | 0% | 0% | 0% | 0% | 0% | 0% | 0%
LV Sub Generation Intermittent | 0% | 0% | 0% | 0% | 0% | 0% | 47.91% | 70.89% | 0% | 0% | 0% | 0% | 0% | 0% | 0% | 0% | 0% | 0%
LV Sub Generation Non-Intermittent | 0% | 0% | 0% | 0% | 0% | 0% | 47.91% | 70.89% | 0% | 0% | 0% | 0% | 0% | 0% | 0% | 0% | 0% | 0%
HV Generation Intermittent | 0% | 0% | 0% | 6.542% | 35.16% | 35.16% | 63.78% | 0% | 0% | 0% | 0% | 0% | 0% | 0% | 0% | 0% | 0% | 0%
HV Generation Non-Intermittent | 0% | 0% | 0% | 6.542% | 35.16% | 35.16% | 63.78% | 0% | 0% | 0% | 0% | 0% | 0% | 0% | 0% | 0% | 0% | 0%
HV Sub Generation Intermittent | 0% | 0% | 0% | 6.542% | 35.16% | 0% | 0% | 0% | 0% | 0% | 0% | 0% | 0% | 0% | 0% | 0% | 0% | 0%
HV Sub Generation Non-Intermittent | 0% | 0% | 0% | 6.542% | 35.16% | 0% | 0% | 0% | 0% | 0% | 0% | 0% | 0% | 0% | 0% | 0% | 0% | 0%

## Yard
Yardsticks for WPD East Midlands in April 14 (102)
This sheet calculates average p/kWh and p/kW/day charges that would apply if no costs were recovered through capacity or fixed charges.
2901. Unit cost at each level, £/kW/year (relative to system simultaneous maximum load)
Data sources:
x1 = 2109. Network model annuity by simultaneous maximum load for each network level (£/kW/year)
x2 = 2710. Unit operating expenditure based on simultaneous maximum load (£/kW/year)
Combine tables = x1 or x2
| GSPs | Assets 132kV | Assets 132kV/EHV | Assets EHV | Assets EHV/HV | Assets 132kV/HV | Assets HV | Assets HV/LV | Assets LV circuits | Transmission exit | Operating 132kV | Operating 132kV/EHV | Operating EHV | Operating EHV/HV | Operating 132kV/HV | Operating HV | Operating HV/LV | Operating LV circuits
Unit cost at each level, £/kW/year (relative to system simultaneous maximum load) |  | 10.4516 | 3.7907 | 5.4236 | 7.7703 | 6.9696 | 12.8875 | 8.4796 | 9.7595 | 2.109 | 4.3904 | 1.5924 | 2.2783 | 3.2641 | 2.9277 | 5.4136 | 3.562 | 4.0997
2902. Pay-as-you-go yardstick unit costs by charging level (p/kWh)
Data sources:
x1 = 2901. Unit cost at each level, £/kW/year (relative to system simultaneous maximum load)
x2 = 2302. Load coefficient
x3 = 2012. Loss adjustment factors between end user meter reading and each network level, scaled by network use
x4 = 2804. Proportion of annual charge covered by contributions (for all charging levels)
x5 = 1010. Days in the charging year (in Financial and general assumptions)
Calculation =x1*x2*x3*(1-x4)/(24*x5)*100
| GSPs | Assets 132kV | Assets 132kV/EHV | Assets EHV | Assets EHV/HV | Assets 132kV/HV | Assets HV | Assets HV/LV | Assets LV circuits | Transmission exit | Operating 132kV | Operating 132kV/EHV | Operating EHV | Operating EHV/HV | Operating 132kV/HV | Operating HV | Operating HV/LV | Operating LV circuits
Domestic Unrestricted | 0 | 0.29168 | 0.097656 | 0.13931 | 0.19531 | 0.014213 | 0.17945 | 0.065294 | 0.015259 | 0.058918 | 0.12253 | 0.041022 | 0.058518 | 0.082044 | 0.0059706 | 0.14472 | 0.09423 | 0.10459
Domestic Two Rate | 0 | 0.24033 | 0.080463 | 0.11478 | 0.16093 | 0.011711 | 0.14786 | 0.053799 | 0.012573 | 0.048545 | 0.10096 | 0.0338 | 0.048216 | 0.0676 | 0.0049195 | 0.11924 | 0.077641 | 0.086178
Domestic Off Peak (related MPAN) | 0 | 0 | 0 | 0 | 0 | 0 | 0 | 0 | 0 | 0 | 0 | 0 | 0 | 0 | 0 | 0 | 0 | 0
Small Non Domestic Unrestricted | 0 | 0.22484 | 0.075276 | 0.10738 | 0.15055 | 0.010956 | 0.13832 | 0.050331 | 0.011762 | 0.045416 | 0.094448 | 0.031621 | 0.045108 | 0.063242 | 0.0046023 | 0.11156 | 0.072636 | 0.080623
Small Non Domestic Two Rate | 0 | 0.19138 | 0.064073 | 0.091401 | 0.12814 | 0.0093255 | 0.11774 | 0.042841 | 0.010012 | 0.038657 | 0.080391 | 0.026915 | 0.038395 | 0.05383 | 0.0039174 | 0.094954 | 0.061826 | 0.068624
Small Non Domestic Off Peak (related MPAN) | 0 | 0 | 0 | 0 | 0 | 0 | 0 | 0 | 0 | 0 | 0 | 0 | 0 | 0 | 0 | 0 | 0 | 0
LV Medium Non-Domestic | 0 | 0.19735 | 0.066072 | 0.094253 | 0.13214 | 0.0096165 | 0.12141 | 0.044177 | 0.010324 | 0.039863 | 0.0829 | 0.027755 | 0.039593 | 0.05551 | 0.0040396 | 0.097916 | 0.063755 | 0.070765
LV Sub Medium Non-Domestic | 0 | 0.19032 | 0.063719 | 0.090896 | 0.12744 | 0.009274 | 0.11709 | 0.042604 | 0 | 0.038443 | 0.079947 | 0.026766 | 0.038183 | 0.053532 | 0.0038957 | 0.094429 | 0.061484 | 0
HV Medium Non-Domestic | 0 | 0.19291 | 0.064588 | 0.086107 | 0.083752 | 0.006095 | 0.082521 | 0 | 0 | 0.038967 | 0.081037 | 0.027131 | 0.038703 | 0.054262 | 0.0039488 | 0.095716 | 0 | 0
LV HH Metered | 0 | 0.18515 | 0.061989 | 0.088428 | 0.12398 | 0.0090222 | 0.11391 | 0.041447 | 0.0096861 | 0.037399 | 0.077776 | 0.02604 | 0.037146 | 0.052079 | 0.00379 | 0.091865 | 0.059815 | 0.066391
LV Sub HH Metered | 0 | 0.17856 | 0.059781 | 0.085278 | 0.11956 | 0.0087009 | 0.10985 | 0.039971 | 0 | 0.036067 | 0.075006 | 0.025112 | 0.035823 | 0.050224 | 0.003655 | 0.088593 | 0.057684 | 0
HV HH Metered | 0 | 0.14486 | 0.048498 | 0.064657 | 0.062889 | 0.0045766 | 0.061964 | 0 | 0 | 0.02926 | 0.06085 | 0.020373 | 0.029062 | 0.040745 | 0.0029651 | 0.071872 | 0 | 0
HV Sub HH Metered | 0 | 0.1425 | 0.05158 | 0.068766 | 0.066885 | 0 | 0 | 0 | 0 | 0.028784 | 0.05986 | 0.021667 | 0.030908 | 0.043334 | 0 | 0 | 0 | 0
NHH UMS category A | 0 | 0.13051 | 0.043697 | 0.062334 | 0.087392 | 0.0063598 | 0.080295 | 0.029216 | 0.0068278 | 0.026363 | 0.054825 | 0.018356 | 0.026184 | 0.036711 | 0.0026716 | 0.064756 | 0.042164 | 0.0468
NHH UMS category B | 0 | 0.27577 | 0.09233 | 0.13171 | 0.18466 | 0.013438 | 0.16966 | 0.061733 | 0.014427 | 0.055705 | 0.11584 | 0.038785 | 0.055327 | 0.077569 | 0.005645 | 0.13683 | 0.089091 | 0.098887
NHH UMS category C | 0 | 0.51078 | 0.17101 | 0.24395 | 0.34201 | 0.02489 | 0.31424 | 0.11434 | 0.026721 | 0.10317 | 0.21456 | 0.071836 | 0.10247 | 0.14367 | 0.010455 | 0.25343 | 0.16501 | 0.18315
NHH UMS category D | 0 | 0.0048658 | 0.0016291 | 0.0023239 | 0.0032581 | 0.0002371 | 0.0029935 | 0.0010892 | 0.00025455 | 0.00098286 | 0.002044 | 0.00068433 | 0.0009762 | 0.0013686 | 9.9601e-05 | 0.0024142 | 0.0015719 | 0.0017448
LV UMS (Pseudo HH Metered) | 0 | 0.26521 | 0.088792 | 0.12666 | 0.17758 | 0.012923 | 0.16316 | 0.059368 | 0.013874 | 0.05357 | 0.11141 | 0.037299 | 0.053207 | 0.074597 | 0.0054286 | 0.13159 | 0.085677 | 0.095098
LV Generation NHH | 0 | -0.13051 | -0.043697 | -0.062334 | -0.087392 | -0.0063598 | -0.080295 | -0.029216 | 0 | -0.026363 | -0.054825 | -0.018356 | -0.026184 | -0.036711 | -0.0026716 | -0.064756 | -0.042164 | 0
LV Sub Generation NHH | 0 | -0.12587 | -0.04214 | -0.060113 | -0.08428 | -0.0061333 | -0.077435 | 0 | 0 | -0.025424 | -0.052873 | -0.017702 | -0.025252 | -0.035403 | -0.0025764 | -0.06245 | 0 | 0
LV Generation Intermittent | 0 | -0.13051 | -0.043697 | -0.062334 | -0.087392 | -0.0063598 | -0.080295 | -0.029216 | 0 | -0.026363 | -0.054825 | -0.018356 | -0.026184 | -0.036711 | -0.0026716 | -0.064756 | -0.042164 | 0
LV Generation Non-Intermittent | 0 | -0.13051 | -0.043697 | -0.062334 | -0.087392 | -0.0063598 | -0.080295 | -0.029216 | 0 | -0.026363 | -0.054825 | -0.018356 | -0.026184 | -0.036711 | -0.0026716 | -0.064756 | -0.042164 | 0
LV Sub Generation Intermittent | 0 | -0.12587 | -0.04214 | -0.060113 | -0.08428 | -0.0061333 | -0.077435 | 0 | 0 | -0.025424 | -0.052873 | -0.017702 | -0.025252 | -0.035403 | -0.0025764 | -0.06245 | 0 | 0
LV Sub Generation Non-Intermittent | 0 | -0.12587 | -0.04214 | -0.060113 | -0.08428 | -0.0061333 | -0.077435 | 0 | 0 | -0.025424 | -0.052873 | -0.017702 | -0.025252 | -0.035403 | -0.0025764 | -0.06245 | 0 | 0
HV Generation Intermittent | 0 | -0.12456 | -0.041701 | -0.055596 | -0.054075 | -0.0039352 | 0 | 0 | 0 | -0.025159 | -0.052322 | -0.017517 | -0.024989 | -0.035035 | -0.0025496 | 0 | 0 | 0
HV Generation Non-Intermittent | 0 | -0.12456 | -0.041701 | -0.055596 | -0.054075 | -0.0039352 | 0 | 0 | 0 | -0.025159 | -0.052322 | -0.017517 | -0.024989 | -0.035035 | -0.0025496 | 0 | 0 | 0
HV Sub Generation Intermittent | 0 | -0.12253 | -0.044351 | -0.059128 | 0 | 0 | 0 | 0 | 0 | -0.02475 | -0.051471 | -0.018631 | -0.026577 | 0 | 0 | 0 | 0 | 0
HV Sub Generation Non-Intermittent | 0 | -0.12253 | -0.044351 | -0.059128 | 0 | 0 | 0 | 0 | 0 | -0.02475 | -0.051471 | -0.018631 | -0.026577 | 0 | 0 | 0 | 0 | 0
2903. Pay-as-you-go unit rate 1 p/kWh
Data sources:
x1 = 2437. Unit rate 1 pseudo load coefficient by network level (combined)
x2 = 2901. Unit cost at each level, £/kW/year (relative to system simultaneous maximum load)
x3 = 2012. Loss adjustment factors between end user meter reading and each network level, scaled by network use
x4 = 2804. Proportion of annual charge covered by contributions (for all charging levels)
x5 = 1010. Days in the charging year (in Financial and general assumptions)
x6 = Contributions to pay-as-you-go unit rate 1 (p/kWh) (in Pay-as-you-go unit rate 1 p/kWh)
Kind: | Calculation | [17 empty] | Cell summation
Formula: | =x1*x2*x3*(1-x4)*100/(24*x5) | [17 empty] | =SUM(x6)
Contributions to pay-as-you-go unit rate 1 (p/kWh)
| GSPs | Assets 132kV | Assets 132kV/EHV | Assets EHV | Assets EHV/HV | Assets 132kV/HV | Assets HV | Assets HV/LV | Assets LV circuits | Transmission exit | Operating 132kV | Operating 132kV/EHV | Operating EHV | Operating EHV/HV | Operating 132kV/HV | Operating HV | Operating HV/LV | Operating LV circuits | Pay-as-you-go unit rate 1 (p/kWh)
Domestic Two Rate | 0 | 0.3436 | 0.11504 | 0.15514 | 0.2175 | 0.016743 | 0.19984 | 0.072714 | 0.016993 | 0.070943 | 0.14434 | 0.048324 | 0.065168 | 0.091367 | 0.0070333 | 0.16117 | 0.10494 | 0.11648 | 1.9473
Domestic Off Peak (related MPAN) | 0 | 0.059408 | 0.01989 | 0.036241 | 0.050811 | 0.0028949 | 0.046684 | 0.016987 | 0.0039698 | 0.01023 | 0.024955 | 0.0083551 | 0.015224 | 0.021344 | 0.0012161 | 0.03765 | 0.024514 | 0.02721 | 0.40758
Small Non Domestic Two Rate | 0 | 0.25602 | 0.085717 | 0.12261 | 0.1719 | 0.012476 | 0.15794 | 0.057468 | 0.01343 | 0.050894 | 0.10755 | 0.036007 | 0.051504 | 0.07221 | 0.0052407 | 0.12737 | 0.082936 | 0.092055 | 1.5033
Small Non Domestic Off Peak (related MPAN) | 0 | 0.029753 | 0.0099613 | 0.020943 | 0.029363 | 0.0014498 | 0.026978 | 0.0098163 | 0.0022941 | 0.004863 | 0.012498 | 0.0041844 | 0.0087976 | 0.012334 | 0.00060903 | 0.021757 | 0.014166 | 0.015724 | 0.22549
LV Medium Non-Domestic | 0 | 0.25131 | 0.084139 | 0.11931 | 0.16727 | 0.012246 | 0.15369 | 0.055922 | 0.013069 | 0.050171 | 0.10557 | 0.035344 | 0.050119 | 0.070267 | 0.0051442 | 0.12395 | 0.080705 | 0.089578 | 1.4678
LV Sub Medium Non-Domestic | 0 | 0.19373 | 0.064862 | 0.091976 | 0.12895 | 0.0094404 | 0.11848 | 0.04311 | 0 | 0.038677 | 0.081381 | 0.027247 | 0.038636 | 0.054169 | 0.0039656 | 0.095551 | 0.062215 | 0 | 1.0524
HV Medium Non-Domestic | 0 | 0.25367 | 0.084931 | 0.11351 | 0.11041 | 0.0080147 | 0.10879 | 0 | 0 | 0.05033 | 0.10656 | 0.035677 | 0.051021 | 0.071532 | 0.0051926 | 0.12618 | 0 | 0 | 1.1258
LV HH Metered | 0 | 1.5371 | 0.51461 | 0.57635 | 0.80805 | 0.074899 | 0.74243 | 0.27014 | 0.063132 | 0.34635 | 0.64567 | 0.21617 | 0.24211 | 0.33944 | 0.031463 | 0.59876 | 0.38986 | 0.43273 | 7.8292
LV Sub HH Metered | 0 | 1.5094 | 0.50534 | 0.56597 | 0.79349 | 0.073549 | 0.72905 | 0.26527 | 0 | 0.34011 | 0.63404 | 0.21228 | 0.23775 | 0.33332 | 0.030896 | 0.58797 | 0.38283 | 0 | 7.2012
HV HH Metered | 0 | 1.315 | 0.44027 | 0.46083 | 0.44823 | 0.041547 | 0.44164 | 0 | 0 | 0.29631 | 0.55239 | 0.18494 | 0.20713 | 0.2904 | 0.026918 | 0.51226 | 0 | 0 | 5.2179
HV Sub HH Metered | 0 | 1.2288 | 0.4448 | 0.46557 | 0.45284 | 0 | 0 | 0 | 0 | 0.2769 | 0.5162 | 0.18685 | 0.20926 | 0.29339 | 0 | 0 | 0 | 0 | 4.0746
LV Generation Non-Intermittent | 0 | -1.3089 | -0.43823 | -0.49081 | -0.68812 | -0.063783 | -0.63224 | -0.23005 | 0 | -0.29494 | -0.54984 | -0.18409 | -0.20618 | -0.28906 | -0.026793 | -0.50989 | -0.332 | 0 | -6.245
LV Sub Generation Non-Intermittent | 0 | -1.2623 | -0.42262 | -0.47333 | -0.66361 | -0.061511 | -0.60972 | 0 | 0 | -0.28444 | -0.53026 | -0.17753 | -0.19883 | -0.27876 | -0.025839 | -0.49173 | 0 | 0 | -5.4805
HV Generation Non-Intermittent | 0 | -1.2492 | -0.41822 | -0.43776 | -0.42579 | -0.039466 | 0 | 0 | 0 | -0.28148 | -0.52473 | -0.17568 | -0.19676 | -0.27586 | -0.02557 | 0 | 0 | 0 | -4.0505
HV Sub Generation Non-Intermittent | 0 | -1.2288 | -0.4448 | -0.46557 | 0 | 0 | 0 | 0 | 0 | -0.2769 | -0.5162 | -0.18685 | -0.20926 | 0 | 0 | 0 | 0 | 0 | -3.3284
NHH UMS category A | 0 | 0.15724 | 0.052645 | 0.074787 | 0.10485 | 0.0076623 | 0.096336 | 0.035053 | 0.0081919 | 0.031837 | 0.066053 | 0.022115 | 0.031416 | 0.044045 | 0.0032187 | 0.077694 | 0.050587 | 0.05615 | 0.91988
NHH UMS category B | 0 | 0.2428 | 0.08129 | 0.097902 | 0.13726 | 0.011831 | 0.12611 | 0.045888 | 0.010724 | 0.05402 | 0.10199 | 0.034147 | 0.041126 | 0.057659 | 0.00497 | 0.10171 | 0.066223 | 0.073505 | 1.2892
NHH UMS category C | 0 | 0.45341 | 0.1518 | 0.17896 | 0.2509 | 0.022094 | 0.23053 | 0.083881 | 0.019603 | 0.10083 | 0.19047 | 0.063768 | 0.075176 | 0.1054 | 0.0092812 | 0.18592 | 0.12105 | 0.13436 | 2.3774
NHH UMS category D | 0 | 0.092882 | 0.031097 | 0.058356 | 0.081815 | 0.004526 | 0.075171 | 0.027352 | 0.0063921 | 0.014841 | 0.039017 | 0.013063 | 0.024514 | 0.034368 | 0.0019013 | 0.060624 | 0.039473 | 0.043813 | 0.64921
LV UMS (Pseudo HH Metered) | 0 | 4.7432 | 1.588 | 1.7731 | 2.4859 | 0.23113 | 2.284 | 0.83106 | 0.19422 | 1.0727 | 1.9925 | 0.66708 | 0.74482 | 1.0442 | 0.097091 | 1.842 | 1.1994 | 1.3312 | 24.1215
2904. Pay-as-you-go unit rate 2 p/kWh
Data sources:
x1 = 2438. Unit rate 2 pseudo load coefficient by network level (combined)
x2 = 2901. Unit cost at each level, £/kW/year (relative to system simultaneous maximum load)
x3 = 2012. Loss adjustment factors between end user meter reading and each network level, scaled by network use
x4 = 2804. Proportion of annual charge covered by contributions (for all charging levels)
x5 = 1010. Days in the charging year (in Financial and general assumptions)
x6 = Contributions to pay-as-you-go unit rate 2 (p/kWh) (in Pay-as-you-go unit rate 2 p/kWh)
Kind: | Calculation | [17 empty] | Cell summation
Formula: | =x1*x2*x3*(1-x4)*100/(24*x5) | [17 empty] | =SUM(x6)
Contributions to pay-as-you-go unit rate 2 (p/kWh)
| GSPs | Assets 132kV | Assets 132kV/EHV | Assets EHV | Assets EHV/HV | Assets 132kV/HV | Assets HV | Assets HV/LV | Assets LV circuits | Transmission exit | Operating 132kV | Operating 132kV/EHV | Operating EHV | Operating EHV/HV | Operating 132kV/HV | Operating HV | Operating HV/LV | Operating LV circuits | Pay-as-you-go unit rate 2 (p/kWh)
Domestic Two Rate | 0 | 0 | 0 | 0.0063026 | 0.0088363 | 0 | 0.0081186 | 0.0029541 | 0.00069037 | 0 | 0 | 0 | 0.0026475 | 0.0037118 | 0 | 0.0065475 | 0.0042632 | 0.004732 | 0.048804
Small Non Domestic Two Rate | 0 | 0 | 0 | 0.0053265 | 0.0074678 | 0 | 0.0068613 | 0.0024966 | 0.00058345 | 0 | 0 | 0 | 0.0022375 | 0.003137 | 0 | 0.0055336 | 0.003603 | 0.0039991 | 0.041246
LV Medium Non-Domestic | 0 | 0 | 0 | 0.0048821 | 0.0068447 | 0 | 0.0062888 | 0.0022883 | 0.00053477 | 0 | 0 | 0 | 0.0020508 | 0.0028753 | 0 | 0.0050718 | 0.0033024 | 0.0036655 | 0.037804
LV Sub Medium Non-Domestic | 0 | 0 | 0 | 0.0037636 | 0.0052766 | 0 | 0.0048481 | 0.001764 | 0 | 0 | 0 | 0 | 0.001581 | 0.0022165 | 0 | 0.0039099 | 0.0025458 | 0 | 0.025905
HV Medium Non-Domestic | 0 | 0 | 0 | 0.0046149 | 0.0044887 | 0 | 0.0044227 | 0 | 0 | 0 | 0 | 0 | 0.0020743 | 0.0029082 | 0 | 0.0051299 | 0 | 0 | 0.023639
LV HH Metered | 0 | 0.050741 | 0.016988 | 0.060546 | 0.084887 | 0.0024725 | 0.077993 | 0.028379 | 0.0066321 | 0 | 0.021315 | 0.0071362 | 0.025434 | 0.035658 | 0.0010386 | 0.0629 | 0.040955 | 0.045458 | 0.56853
LV Sub HH Metered | 0 | 0.049826 | 0.016682 | 0.059455 | 0.083357 | 0.002428 | 0.076587 | 0.027867 | 0 | 0 | 0.020931 | 0.0070076 | 0.024975 | 0.035016 | 0.0010199 | 0.061766 | 0.040217 | 0 | 0.50714
HV HH Metered | 0 | 0.04341 | 0.014534 | 0.048411 | 0.047087 | 0.0013715 | 0.046395 | 0 | 0 | 0 | 0.018235 | 0.0061053 | 0.021759 | 0.030507 | 0.00088859 | 0.053813 | 0 | 0 | 0.33252
HV Sub HH Metered | 0 | 0.040566 | 0.014683 | 0.048909 | 0.047571 | 0 | 0 | 0 | 0 | 0 | 0.017041 | 0.0061681 | 0.021983 | 0.030821 | 0 | 0 | 0 | 0 | 0.22774
LV Generation Non-Intermittent | 0 | -0.04321 | -0.014467 | -0.05156 | -0.072288 | -0.0021056 | -0.066417 | -0.024167 | 0 | 0 | -0.018151 | -0.006077 | -0.021659 | -0.030366 | -0.00088448 | -0.053564 | -0.034877 | 0 | -0.43979
LV Sub Generation Non-Intermittent | 0 | -0.041671 | -0.013951 | -0.049724 | -0.069713 | -0.0020306 | -0.064052 | 0 | 0 | 0 | -0.017505 | -0.0058606 | -0.020887 | -0.029284 | -0.00085298 | -0.051657 | 0 | 0 | -0.36719
HV Generation Non-Intermittent | 0 | -0.041237 | -0.013806 | -0.045987 | -0.044729 | -0.0013028 | 0 | 0 | 0 | 0 | -0.017322 | -0.0057995 | -0.02067 | -0.028979 | -0.0008441 | 0 | 0 | 0 | -0.22068
HV Sub Generation Non-Intermittent | 0 | -0.040566 | -0.014683 | -0.048909 | 0 | 0 | 0 | 0 | 0 | 0 | -0.017041 | -0.0061681 | -0.021983 | 0 | 0 | 0 | 0 | 0 | -0.14935
LV UMS (Pseudo HH Metered) | 0 | 0.044251 | 0.014815 | 0.052134 | 0.073092 | 0.0021563 | 0.067156 | 0.024436 | 0.0057106 | 0 | 0.018589 | 0.0062235 | 0.0219 | 0.030704 | 0.00090581 | 0.05416 | 0.035265 | 0.039142 | 0.49064
2905. Pay-as-you-go unit rate 3 p/kWh
Data sources:
x1 = 2439. Unit rate 3 pseudo load coefficient by network level (combined)
x2 = 2901. Unit cost at each level, £/kW/year (relative to system simultaneous maximum load)
x3 = 2012. Loss adjustment factors between end user meter reading and each network level, scaled by network use
x4 = 2804. Proportion of annual charge covered by contributions (for all charging levels)
x5 = 1010. Days in the charging year (in Financial and general assumptions)
x6 = Contributions to pay-as-you-go unit rate 3 (p/kWh) (in Pay-as-you-go unit rate 3 p/kWh)
Kind: | Calculation | [17 empty] | Cell summation
Formula: | =x1*x2*x3*(1-x4)*100/(24*x5) | [17 empty] | =SUM(x6)
Contributions to pay-as-you-go unit rate 3 (p/kWh)
| GSPs | Assets 132kV | Assets 132kV/EHV | Assets EHV | Assets EHV/HV | Assets 132kV/HV | Assets HV | Assets HV/LV | Assets LV circuits | Transmission exit | Operating 132kV | Operating 132kV/EHV | Operating EHV | Operating EHV/HV | Operating 132kV/HV | Operating HV | Operating HV/LV | Operating LV circuits | Pay-as-you-go unit rate 3 (p/kWh)
LV HH Metered | 0 | 0 | 0 | 0.0045827 | 0.0064251 | 0 | 0.0059033 | 0.002148 | 0.00050198 | 0 | 0 | 0 | 0.0019251 | 0.002699 | 0 | 0.0047609 | 0.0030999 | 0.0034407 | 0.035487
LV Sub HH Metered | 0 | 0 | 0 | 0.0045002 | 0.0063093 | 0 | 0.0057969 | 0.0021093 | 0 | 0 | 0 | 0 | 0.0018904 | 0.0026503 | 0 | 0.0046751 | 0.003044 | 0 | 0.030975
HV HH Metered | 0 | 0 | 0 | 0.0036642 | 0.003564 | 0 | 0.0035116 | 0 | 0 | 0 | 0 | 0 | 0.001647 | 0.0023091 | 0 | 0.0040731 | 0 | 0 | 0.018769
HV Sub HH Metered | 0 | 0 | 0 | 0.0037019 | 0.0036007 | 0 | 0 | 0 | 0 | 0 | 0 | 0 | 0.0016639 | 0.0023328 | 0 | 0 | 0 | 0 | 0.011299
LV Generation Non-Intermittent | 0 | 0 | 0 | -0.0039026 | -0.0054715 | 0 | -0.0050271 | -0.0018292 | 0 | 0 | 0 | 0 | -0.0016394 | -0.0022984 | 0 | -0.0040543 | -0.0026398 | 0 | -0.026862
LV Sub Generation Non-Intermittent | 0 | 0 | 0 | -0.0037636 | -0.0052766 | 0 | -0.0048481 | 0 | 0 | 0 | 0 | 0 | -0.001581 | -0.0022165 | 0 | -0.0039099 | 0 | 0 | -0.021596
HV Generation Non-Intermittent | 0 | 0 | 0 | -0.0034807 | -0.0033855 | 0 | 0 | 0 | 0 | 0 | 0 | 0 | -0.0015645 | -0.0021934 | 0 | 0 | 0 | 0 | -0.010624
HV Sub Generation Non-Intermittent | 0 | 0 | 0 | -0.0037019 | 0 | 0 | 0 | 0 | 0 | 0 | 0 | 0 | -0.0016639 | 0 | 0 | 0 | 0 | 0 | -0.0053658
LV UMS (Pseudo HH Metered) | 0 | 0 | 0 | 0.0046223 | 0.0064805 | 0 | 0.0059542 | 0.0021665 | 0.00050631 | 0 | 0 | 0 | 0.0019417 | 0.0027222 | 0 | 0.0048019 | 0.0031266 | 0.0034704 | 0.035793

## Standing
Allocation to standing charges for WPD East Midlands in April 14 (102)
This sheet reallocates some costs from unit charges to fixed or capacity charges, for demand users only.
3001. Costs based on aggregate maximum load (£/kW/year)
Data sources:
x1 = 2901. Unit cost at each level, £/kW/year (relative to system simultaneous maximum load)
x2 = 2612. Diversity allowances (including calculated LV value)
Calculation =x1/(1+x2)
| GSPs | Assets 132kV | Assets 132kV/EHV | Assets EHV | Assets EHV/HV | Assets 132kV/HV | Assets HV | Assets HV/LV | Assets LV circuits | Transmission exit | Operating 132kV | Operating 132kV/EHV | Operating EHV | Operating EHV/HV | Operating 132kV/HV | Operating HV | Operating HV/LV | Operating LV circuits
Costs based on aggregate maximum load (£/kW/year) | 0 | 9.7602 | 3.5399 | 4.6939 | 6.7248 | 6.5086 | 8.3236 | 5.4767 | 6.6028 | 2.0582 | 4.1 | 1.487 | 1.9718 | 2.8249 | 2.7341 | 3.4965 | 2.3006 | 2.7736
3002. Capacity elements p/kVA/day
This calculation uses aggregate maximum load and no coincidence factor.
Data sources:
x1 = 2602. Standing charges factors adapted to use 132kV/HV
x2 = 2012. Loss adjustment factors between end user meter reading and each network level, scaled by network use
x3 = 3001. Costs based on aggregate maximum load (£/kW/year)
x4 = 1010. Power factor for all flows in the network model (in Financial and general assumptions)
x5 = 1010. Days in the charging year (in Financial and general assumptions)
x6 = 2804. Proportion of annual charge covered by contributions (for all charging levels)
Calculation =100*x1*x2*x3*x4/x5*(1-x6)
| GSPs | Assets 132kV | Assets 132kV/EHV | Assets EHV | Assets EHV/HV | Assets 132kV/HV | Assets HV | Assets HV/LV | Assets LV circuits | Transmission exit | Operating 132kV | Operating 132kV/EHV | Operating EHV | Operating EHV/HV | Operating 132kV/HV | Operating HV | Operating HV/LV | Operating LV circuits
Domestic Unrestricted | 0 | 0 | 0 | 0 | 0 | 0 | 0 | 0 | 0.10532 | 0 | 0 | 0 | 0 | 0 | 0 | 0 | 0 | 0.7219
Domestic Two Rate | 0 | 0 | 0 | 0 | 0 | 0 | 0 | 0 | 0.10532 | 0 | 0 | 0 | 0 | 0 | 0 | 0 | 0 | 0.7219
Domestic Off Peak (related MPAN) | 0 | 0 | 0 | 0 | 0 | 0 | 0 | 0 | 0.10532 | 0 | 0 | 0 | 0 | 0 | 0 | 0 | 0 | 0.7219
Small Non Domestic Unrestricted | 0 | 0 | 0 | 0 | 0 | 0 | 0 | 0 | 0.10532 | 0 | 0 | 0 | 0 | 0 | 0 | 0 | 0 | 0.7219
Small Non Domestic Two Rate | 0 | 0 | 0 | 0 | 0 | 0 | 0 | 0 | 0.10532 | 0 | 0 | 0 | 0 | 0 | 0 | 0 | 0 | 0.7219
Small Non Domestic Off Peak (related MPAN) | 0 | 0 | 0 | 0 | 0 | 0 | 0 | 0 | 0.10532 | 0 | 0 | 0 | 0 | 0 | 0 | 0 | 0 | 0.7219
LV Medium Non-Domestic | 0 | 0 | 0 | 0 | 0 | 0 | 0 | 0 | 0.10532 | 0 | 0 | 0 | 0 | 0 | 0 | 0 | 0 | 0.7219
LV Sub Medium Non-Domestic | 0 | 0 | 0 | 0 | 0 | 0 | 0 | 0.41491 | 0 | 0 | 0 | 0 | 0 | 0 | 0 | 0 | 0.59878 | 0
HV Medium Non-Domestic | 0 | 0.039803 | 0 | 0.21941 | 1.067 | 0.083788 | 0.78459 | 0 | 0 | 0 | 0.01672 | 0 | 0.098618 | 0.69132 | 0.054285 | 0.91004 | 0 | 0
LV HH Metered | 0 | 0 | 0 | 0 | 0 | 0 | 0.23648 | 0.43023 | 0.10532 | 0 | 0 | 0 | 0 | 0 | 0 | 0.19072 | 0.62089 | 0.7219
LV Sub HH Metered | 0 | 0 | 0 | 0 | 0 | 0 | 1.1403 | 0.41491 | 0 | 0 | 0 | 0 | 0 | 0 | 0 | 0.91962 | 0.59878 | 0
HV HH Metered | 0 | 0.039803 | 0 | 0.21941 | 1.067 | 0.083788 | 0.78459 | 0 | 0 | 0 | 0.01672 | 0 | 0.098618 | 0.69132 | 0.054285 | 0.91004 | 0 | 0
HV Sub HH Metered | 0 | 0 | 0 | 1.1668 | 1.1348 | 0 | 0 | 0 | 0 | 0 | 0 | 0 | 0.52442 | 0.73525 | 0 | 0 | 0 | 0
NHH UMS category A | 0 | 0 | 0 | 0 | 0 | 0 | 0 | 0 | 0 | 0 | 0 | 0 | 0 | 0 | 0 | 0 | 0 | 0
NHH UMS category B | 0 | 0 | 0 | 0 | 0 | 0 | 0 | 0 | 0 | 0 | 0 | 0 | 0 | 0 | 0 | 0 | 0 | 0
NHH UMS category C | 0 | 0 | 0 | 0 | 0 | 0 | 0 | 0 | 0 | 0 | 0 | 0 | 0 | 0 | 0 | 0 | 0 | 0
NHH UMS category D | 0 | 0 | 0 | 0 | 0 | 0 | 0 | 0 | 0 | 0 | 0 | 0 | 0 | 0 | 0 | 0 | 0 | 0
LV UMS (Pseudo HH Metered) | 0 | 0 | 0 | 0 | 0 | 0 | 0 | 0 | 0 | 0 | 0 | 0 | 0 | 0 | 0 | 0 | 0 | 0
3003. Yardstick unit rate p/kWh (taking account of standing charges)
Data sources:
x1 = 2602. Standing charges factors adapted to use 132kV/HV
x2 = 2902. Pay-as-you-go yardstick unit costs by charging level (p/kWh)
x3 = Yardstick components p/kWh (taking account of standing charges) (in Yardstick unit rate p/kWh (taking account of standing charges))
Kind: | Calculation | [17 empty] | Cell summation
Formula: | =(1-x1)*x2 | [17 empty] | =SUM(x3)
Yardstick components p/kWh (taking account of standing charges)
| GSPs | Assets 132kV | Assets 132kV/EHV | Assets EHV | Assets EHV/HV | Assets 132kV/HV | Assets HV | Assets HV/LV | Assets LV circuits | Transmission exit | Operating 132kV | Operating 132kV/EHV | Operating EHV | Operating EHV/HV | Operating 132kV/HV | Operating HV | Operating HV/LV | Operating LV circuits | Yardstick total p/kWh (taking account of standing charges)
Domestic Unrestricted | 0 | 0.29168 | 0.097656 | 0.13931 | 0.19531 | 0.014213 | 0.17945 | 0.065294 | 0 | 0.058918 | 0.12253 | 0.041022 | 0.058518 | 0.082044 | 0.0059706 | 0.14472 | 0.09423 | 0 | 1.5909
Domestic Two Rate | 0 | 0.24033 | 0.080463 | 0.11478 | 0.16093 | 0.011711 | 0.14786 | 0.053799 | 0 | 0.048545 | 0.10096 | 0.0338 | 0.048216 | 0.0676 | 0.0049195 | 0.11924 | 0.077641 | 0 | 1.3108
Domestic Off Peak (related MPAN) | 0 | 0 | 0 | 0 | 0 | 0 | 0 | 0 | 0 | 0 | 0 | 0 | 0 | 0 | 0 | 0 | 0 | 0 | 0
Small Non Domestic Unrestricted | 0 | 0.22484 | 0.075276 | 0.10738 | 0.15055 | 0.010956 | 0.13832 | 0.050331 | 0 | 0.045416 | 0.094448 | 0.031621 | 0.045108 | 0.063242 | 0.0046023 | 0.11156 | 0.072636 | 0 | 1.2263
Small Non Domestic Two Rate | 0 | 0.19138 | 0.064073 | 0.091401 | 0.12814 | 0.0093255 | 0.11774 | 0.042841 | 0 | 0.038657 | 0.080391 | 0.026915 | 0.038395 | 0.05383 | 0.0039174 | 0.094954 | 0.061826 | 0 | 1.0438
Small Non Domestic Off Peak (related MPAN) | 0 | 0 | 0 | 0 | 0 | 0 | 0 | 0 | 0 | 0 | 0 | 0 | 0 | 0 | 0 | 0 | 0 | 0 | 0
LV Medium Non-Domestic | 0 | 0.19735 | 0.066072 | 0.094253 | 0.13214 | 0.0096165 | 0.12141 | 0.044177 | 0 | 0.039863 | 0.0829 | 0.027755 | 0.039593 | 0.05551 | 0.0040396 | 0.097916 | 0.063755 | 0 | 1.0764
LV Sub Medium Non-Domestic | 0 | 0.19032 | 0.063719 | 0.090896 | 0.12744 | 0.009274 | 0.11709 | 0 | 0 | 0.038443 | 0.079947 | 0.026766 | 0.038183 | 0.053532 | 0.0038957 | 0.094429 | 0 | 0 | 0.93393
HV Medium Non-Domestic | 0 | 0.19002 | 0.064588 | 0.068886 | 0 | 0 | 0 | 0 | 0 | 0.038967 | 0.079821 | 0.027131 | 0.030962 | 0 | 0 | 0 | 0 | 0 | 0.50037
LV HH Metered | 0 | 0.18515 | 0.061989 | 0.088428 | 0.12398 | 0.0090222 | 0.091126 | 0 | 0 | 0.037399 | 0.077776 | 0.02604 | 0.037146 | 0.052079 | 0.00379 | 0.073492 | 0 | 0 | 0.86741
LV Sub HH Metered | 0 | 0.17856 | 0.059781 | 0.085278 | 0.11956 | 0.0087009 | 0 | 0 | 0 | 0.036067 | 0.075006 | 0.025112 | 0.035823 | 0.050224 | 0.003655 | 0 | 0 | 0 | 0.67776
HV HH Metered | 0 | 0.14268 | 0.048498 | 0.051726 | 0 | 0 | 0 | 0 | 0 | 0.02926 | 0.059936 | 0.020373 | 0.023249 | 0 | 0 | 0 | 0 | 0 | 0.37572
HV Sub HH Metered | 0 | 0.1425 | 0.05158 | 0 | 0 | 0 | 0 | 0 | 0 | 0.028784 | 0.05986 | 0.021667 | 0 | 0 | 0 | 0 | 0 | 0 | 0.30439
NHH UMS category A | 0 | 0.13051 | 0.043697 | 0.062334 | 0.087392 | 0.0063598 | 0.080295 | 0.029216 | 0.0068278 | 0.026363 | 0.054825 | 0.018356 | 0.026184 | 0.036711 | 0.0026716 | 0.064756 | 0.042164 | 0.0468 | 0.76547
NHH UMS category B | 0 | 0.27577 | 0.09233 | 0.13171 | 0.18466 | 0.013438 | 0.16966 | 0.061733 | 0.014427 | 0.055705 | 0.11584 | 0.038785 | 0.055327 | 0.077569 | 0.005645 | 0.13683 | 0.089091 | 0.098887 | 1.6174
NHH UMS category C | 0 | 0.51078 | 0.17101 | 0.24395 | 0.34201 | 0.02489 | 0.31424 | 0.11434 | 0.026721 | 0.10317 | 0.21456 | 0.071836 | 0.10247 | 0.14367 | 0.010455 | 0.25343 | 0.16501 | 0.18315 | 2.9957
NHH UMS category D | 0 | 0.0048658 | 0.0016291 | 0.0023239 | 0.0032581 | 0.0002371 | 0.0029935 | 0.0010892 | 0.00025455 | 0.00098286 | 0.002044 | 0.00068433 | 0.0009762 | 0.0013686 | 9.9601e-05 | 0.0024142 | 0.0015719 | 0.0017448 | 0.028538
LV UMS (Pseudo HH Metered) | 0 | 0.26521 | 0.088792 | 0.12666 | 0.17758 | 0.012923 | 0.16316 | 0.059368 | 0.013874 | 0.05357 | 0.11141 | 0.037299 | 0.053207 | 0.074597 | 0.0054286 | 0.13159 | 0.085677 | 0.095098 | 1.5554
3004. Unit rate 1 (taking account of standing charges)
Data sources:
x1 = 2602. Standing charges factors adapted to use 132kV/HV
x2 = 2903. Contributions to pay-as-you-go unit rate 1 (p/kWh) (in Pay-as-you-go unit rate 1 p/kWh)
x3 = Contributions to unit rate 1 p/kWh by network level (taking account of standing charges) (in Unit rate 1 (taking account of standing charges))
Kind: | Calculation | [17 empty] | Cell summation
Formula: | =(1-x1)*x2 | [17 empty] | =SUM(x3)
Contributions to unit rate 1 p/kWh by network level (taking account of standing charges)
| GSPs | Assets 132kV | Assets 132kV/EHV | Assets EHV | Assets EHV/HV | Assets 132kV/HV | Assets HV | Assets HV/LV | Assets LV circuits | Transmission exit | Operating 132kV | Operating 132kV/EHV | Operating EHV | Operating EHV/HV | Operating 132kV/HV | Operating HV | Operating HV/LV | Operating LV circuits | Unit rate 1 total p/kWh (taking account of standing charges)
Domestic Two Rate | 0 | 0.3436 | 0.11504 | 0.15514 | 0.2175 | 0.016743 | 0.19984 | 0.072714 | 0 | 0.070943 | 0.14434 | 0.048324 | 0.065168 | 0.091367 | 0.0070333 | 0.16117 | 0.10494 | 0 | 1.8138
Domestic Off Peak (related MPAN) | 0 | 0.059408 | 0.01989 | 0.036241 | 0.050811 | 0.0028949 | 0.046684 | 0.016987 | 0 | 0.01023 | 0.024955 | 0.0083551 | 0.015224 | 0.021344 | 0.0012161 | 0.03765 | 0.024514 | 0 | 0.3764
Small Non Domestic Two Rate | 0 | 0.25602 | 0.085717 | 0.12261 | 0.1719 | 0.012476 | 0.15794 | 0.057468 | 0 | 0.050894 | 0.10755 | 0.036007 | 0.051504 | 0.07221 | 0.0052407 | 0.12737 | 0.082936 | 0 | 1.3978
Small Non Domestic Off Peak (related MPAN) | 0 | 0.029753 | 0.0099613 | 0.020943 | 0.029363 | 0.0014498 | 0.026978 | 0.0098163 | 0 | 0.004863 | 0.012498 | 0.0041844 | 0.0087976 | 0.012334 | 0.00060903 | 0.021757 | 0.014166 | 0 | 0.20747
LV Medium Non-Domestic | 0 | 0.25131 | 0.084139 | 0.11931 | 0.16727 | 0.012246 | 0.15369 | 0.055922 | 0 | 0.050171 | 0.10557 | 0.035344 | 0.050119 | 0.070267 | 0.0051442 | 0.12395 | 0.080705 | 0 | 1.3652
LV Sub Medium Non-Domestic | 0 | 0.19373 | 0.064862 | 0.091976 | 0.12895 | 0.0094404 | 0.11848 | 0 | 0 | 0.038677 | 0.081381 | 0.027247 | 0.038636 | 0.054169 | 0.0039656 | 0.095551 | 0 | 0 | 0.94707
HV Medium Non-Domestic | 0 | 0.24987 | 0.084931 | 0.09081 | 0 | 0 | 0 | 0 | 0 | 0.05033 | 0.10496 | 0.035677 | 0.040817 | 0 | 0 | 0 | 0 | 0 | 0.65739
LV HH Metered | 0 | 1.5371 | 0.51461 | 0.57635 | 0.80805 | 0.074899 | 0.59394 | 0 | 0 | 0.34635 | 0.64567 | 0.21617 | 0.24211 | 0.33944 | 0.031463 | 0.47901 | 0 | 0 | 6.4051
LV Sub HH Metered | 0 | 1.5094 | 0.50534 | 0.56597 | 0.79349 | 0.073549 | 0 | 0 | 0 | 0.34011 | 0.63404 | 0.21228 | 0.23775 | 0.33332 | 0.030896 | 0 | 0 | 0 | 5.2361
HV HH Metered | 0 | 1.2953 | 0.44027 | 0.36867 | 0 | 0 | 0 | 0 | 0 | 0.29631 | 0.5441 | 0.18494 | 0.16571 | 0 | 0 | 0 | 0 | 0 | 3.2953
HV Sub HH Metered | 0 | 1.2288 | 0.4448 | 0 | 0 | 0 | 0 | 0 | 0 | 0.2769 | 0.5162 | 0.18685 | 0 | 0 | 0 | 0 | 0 | 0 | 2.6536
NHH UMS category A | 0 | 0.15724 | 0.052645 | 0.074787 | 0.10485 | 0.0076623 | 0.096336 | 0.035053 | 0.0081919 | 0.031837 | 0.066053 | 0.022115 | 0.031416 | 0.044045 | 0.0032187 | 0.077694 | 0.050587 | 0.05615 | 0.91988
NHH UMS category B | 0 | 0.2428 | 0.08129 | 0.097902 | 0.13726 | 0.011831 | 0.12611 | 0.045888 | 0.010724 | 0.05402 | 0.10199 | 0.034147 | 0.041126 | 0.057659 | 0.00497 | 0.10171 | 0.066223 | 0.073505 | 1.2892
NHH UMS category C | 0 | 0.45341 | 0.1518 | 0.17896 | 0.2509 | 0.022094 | 0.23053 | 0.083881 | 0.019603 | 0.10083 | 0.19047 | 0.063768 | 0.075176 | 0.1054 | 0.0092812 | 0.18592 | 0.12105 | 0.13436 | 2.3774
NHH UMS category D | 0 | 0.092882 | 0.031097 | 0.058356 | 0.081815 | 0.004526 | 0.075171 | 0.027352 | 0.0063921 | 0.014841 | 0.039017 | 0.013063 | 0.024514 | 0.034368 | 0.0019013 | 0.060624 | 0.039473 | 0.043813 | 0.64921
LV UMS (Pseudo HH Metered) | 0 | 4.7432 | 1.588 | 1.7731 | 2.4859 | 0.23113 | 2.284 | 0.83106 | 0.19422 | 1.0727 | 1.9925 | 0.66708 | 0.74482 | 1.0442 | 0.097091 | 1.842 | 1.1994 | 1.3312 | 24.1215
3005. Unit rate 2 (taking account of standing charges)
Data sources:
x1 = 2602. Standing charges factors adapted to use 132kV/HV
x2 = 2904. Contributions to pay-as-you-go unit rate 2 (p/kWh) (in Pay-as-you-go unit rate 2 p/kWh)
x3 = Contributions to unit rate 2 p/kWh by network level (taking account of standing charges) (in Unit rate 2 (taking account of standing charges))
Kind: | Calculation | [17 empty] | Cell summation
Formula: | =(1-x1)*x2 | [17 empty] | =SUM(x3)
Contributions to unit rate 2 p/kWh by network level (taking account of standing charges)
| GSPs | Assets 132kV | Assets 132kV/EHV | Assets EHV | Assets EHV/HV | Assets 132kV/HV | Assets HV | Assets HV/LV | Assets LV circuits | Transmission exit | Operating 132kV | Operating 132kV/EHV | Operating EHV | Operating EHV/HV | Operating 132kV/HV | Operating HV | Operating HV/LV | Operating LV circuits | Unit rate 2 total p/kWh (taking account of standing charges)
Domestic Two Rate | 0 | 0 | 0 | 0.0063026 | 0.0088363 | 0 | 0.0081186 | 0.0029541 | 0 | 0 | 0 | 0 | 0.0026475 | 0.0037118 | 0 | 0.0065475 | 0.0042632 | 0 | 0.043382
Small Non Domestic Two Rate | 0 | 0 | 0 | 0.0053265 | 0.0074678 | 0 | 0.0068613 | 0.0024966 | 0 | 0 | 0 | 0 | 0.0022375 | 0.003137 | 0 | 0.0055336 | 0.003603 | 0 | 0.036663
LV Medium Non-Domestic | 0 | 0 | 0 | 0.0048821 | 0.0068447 | 0 | 0.0062888 | 0.0022883 | 0 | 0 | 0 | 0 | 0.0020508 | 0.0028753 | 0 | 0.0050718 | 0.0033024 | 0 | 0.033604
LV Sub Medium Non-Domestic | 0 | 0 | 0 | 0.0037636 | 0.0052766 | 0 | 0.0048481 | 0 | 0 | 0 | 0 | 0 | 0.001581 | 0.0022165 | 0 | 0.0039099 | 0 | 0 | 0.021596
HV Medium Non-Domestic | 0 | 0 | 0 | 0.0036919 | 0 | 0 | 0 | 0 | 0 | 0 | 0 | 0 | 0.0016594 | 0 | 0 | 0 | 0 | 0 | 0.0053513
LV HH Metered | 0 | 0.050741 | 0.016988 | 0.060546 | 0.084887 | 0.0024725 | 0.062394 | 0 | 0 | 0 | 0.021315 | 0.0071362 | 0.025434 | 0.035658 | 0.0010386 | 0.05032 | 0 | 0 | 0.41893
LV Sub HH Metered | 0 | 0.049826 | 0.016682 | 0.059455 | 0.083357 | 0.002428 | 0 | 0 | 0 | 0 | 0.020931 | 0.0070076 | 0.024975 | 0.035016 | 0.0010199 | 0 | 0 | 0 | 0.3007
HV HH Metered | 0 | 0.042759 | 0.014534 | 0.038729 | 0 | 0 | 0 | 0 | 0 | 0 | 0.017962 | 0.0061053 | 0.017408 | 0 | 0 | 0 | 0 | 0 | 0.1375
HV Sub HH Metered | 0 | 0.040566 | 0.014683 | 0 | 0 | 0 | 0 | 0 | 0 | 0 | 0.017041 | 0.0061681 | 0 | 0 | 0 | 0 | 0 | 0 | 0.078458
LV UMS (Pseudo HH Metered) | 0 | 0.044251 | 0.014815 | 0.052134 | 0.073092 | 0.0021563 | 0.067156 | 0.024436 | 0.0057106 | 0 | 0.018589 | 0.0062235 | 0.0219 | 0.030704 | 0.00090581 | 0.05416 | 0.035265 | 0.039142 | 0.49064
3006. Unit rate 3 (taking account of standing charges)
Data sources:
x1 = 2602. Standing charges factors adapted to use 132kV/HV
x2 = 2905. Contributions to pay-as-you-go unit rate 3 (p/kWh) (in Pay-as-you-go unit rate 3 p/kWh)
x3 = Contributions to unit rate 3 p/kWh by network level (taking account of standing charges) (in Unit rate 3 (taking account of standing charges))
Kind: | Calculation | [17 empty] | Cell summation
Formula: | =(1-x1)*x2 | [17 empty] | =SUM(x3)
Contributions to unit rate 3 p/kWh by network level (taking account of standing charges)
| GSPs | Assets 132kV | Assets 132kV/EHV | Assets EHV | Assets EHV/HV | Assets 132kV/HV | Assets HV | Assets HV/LV | Assets LV circuits | Transmission exit | Operating 132kV | Operating 132kV/EHV | Operating EHV | Operating EHV/HV | Operating 132kV/HV | Operating HV | Operating HV/LV | Operating LV circuits | Unit rate 3 total p/kWh (taking account of standing charges)
LV HH Metered | 0 | 0 | 0 | 0.0045827 | 0.0064251 | 0 | 0.0047226 | 0 | 0 | 0 | 0 | 0 | 0.0019251 | 0.002699 | 0 | 0.0038087 | 0 | 0 | 0.024163
LV Sub HH Metered | 0 | 0 | 0 | 0.0045002 | 0.0063093 | 0 | 0 | 0 | 0 | 0 | 0 | 0 | 0.0018904 | 0.0026503 | 0 | 0 | 0 | 0 | 0.01535
HV HH Metered | 0 | 0 | 0 | 0.0029314 | 0 | 0 | 0 | 0 | 0 | 0 | 0 | 0 | 0.0013176 | 0 | 0 | 0 | 0 | 0 | 0.0042489
HV Sub HH Metered | 0 | 0 | 0 | 0 | 0 | 0 | 0 | 0 | 0 | 0 | 0 | 0 | 0 | 0 | 0 | 0 | 0 | 0 | 0
LV UMS (Pseudo HH Metered) | 0 | 0 | 0 | 0.0046223 | 0.0064805 | 0 | 0.0059542 | 0.0021665 | 0.00050631 | 0 | 0 | 0 | 0.0019417 | 0.0027222 | 0 | 0.0048019 | 0.0031266 | 0.0034704 | 0.035793

## NHH
Standing charges as fixed charges for WPD East Midlands in April 14 (102)
This sheet allocates standing charges to fixed charges for non half hourly settled demand users.
3101. Average maximum kVA/MPAN by end user class, for user classes without an agreed import capacity
Data sources:
x1 = 2305. MPANs (in Equivalent volume for each end user)
x2 = 2407. All units (MWh)
x3 = 1010. Power factor for all flows in the network model (in Financial and general assumptions)
x4 = 1041. Load factor for each type of demand user (in Load profile data for demand users)
x5 = 1010. Days in the charging year (in Financial and general assumptions)
Calculation =IF(x1>0,x2/x1/x3/x4/(24*x5)*1000,0)
Average maximum kVA/MPAN
Domestic Unrestricted | 1.0204
Domestic Two Rate | 1.2261
Small Non Domestic Unrestricted | 4.141
Small Non Domestic Two Rate | 6.1015
LV Medium Non-Domestic | 28.1035
LV Sub Medium Non-Domestic | 0
HV Medium Non-Domestic | 46.0973
3102. Capacity-driven fixed charge elements from standing charges factors p/MPAN/day
Data sources:
x1 = 3002. Capacity elements p/kVA/day
x2 = 3101. Average maximum kVA/MPAN by end user class, for user classes without an agreed import capacity
Calculation =x1*x2
| GSPs | Assets 132kV | Assets 132kV/EHV | Assets EHV | Assets EHV/HV | Assets 132kV/HV | Assets HV | Assets HV/LV | Assets LV circuits | Transmission exit | Operating 132kV | Operating 132kV/EHV | Operating EHV | Operating EHV/HV | Operating 132kV/HV | Operating HV | Operating HV/LV | Operating LV circuits
Domestic Unrestricted | 0 | 0 | 0 | 0 | 0 | 0 | 0 | 0 | 0.10747 | 0 | 0 | 0 | 0 | 0 | 0 | 0 | 0 | 0.73664
Domestic Two Rate | 0 | 0 | 0 | 0 | 0 | 0 | 0 | 0 | 0.12914 | 0 | 0 | 0 | 0 | 0 | 0 | 0 | 0 | 0.88516
Small Non Domestic Unrestricted | 0 | 0 | 0 | 0 | 0 | 0 | 0 | 0 | 0.43614 | 0 | 0 | 0 | 0 | 0 | 0 | 0 | 0 | 2.9894
Small Non Domestic Two Rate | 0 | 0 | 0 | 0 | 0 | 0 | 0 | 0 | 0.64262 | 0 | 0 | 0 | 0 | 0 | 0 | 0 | 0 | 4.4047
LV Medium Non-Domestic | 0 | 0 | 0 | 0 | 0 | 0 | 0 | 0 | 2.9599 | 0 | 0 | 0 | 0 | 0 | 0 | 0 | 0 | 20.288
LV Sub Medium Non-Domestic | 0 | 0 | 0 | 0 | 0 | 0 | 0 | 0 | 0 | 0 | 0 | 0 | 0 | 0 | 0 | 0 | 0 | 0
HV Medium Non-Domestic | 0 | 1.8348 | 0 | 10.1141 | 49.1876 | 3.8624 | 36.1674 | 0 | 0 | 0 | 0.77076 | 0 | 4.546 | 31.8679 | 2.5024 | 41.9505 | 0 | 0
3103. Statistics for tariffs charged for LV circuits on an exit point basis
Data sources:
x1 = 2012. Loss adjustment factors between end user meter reading and each network level, scaled by network use
x2 = 2407. All units (MWh)
x3 = 1041. Load factor for each type of demand user (in Load profile data for demand users)
x4 = 1010. Days in the charging year (in Financial and general assumptions)
x5 = Zero for related MPANs
x6 = 2305. MPANs (in Equivalent volume for each end user)
Kind: | Copy cells | Calculation | Combine tables
Formula: | = x1 | =x2/x3/(24*x4)*1000 | = x5 or x6
| Use of LV circuits by each tariff charged on an exit point basis | Unit-based contributions to aggregate maximum load by network level (kW) | Relevant MPAN count
Domestic Unrestricted | 1 | 1431368.1916 | 1476558.0692
Domestic Two Rate | 1 | 1086683.5548 | 932903.1862
Small Non Domestic Unrestricted | 1 | 367032.3268 | 93298.4333
Small Non Domestic Two Rate | 1 | 472852.4797 | 81576.7807
3104. Aggregate data for tariffs charged for LV circuits on an exit point basis
Data sources:
x1 = 3103. Use of LV circuits by each tariff charged on an exit point basis (in Statistics for tariffs charged for LV circuits on an exit point basis)
x2 = 3103. Unit-based contributions to aggregate maximum load by network level (kW) (in Statistics for tariffs charged for LV circuits on an exit point basis)
x3 = 3103. Relevant MPAN count (in Statistics for tariffs charged for LV circuits on an exit point basis)
x4 = Aggregate capacity of tariffs charged charged for LV circuits on an exit point basis (kW) (in Aggregate data for tariffs charged for LV circuits on an exit point basis)
x5 = Aggregate number of users charged for LV circuits on an exit point basis (in Aggregate data for tariffs charged for LV circuits on an exit point basis)
x6 = 1010. Power factor for all flows in the network model (in Financial and general assumptions)
Kind: | Sum-product calculation | Sum-product calculation | Calculation
Formula: | =SUMPRODUCT(x1, x2) | =SUMPRODUCT(x1, x3) | =x4/x5/x6
| Aggregate capacity of tariffs charged charged for LV circuits on an exit point basis (kW) | Aggregate number of users charged for LV circuits on an exit point basis | Average maximum kVA of tariffs charged on an exit point basis for LV circuits
Aggregate data for tariffs charged for LV circuits on an exit point basis | 3357936.5529 | 2584336.4694 | 1.3677
3105. LV fixed charge elements from standing charges factors p/MPAN/day
Data sources:
x1 = 3002. Capacity elements p/kVA/day
x2 = 3104. Average maximum kVA of tariffs charged on an exit point basis for LV circuits (in Aggregate data for tariffs charged for LV circuits on an exit point basis)
Calculation =x1*x2
| Assets LV circuits | Operating LV circuits
Domestic Unrestricted | 0.14405 | 0.98737
Domestic Two Rate | 0.14405 | 0.98737
Small Non Domestic Unrestricted | 0.14405 | 0.98737
Small Non Domestic Two Rate | 0.14405 | 0.98737
3106. Fixed charge elements from standing charges factors p/MPAN/day
Data sources:
x1 = Zero for related MPANs
x2 = 3105. LV fixed charge elements from standing charges factors p/MPAN/day
x3 = 3102. Capacity-driven fixed charge elements from standing charges factors p/MPAN/day
Combine tables = x1 or x2 or x3
| GSPs | Assets 132kV | Assets 132kV/EHV | Assets EHV | Assets EHV/HV | Assets 132kV/HV | Assets HV | Assets HV/LV | Assets LV circuits | Transmission exit | Operating 132kV | Operating 132kV/EHV | Operating EHV | Operating EHV/HV | Operating 132kV/HV | Operating HV | Operating HV/LV | Operating LV circuits
Domestic Unrestricted | 0 | 0 | 0 | 0 | 0 | 0 | 0 | 0 | 0.14405 | 0 | 0 | 0 | 0 | 0 | 0 | 0 | 0 | 0.98737
Domestic Two Rate | 0 | 0 | 0 | 0 | 0 | 0 | 0 | 0 | 0.14405 | 0 | 0 | 0 | 0 | 0 | 0 | 0 | 0 | 0.98737
Small Non Domestic Unrestricted | 0 | 0 | 0 | 0 | 0 | 0 | 0 | 0 | 0.14405 | 0 | 0 | 0 | 0 | 0 | 0 | 0 | 0 | 0.98737
Small Non Domestic Two Rate | 0 | 0 | 0 | 0 | 0 | 0 | 0 | 0 | 0.14405 | 0 | 0 | 0 | 0 | 0 | 0 | 0 | 0 | 0.98737
LV Medium Non-Domestic | 0 | 0 | 0 | 0 | 0 | 0 | 0 | 0 | 2.9599 | 0 | 0 | 0 | 0 | 0 | 0 | 0 | 0 | 20.288
LV Sub Medium Non-Domestic | 0 | 0 | 0 | 0 | 0 | 0 | 0 | 0 | 0 | 0 | 0 | 0 | 0 | 0 | 0 | 0 | 0 | 0
HV Medium Non-Domestic | 0 | 1.8348 | 0 | 10.1141 | 49.1876 | 3.8624 | 36.1674 | 0 | 0 | 0 | 0.77076 | 0 | 4.546 | 31.8679 | 2.5024 | 41.9505 | 0 | 0

## Reactive
Reactive power unit charges for WPD East Midlands in April 14 (102)
3201. Standard components p/kWh for reactive power (absolute value)
Data sources:
x1 = 3003. Yardstick components p/kWh (taking account of standing charges) (in Yardstick unit rate p/kWh (taking account of standing charges))
Calculation =ABS(x1)
| GSPs | Assets 132kV | Assets 132kV/EHV | Assets EHV | Assets EHV/HV | Assets 132kV/HV | Assets HV | Assets HV/LV | Assets LV circuits | Transmission exit | Operating 132kV | Operating 132kV/EHV | Operating EHV | Operating EHV/HV | Operating 132kV/HV | Operating HV | Operating HV/LV | Operating LV circuits
LV HH Metered | 0 | 0.18515 | 0.061989 | 0.088428 | 0.12398 | 0.0090222 | 0.091126 | 0 | 0 | 0.037399 | 0.077776 | 0.02604 | 0.037146 | 0.052079 | 0.00379 | 0.073492 | 0 | 0
LV Sub HH Metered | 0 | 0.17856 | 0.059781 | 0.085278 | 0.11956 | 0.0087009 | 0 | 0 | 0 | 0.036067 | 0.075006 | 0.025112 | 0.035823 | 0.050224 | 0.003655 | 0 | 0 | 0
HV HH Metered | 0 | 0.14268 | 0.048498 | 0.051726 | 0 | 0 | 0 | 0 | 0 | 0.02926 | 0.059936 | 0.020373 | 0.023249 | 0 | 0 | 0 | 0 | 0
HV Sub HH Metered | 0 | 0.1425 | 0.05158 | 0 | 0 | 0 | 0 | 0 | 0 | 0.028784 | 0.05986 | 0.021667 | 0 | 0 | 0 | 0 | 0 | 0
3202. Standard reactive p/kVArh
Data sources:
x1 = 3201. Standard components p/kWh for reactive power (absolute value)
x2 = 1092. Average kVAr by kVA, by network level
x3 = 1010. Power factor for all flows in the network model (in Financial and general assumptions)
Calculation =x1*x2*x3
| GSPs | Assets 132kV | Assets 132kV/EHV | Assets EHV | Assets EHV/HV | Assets 132kV/HV | Assets HV | Assets HV/LV | Assets LV circuits | Transmission exit | Operating 132kV | Operating 132kV/EHV | Operating EHV | Operating EHV/HV | Operating 132kV/HV | Operating HV | Operating HV/LV | Operating LV circuits
LV HH Metered | 0 | 0.051124 | 0.017117 | 0.024417 | 0.034233 | 0.0024912 | 0.025162 | 0 | 0 | 0.010327 | 0.021476 | 0.0071902 | 0.010257 | 0.01438 | 0.0010465 | 0.020293 | 0 | 0
LV Sub HH Metered | 0 | 0.049304 | 0.016507 | 0.023547 | 0.033014 | 0.0024025 | 0 | 0 | 0 | 0.009959 | 0.020711 | 0.0069341 | 0.0098915 | 0.013868 | 0.0010092 | 0 | 0 | 0
HV HH Metered | 0 | 0.039398 | 0.013391 | 0.014283 | 0 | 0 | 0 | 0 | 0 | 0.0080794 | 0.01655 | 0.0056254 | 0.0064197 | 0 | 0 | 0 | 0 | 0
HV Sub HH Metered | 0 | 0.039347 | 0.014242 | 0 | 0 | 0 | 0 | 0 | 0 | 0.0079479 | 0.016529 | 0.0059828 | 0 | 0 | 0 | 0 | 0 | 0
3203. Network use factors for generator reactive unit charges
These factors differ from the network use factors for active power charges/credits in the case of generators,
who do not qualify for active power credits at the voltage of connection but are charged reactive unit charges for costs caused at that voltage.
| GSPs | 132kV | 132kV/EHV | EHV | EHV/HV | 132kV/HV | HV | HV/LV | LV circuits
LV Generation Intermittent | 1 | 1 | 1 | 1 | 1 | 1 | 1 | 1 | 1
LV Generation Non-Intermittent | 1 | 1 | 1 | 1 | 1 | 1 | 1 | 1 | 1
LV Sub Generation Intermittent | 1 | 1 | 1 | 1 | 1 | 1 | 1 | 1 | 0
LV Sub Generation Non-Intermittent | 1 | 1 | 1 | 1 | 1 | 1 | 1 | 1 | 0
HV Generation Intermittent | 1 | 1 | 1 | 1 | 1 | 1 | 1 | 0 | 0
HV Generation Non-Intermittent | 1 | 1 | 1 | 1 | 1 | 1 | 1 | 0 | 0
HV Sub Generation Intermittent | 1 | 1 | 1 | 1 | 0 | 1 | 0 | 0 | 0
HV Sub Generation Non-Intermittent | 1 | 1 | 1 | 1 | 0 | 1 | 0 | 0 | 0
3204. Absolute value of load coefficient (kW peak / average kW)
Data sources:
x1 = 2302. Load coefficient
Calculation =ABS(x1)
Absolute load coefficient
LV Generation Intermittent | 1
LV Generation Non-Intermittent | 1
LV Sub Generation Intermittent | 1
LV Sub Generation Non-Intermittent | 1
HV Generation Intermittent | 1
HV Generation Non-Intermittent | 1
HV Sub Generation Intermittent | 1
HV Sub Generation Non-Intermittent | 1
3205. Pay-as-you-go components p/kWh for reactive power (absolute value)
Data sources:
x1 = 2901. Unit cost at each level, £/kW/year (relative to system simultaneous maximum load)
x2 = 3204. Absolute value of load coefficient (kW peak / average kW)
x3 = 2001. Loss adjustment factor to transmission (in Loss adjustment factors to transmission)
x4 = 2004. Loss adjustment factor to transmission for each network level
x5 = 2804. Proportion of annual charge covered by contributions (for all charging levels)
x6 = 3203. Network use factors for generator reactive unit charges
x7 = 1010. Days in the charging year (in Financial and general assumptions)
Calculation =x1*x2*x3/x4*(1-x5)*x6/(24*x7)*100
| GSPs | Assets 132kV | Assets 132kV/EHV | Assets EHV | Assets EHV/HV | Assets 132kV/HV | Assets HV | Assets HV/LV | Assets LV circuits | Transmission exit | Operating 132kV | Operating 132kV/EHV | Operating EHV | Operating EHV/HV | Operating 132kV/HV | Operating HV | Operating HV/LV | Operating LV circuits
LV Generation Intermittent | 0 | 0.13051 | 0.047242 | 0.067391 | 0.094483 | 0.084748 | 0.080295 | 0.029216 | 0.0068278 | 0.026363 | 0.054825 | 0.019845 | 0.028309 | 0.039689 | 0.0356 | 0.064756 | 0.042164 | 0.0468
LV Generation Non-Intermittent | 0 | 0.13051 | 0.047242 | 0.067391 | 0.094483 | 0.084748 | 0.080295 | 0.029216 | 0.0068278 | 0.026363 | 0.054825 | 0.019845 | 0.028309 | 0.039689 | 0.0356 | 0.064756 | 0.042164 | 0.0468
LV Sub Generation Intermittent | 0 | 0.12587 | 0.045559 | 0.064991 | 0.091118 | 0.081729 | 0.077435 | 0.028176 | 0 | 0.025424 | 0.052873 | 0.019138 | 0.027301 | 0.038276 | 0.034332 | 0.06245 | 0.040662 | 0
LV Sub Generation Non-Intermittent | 0 | 0.12587 | 0.045559 | 0.064991 | 0.091118 | 0.081729 | 0.077435 | 0.028176 | 0 | 0.025424 | 0.052873 | 0.019138 | 0.027301 | 0.038276 | 0.034332 | 0.06245 | 0.040662 | 0
HV Generation Intermittent | 0 | 0.12456 | 0.045085 | 0.060106 | 0.058462 | 0.052439 | 0.05328 | 0 | 0 | 0.025159 | 0.052322 | 0.018939 | 0.027016 | 0.037877 | 0.033974 | 0.0618 | 0 | 0
HV Generation Non-Intermittent | 0 | 0.12456 | 0.045085 | 0.060106 | 0.058462 | 0.052439 | 0.05328 | 0 | 0 | 0.025159 | 0.052322 | 0.018939 | 0.027016 | 0.037877 | 0.033974 | 0.0618 | 0 | 0
HV Sub Generation Intermittent | 0 | 0.12253 | 0.044351 | 0.059128 | 0 | 0.079562 | 0 | 0 | 0 | 0.02475 | 0.051471 | 0.018631 | 0.026577 | 0 | 0.033422 | 0 | 0 | 0
HV Sub Generation Non-Intermittent | 0 | 0.12253 | 0.044351 | 0.059128 | 0 | 0.079562 | 0 | 0 | 0 | 0.02475 | 0.051471 | 0.018631 | 0.026577 | 0 | 0.033422 | 0 | 0 | 0
3206. Pay-as-you-go reactive p/kVArh
Data sources:
x1 = 3205. Pay-as-you-go components p/kWh for reactive power (absolute value)
x2 = 1092. Average kVAr by kVA, by network level
x3 = 1010. Power factor for all flows in the network model (in Financial and general assumptions)
Calculation =x1*x2*x3
| GSPs | Assets 132kV | Assets 132kV/EHV | Assets EHV | Assets EHV/HV | Assets 132kV/HV | Assets HV | Assets HV/LV | Assets LV circuits | Transmission exit | Operating 132kV | Operating 132kV/EHV | Operating EHV | Operating EHV/HV | Operating 132kV/HV | Operating HV | Operating HV/LV | Operating LV circuits
LV Generation Intermittent | 0 | 0.036038 | 0.013045 | 0.018608 | 0.026089 | 0.023401 | 0.022171 | 0.0080673 | 0.0018853 | 0.0072795 | 0.015139 | 0.0054796 | 0.0078167 | 0.010959 | 0.00983 | 0.017881 | 0.011642 | 0.012923
LV Generation Non-Intermittent | 0 | 0.036038 | 0.013045 | 0.018608 | 0.026089 | 0.023401 | 0.022171 | 0.0080673 | 0.0018853 | 0.0072795 | 0.015139 | 0.0054796 | 0.0078167 | 0.010959 | 0.00983 | 0.017881 | 0.011642 | 0.012923
LV Sub Generation Intermittent | 0 | 0.034755 | 0.01258 | 0.017945 | 0.02516 | 0.022567 | 0.021382 | 0.00778 | 0 | 0.0070202 | 0.014599 | 0.0052845 | 0.0075383 | 0.010569 | 0.0094799 | 0.017244 | 0.011228 | 0
LV Sub Generation Non-Intermittent | 0 | 0.034755 | 0.01258 | 0.017945 | 0.02516 | 0.022567 | 0.021382 | 0.00778 | 0 | 0.0070202 | 0.014599 | 0.0052845 | 0.0075383 | 0.010569 | 0.0094799 | 0.017244 | 0.011228 | 0
HV Generation Intermittent | 0 | 0.034393 | 0.012449 | 0.016597 | 0.016143 | 0.01448 | 0.014712 | 0 | 0 | 0.0069471 | 0.014447 | 0.0052294 | 0.0074598 | 0.010459 | 0.0093811 | 0.017064 | 0 | 0
HV Generation Non-Intermittent | 0 | 0.034393 | 0.012449 | 0.016597 | 0.016143 | 0.01448 | 0.014712 | 0 | 0 | 0.0069471 | 0.014447 | 0.0052294 | 0.0074598 | 0.010459 | 0.0093811 | 0.017064 | 0 | 0
HV Sub Generation Intermittent | 0 | 0.033833 | 0.012246 | 0.016327 | 0 | 0.021969 | 0 | 0 | 0 | 0.006834 | 0.014212 | 0.0051443 | 0.0073385 | 0 | 0.0092285 | 0 | 0 | 0
HV Sub Generation Non-Intermittent | 0 | 0.033833 | 0.012246 | 0.016327 | 0 | 0.021969 | 0 | 0 | 0 | 0.006834 | 0.014212 | 0.0051443 | 0.0073385 | 0 | 0.0092285 | 0 | 0 | 0

## Aggreg
Aggregation for WPD East Midlands in April 14 (102)
This sheet aggregates elements of tariffs excluding revenue matching and final adjustments and rounding.
3301. Unit rate 1 p/kWh (elements)
Data sources:
x1 = 3004. Unit rate 1 total p/kWh (taking account of standing charges) (in Unit rate 1 (taking account of standing charges)) — for Tariffs with Unit rate 1 p/kWh from Standard 1 kWh
x2 = 3003. Yardstick total p/kWh (taking account of standing charges) (in Yardstick unit rate p/kWh (taking account of standing charges)) — for Tariffs with Unit rate 1 p/kWh from Standard yardstick kWh
x3 = 2903. Pay-as-you-go unit rate 1 (p/kWh) (in Pay-as-you-go unit rate 1 p/kWh) — for Tariffs with Unit rate 1 p/kWh from PAYG 1 kWh
x4 = 2903. Pay-as-you-go unit rate 1 (p/kWh) (in Pay-as-you-go unit rate 1 p/kWh) — for Tariffs with Unit rate 1 p/kWh from PAYG 1 kWh & customer
x5 = 2902. Pay-as-you-go yardstick unit rate (p/kWh) — for Tariffs with Unit rate 1 p/kWh from PAYG yardstick kWh
x6 = 2203. Service model asset p/kWh charge for unmetered tariffs — for Tariffs with Unit rate 1 p/kWh from PAYG 1 kWh & customer
x7 = 2712. Operating expenditure for unmetered customer assets (p/kWh) — for Tariffs with Unit rate 1 p/kWh from PAYG 1 kWh & customer
Combine tables = x1 or x2 or x3 or x4 or x5 or x6 or x7
| GSPs | Assets 132kV | Assets 132kV/EHV | Assets EHV | Assets EHV/HV | Assets 132kV/HV | Assets HV | Assets HV/LV | Assets LV circuits | Assets LV customer | Assets HV customer | Transmission exit | Operating 132kV | Operating 132kV/EHV | Operating EHV | Operating EHV/HV | Operating 132kV/HV | Operating HV | Operating HV/LV | Operating LV circuits | Operating LV customer | Operating HV customer
Domestic Unrestricted | 0 | 0.29168 | 0.097656 | 0.13931 | 0.19531 | 0.014213 | 0.17945 | 0.065294 | 0 |  |  | 0.058918 | 0.12253 | 0.041022 | 0.058518 | 0.082044 | 0.0059706 | 0.14472 | 0.09423 | 0
Domestic Two Rate | 0 | 0.3436 | 0.11504 | 0.15514 | 0.2175 | 0.016743 | 0.19984 | 0.072714 | 0 |  |  | 0.070943 | 0.14434 | 0.048324 | 0.065168 | 0.091367 | 0.0070333 | 0.16117 | 0.10494 | 0
Domestic Off Peak (related MPAN) | 0 | 0.059408 | 0.01989 | 0.036241 | 0.050811 | 0.0028949 | 0.046684 | 0.016987 | 0 |  |  | 0.01023 | 0.024955 | 0.0083551 | 0.015224 | 0.021344 | 0.0012161 | 0.03765 | 0.024514 | 0
Small Non Domestic Unrestricted | 0 | 0.22484 | 0.075276 | 0.10738 | 0.15055 | 0.010956 | 0.13832 | 0.050331 | 0 |  |  | 0.045416 | 0.094448 | 0.031621 | 0.045108 | 0.063242 | 0.0046023 | 0.11156 | 0.072636 | 0
Small Non Domestic Two Rate | 0 | 0.25602 | 0.085717 | 0.12261 | 0.1719 | 0.012476 | 0.15794 | 0.057468 | 0 |  |  | 0.050894 | 0.10755 | 0.036007 | 0.051504 | 0.07221 | 0.0052407 | 0.12737 | 0.082936 | 0
Small Non Domestic Off Peak (related MPAN) | 0 | 0.029753 | 0.0099613 | 0.020943 | 0.029363 | 0.0014498 | 0.026978 | 0.0098163 | 0 |  |  | 0.004863 | 0.012498 | 0.0041844 | 0.0087976 | 0.012334 | 0.00060903 | 0.021757 | 0.014166 | 0
LV Medium Non-Domestic | 0 | 0.25131 | 0.084139 | 0.11931 | 0.16727 | 0.012246 | 0.15369 | 0.055922 | 0 |  |  | 0.050171 | 0.10557 | 0.035344 | 0.050119 | 0.070267 | 0.0051442 | 0.12395 | 0.080705 | 0
LV Sub Medium Non-Domestic | 0 | 0.19373 | 0.064862 | 0.091976 | 0.12895 | 0.0094404 | 0.11848 | 0 | 0 |  |  | 0.038677 | 0.081381 | 0.027247 | 0.038636 | 0.054169 | 0.0039656 | 0.095551 | 0 | 0
HV Medium Non-Domestic | 0 | 0.24987 | 0.084931 | 0.09081 | 0 | 0 | 0 | 0 | 0 |  |  | 0.05033 | 0.10496 | 0.035677 | 0.040817 | 0 | 0 | 0 | 0 | 0
LV HH Metered | 0 | 1.5371 | 0.51461 | 0.57635 | 0.80805 | 0.074899 | 0.59394 | 0 | 0 |  |  | 0.34635 | 0.64567 | 0.21617 | 0.24211 | 0.33944 | 0.031463 | 0.47901 | 0 | 0
LV Sub HH Metered | 0 | 1.5094 | 0.50534 | 0.56597 | 0.79349 | 0.073549 | 0 | 0 | 0 |  |  | 0.34011 | 0.63404 | 0.21228 | 0.23775 | 0.33332 | 0.030896 | 0 | 0 | 0
HV HH Metered | 0 | 1.2953 | 0.44027 | 0.36867 | 0 | 0 | 0 | 0 | 0 |  |  | 0.29631 | 0.5441 | 0.18494 | 0.16571 | 0 | 0 | 0 | 0 | 0
HV Sub HH Metered | 0 | 1.2288 | 0.4448 | 0 | 0 | 0 | 0 | 0 | 0 |  |  | 0.2769 | 0.5162 | 0.18685 | 0 | 0 | 0 | 0 | 0 | 0
NHH UMS category A | 0 | 0.15724 | 0.052645 | 0.074787 | 0.10485 | 0.0076623 | 0.096336 | 0.035053 | 0.0081919 |  |  | 0.031837 | 0.066053 | 0.022115 | 0.031416 | 0.044045 | 0.0032187 | 0.077694 | 0.050587 | 0.05615 | 0.58287
NHH UMS category B | 0 | 0.2428 | 0.08129 | 0.097902 | 0.13726 | 0.011831 | 0.12611 | 0.045888 | 0.010724 |  |  | 0.05402 | 0.10199 | 0.034147 | 0.041126 | 0.057659 | 0.00497 | 0.10171 | 0.066223 | 0.073505 | 0.58287
NHH UMS category C | 0 | 0.45341 | 0.1518 | 0.17896 | 0.2509 | 0.022094 | 0.23053 | 0.083881 | 0.019603 |  |  | 0.10083 | 0.19047 | 0.063768 | 0.075176 | 0.1054 | 0.0092812 | 0.18592 | 0.12105 | 0.13436 | 0.58287
NHH UMS category D | 0 | 0.092882 | 0.031097 | 0.058356 | 0.081815 | 0.004526 | 0.075171 | 0.027352 | 0.0063921 |  |  | 0.014841 | 0.039017 | 0.013063 | 0.024514 | 0.034368 | 0.0019013 | 0.060624 | 0.039473 | 0.043813 | 0.58287
LV UMS (Pseudo HH Metered) | 0 | 4.7432 | 1.588 | 1.7731 | 2.4859 | 0.23113 | 2.284 | 0.83106 | 0.19422 |  |  | 1.0727 | 1.9925 | 0.66708 | 0.74482 | 1.0442 | 0.097091 | 1.842 | 1.1994 | 1.3312 | 0.58287
LV Generation NHH | 0 | -0.13051 | -0.043697 | -0.062334 | -0.087392 | -0.0063598 | -0.080295 | -0.029216 | 0 |  |  | -0.026363 | -0.054825 | -0.018356 | -0.026184 | -0.036711 | -0.0026716 | -0.064756 | -0.042164 | 0
LV Sub Generation NHH | 0 | -0.12587 | -0.04214 | -0.060113 | -0.08428 | -0.0061333 | -0.077435 | 0 | 0 |  |  | -0.025424 | -0.052873 | -0.017702 | -0.025252 | -0.035403 | -0.0025764 | -0.06245 | 0 | 0
LV Generation Intermittent | 0 | -0.13051 | -0.043697 | -0.062334 | -0.087392 | -0.0063598 | -0.080295 | -0.029216 | 0 |  |  | -0.026363 | -0.054825 | -0.018356 | -0.026184 | -0.036711 | -0.0026716 | -0.064756 | -0.042164 | 0
LV Generation Non-Intermittent | 0 | -1.3089 | -0.43823 | -0.49081 | -0.68812 | -0.063783 | -0.63224 | -0.23005 | 0 |  |  | -0.29494 | -0.54984 | -0.18409 | -0.20618 | -0.28906 | -0.026793 | -0.50989 | -0.332 | 0
LV Sub Generation Intermittent | 0 | -0.12587 | -0.04214 | -0.060113 | -0.08428 | -0.0061333 | -0.077435 | 0 | 0 |  |  | -0.025424 | -0.052873 | -0.017702 | -0.025252 | -0.035403 | -0.0025764 | -0.06245 | 0 | 0
LV Sub Generation Non-Intermittent | 0 | -1.2623 | -0.42262 | -0.47333 | -0.66361 | -0.061511 | -0.60972 | 0 | 0 |  |  | -0.28444 | -0.53026 | -0.17753 | -0.19883 | -0.27876 | -0.025839 | -0.49173 | 0 | 0
HV Generation Intermittent | 0 | -0.12456 | -0.041701 | -0.055596 | -0.054075 | -0.0039352 | 0 | 0 | 0 |  |  | -0.025159 | -0.052322 | -0.017517 | -0.024989 | -0.035035 | -0.0025496 | 0 | 0 | 0
HV Generation Non-Intermittent | 0 | -1.2492 | -0.41822 | -0.43776 | -0.42579 | -0.039466 | 0 | 0 | 0 |  |  | -0.28148 | -0.52473 | -0.17568 | -0.19676 | -0.27586 | -0.02557 | 0 | 0 | 0
HV Sub Generation Intermittent | 0 | -0.12253 | -0.044351 | -0.059128 | 0 | 0 | 0 | 0 | 0 |  |  | -0.02475 | -0.051471 | -0.018631 | -0.026577 | 0 | 0 | 0 | 0 | 0
HV Sub Generation Non-Intermittent | 0 | -1.2288 | -0.4448 | -0.46557 | 0 | 0 | 0 | 0 | 0 |  |  | -0.2769 | -0.5162 | -0.18685 | -0.20926 | 0 | 0 | 0 | 0 | 0
3302. Unit rate 2 p/kWh (elements)
Data sources:
x1 = 3005. Unit rate 2 total p/kWh (taking account of standing charges) (in Unit rate 2 (taking account of standing charges)) — for Tariffs with Unit rate 2 p/kWh from Standard 2 kWh
x2 = 2904. Pay-as-you-go unit rate 2 (p/kWh) (in Pay-as-you-go unit rate 2 p/kWh) — for Tariffs with Unit rate 2 p/kWh from PAYG 2 kWh
x3 = 2904. Pay-as-you-go unit rate 2 (p/kWh) (in Pay-as-you-go unit rate 2 p/kWh) — for Tariffs with Unit rate 2 p/kWh from PAYG 2 kWh & customer
x4 = 2203. Service model asset p/kWh charge for unmetered tariffs — for Tariffs with Unit rate 2 p/kWh from PAYG 2 kWh & customer
x5 = 2712. Operating expenditure for unmetered customer assets (p/kWh) — for Tariffs with Unit rate 2 p/kWh from PAYG 2 kWh & customer
Combine tables = x1 or x2 or x3 or x4 or x5
| GSPs | Assets 132kV | Assets 132kV/EHV | Assets EHV | Assets EHV/HV | Assets 132kV/HV | Assets HV | Assets HV/LV | Assets LV circuits | Assets LV customer | Assets HV customer | Transmission exit | Operating 132kV | Operating 132kV/EHV | Operating EHV | Operating EHV/HV | Operating 132kV/HV | Operating HV | Operating HV/LV | Operating LV circuits | Operating LV customer | Operating HV customer
Domestic Unrestricted
Domestic Two Rate | 0 | 0 | 0 | 0.0063026 | 0.0088363 | 0 | 0.0081186 | 0.0029541 | 0 |  |  | 0 | 0 | 0 | 0.0026475 | 0.0037118 | 0 | 0.0065475 | 0.0042632 | 0
Domestic Off Peak (related MPAN)
Small Non Domestic Unrestricted
Small Non Domestic Two Rate | 0 | 0 | 0 | 0.0053265 | 0.0074678 | 0 | 0.0068613 | 0.0024966 | 0 |  |  | 0 | 0 | 0 | 0.0022375 | 0.003137 | 0 | 0.0055336 | 0.003603 | 0
Small Non Domestic Off Peak (related MPAN)
LV Medium Non-Domestic | 0 | 0 | 0 | 0.0048821 | 0.0068447 | 0 | 0.0062888 | 0.0022883 | 0 |  |  | 0 | 0 | 0 | 0.0020508 | 0.0028753 | 0 | 0.0050718 | 0.0033024 | 0
LV Sub Medium Non-Domestic | 0 | 0 | 0 | 0.0037636 | 0.0052766 | 0 | 0.0048481 | 0 | 0 |  |  | 0 | 0 | 0 | 0.001581 | 0.0022165 | 0 | 0.0039099 | 0 | 0
HV Medium Non-Domestic | 0 | 0 | 0 | 0.0036919 | 0 | 0 | 0 | 0 | 0 |  |  | 0 | 0 | 0 | 0.0016594 | 0 | 0 | 0 | 0 | 0
LV HH Metered | 0 | 0.050741 | 0.016988 | 0.060546 | 0.084887 | 0.0024725 | 0.062394 | 0 | 0 |  |  | 0 | 0.021315 | 0.0071362 | 0.025434 | 0.035658 | 0.0010386 | 0.05032 | 0 | 0
LV Sub HH Metered | 0 | 0.049826 | 0.016682 | 0.059455 | 0.083357 | 0.002428 | 0 | 0 | 0 |  |  | 0 | 0.020931 | 0.0070076 | 0.024975 | 0.035016 | 0.0010199 | 0 | 0 | 0
HV HH Metered | 0 | 0.042759 | 0.014534 | 0.038729 | 0 | 0 | 0 | 0 | 0 |  |  | 0 | 0.017962 | 0.0061053 | 0.017408 | 0 | 0 | 0 | 0 | 0
HV Sub HH Metered | 0 | 0.040566 | 0.014683 | 0 | 0 | 0 | 0 | 0 | 0 |  |  | 0 | 0.017041 | 0.0061681 | 0 | 0 | 0 | 0 | 0 | 0
NHH UMS category A
NHH UMS category B
NHH UMS category C
NHH UMS category D
LV UMS (Pseudo HH Metered) | 0 | 0.044251 | 0.014815 | 0.052134 | 0.073092 | 0.0021563 | 0.067156 | 0.024436 | 0.0057106 |  |  | 0 | 0.018589 | 0.0062235 | 0.0219 | 0.030704 | 0.00090581 | 0.05416 | 0.035265 | 0.039142 | 0.58287
LV Generation NHH
LV Sub Generation NHH
LV Generation Intermittent
LV Generation Non-Intermittent | 0 | -0.04321 | -0.014467 | -0.05156 | -0.072288 | -0.0021056 | -0.066417 | -0.024167 | 0 |  |  | 0 | -0.018151 | -0.006077 | -0.021659 | -0.030366 | -0.00088448 | -0.053564 | -0.034877 | 0
LV Sub Generation Intermittent
LV Sub Generation Non-Intermittent | 0 | -0.041671 | -0.013951 | -0.049724 | -0.069713 | -0.0020306 | -0.064052 | 0 | 0 |  |  | 0 | -0.017505 | -0.0058606 | -0.020887 | -0.029284 | -0.00085298 | -0.051657 | 0 | 0
HV Generation Intermittent
HV Generation Non-Intermittent | 0 | -0.041237 | -0.013806 | -0.045987 | -0.044729 | -0.0013028 | 0 | 0 | 0 |  |  | 0 | -0.017322 | -0.0057995 | -0.02067 | -0.028979 | -0.0008441 | 0 | 0 | 0
HV Sub Generation Intermittent
HV Sub Generation Non-Intermittent | 0 | -0.040566 | -0.014683 | -0.048909 | 0 | 0 | 0 | 0 | 0 |  |  | 0 | -0.017041 | -0.0061681 | -0.021983 | 0 | 0 | 0 | 0 | 0
3303. Unit rate 3 p/kWh (elements)
Data sources:
x1 = 3006. Unit rate 3 total p/kWh (taking account of standing charges) (in Unit rate 3 (taking account of standing charges)) — for Tariffs with Unit rate 3 p/kWh from Standard 3 kWh
x2 = 2905. Pay-as-you-go unit rate 3 (p/kWh) (in Pay-as-you-go unit rate 3 p/kWh) — for Tariffs with Unit rate 3 p/kWh from PAYG 3 kWh
x3 = 2905. Pay-as-you-go unit rate 3 (p/kWh) (in Pay-as-you-go unit rate 3 p/kWh) — for Tariffs with Unit rate 3 p/kWh from PAYG 3 kWh & customer
x4 = 2203. Service model asset p/kWh charge for unmetered tariffs — for Tariffs with Unit rate 3 p/kWh from PAYG 3 kWh & customer
x5 = 2712. Operating expenditure for unmetered customer assets (p/kWh) — for Tariffs with Unit rate 3 p/kWh from PAYG 3 kWh & customer
Combine tables = x1 or x2 or x3 or x4 or x5
| GSPs | Assets 132kV | Assets 132kV/EHV | Assets EHV | Assets EHV/HV | Assets 132kV/HV | Assets HV | Assets HV/LV | Assets LV circuits | Assets LV customer | Assets HV customer | Transmission exit | Operating 132kV | Operating 132kV/EHV | Operating EHV | Operating EHV/HV | Operating 132kV/HV | Operating HV | Operating HV/LV | Operating LV circuits | Operating LV customer | Operating HV customer
Domestic Unrestricted
Domestic Two Rate
Domestic Off Peak (related MPAN)
Small Non Domestic Unrestricted
Small Non Domestic Two Rate
Small Non Domestic Off Peak (related MPAN)
LV Medium Non-Domestic
LV Sub Medium Non-Domestic
HV Medium Non-Domestic
LV HH Metered | 0 | 0 | 0 | 0.0045827 | 0.0064251 | 0 | 0.0047226 | 0 | 0 |  |  | 0 | 0 | 0 | 0.0019251 | 0.002699 | 0 | 0.0038087 | 0 | 0
LV Sub HH Metered | 0 | 0 | 0 | 0.0045002 | 0.0063093 | 0 | 0 | 0 | 0 |  |  | 0 | 0 | 0 | 0.0018904 | 0.0026503 | 0 | 0 | 0 | 0
HV HH Metered | 0 | 0 | 0 | 0.0029314 | 0 | 0 | 0 | 0 | 0 |  |  | 0 | 0 | 0 | 0.0013176 | 0 | 0 | 0 | 0 | 0
HV Sub HH Metered | 0 | 0 | 0 | 0 | 0 | 0 | 0 | 0 | 0 |  |  | 0 | 0 | 0 | 0 | 0 | 0 | 0 | 0 | 0
NHH UMS category A
NHH UMS category B
NHH UMS category C
NHH UMS category D
LV UMS (Pseudo HH Metered) | 0 | 0 | 0 | 0.0046223 | 0.0064805 | 0 | 0.0059542 | 0.0021665 | 0.00050631 |  |  | 0 | 0 | 0 | 0.0019417 | 0.0027222 | 0 | 0.0048019 | 0.0031266 | 0.0034704 | 0.58287
LV Generation NHH
LV Sub Generation NHH
LV Generation Intermittent
LV Generation Non-Intermittent | 0 | 0 | 0 | -0.0039026 | -0.0054715 | 0 | -0.0050271 | -0.0018292 | 0 |  |  | 0 | 0 | 0 | -0.0016394 | -0.0022984 | 0 | -0.0040543 | -0.0026398 | 0
LV Sub Generation Intermittent
LV Sub Generation Non-Intermittent | 0 | 0 | 0 | -0.0037636 | -0.0052766 | 0 | -0.0048481 | 0 | 0 |  |  | 0 | 0 | 0 | -0.001581 | -0.0022165 | 0 | -0.0039099 | 0 | 0
HV Generation Intermittent
HV Generation Non-Intermittent | 0 | 0 | 0 | -0.0034807 | -0.0033855 | 0 | 0 | 0 | 0 |  |  | 0 | 0 | 0 | -0.0015645 | -0.0021934 | 0 | 0 | 0 | 0
HV Sub Generation Intermittent
HV Sub Generation Non-Intermittent | 0 | 0 | 0 | -0.0037019 | 0 | 0 | 0 | 0 | 0 |  |  | 0 | 0 | 0 | -0.0016639 | 0 | 0 | 0 | 0 | 0
3304. Fixed charge p/MPAN/day (elements)
Data sources:
x1 = 3106. Fixed charge from standing charges factors p/MPAN/day — for Tariffs with Fixed charge p/MPAN/day from Fixed from network & customer
x2 = 2206. Service model p/MPAN/day (in Replacement annuities for service models) — for Tariffs with Fixed charge p/MPAN/day from Customer
x3 = 2206. Service model p/MPAN/day (in Replacement annuities for service models) — for Tariffs with Fixed charge p/MPAN/day from Fixed from network & customer
x4 = 2711. Operating expenditure for customer assets p/MPAN/day total (in Operating expenditure for customer assets p/MPAN/day) — for Tariffs with Fixed charge p/MPAN/day from Customer
x5 = 2711. Operating expenditure for customer assets p/MPAN/day total (in Operating expenditure for customer assets p/MPAN/day) — for Tariffs with Fixed charge p/MPAN/day from Fixed from network & customer
Combine tables = x1 or x2 or x3 or x4 or x5
| GSPs | Assets 132kV | Assets 132kV/EHV | Assets EHV | Assets EHV/HV | Assets 132kV/HV | Assets HV | Assets HV/LV | Assets LV circuits | Assets LV customer | Assets HV customer | Transmission exit | Operating 132kV | Operating 132kV/EHV | Operating EHV | Operating EHV/HV | Operating 132kV/HV | Operating HV | Operating HV/LV | Operating LV circuits | Operating LV customer | Operating HV customer
Domestic Unrestricted | 0 | 0 | 0 | 0 | 0 | 0 | 0 | 0 | 0.14405 | 0 | 0 | 0 | 0 | 0 | 0 | 0 | 0 | 0 | 0 | 0.98737 | 1.704 | 0
Domestic Two Rate | 0 | 0 | 0 | 0 | 0 | 0 | 0 | 0 | 0.14405 | 0 | 0 | 0 | 0 | 0 | 0 | 0 | 0 | 0 | 0 | 0.98737 | 1.704 | 0
Domestic Off Peak (related MPAN)
Small Non Domestic Unrestricted | 0 | 0 | 0 | 0 | 0 | 0 | 0 | 0 | 0.14405 | 0 | 0 | 0 | 0 | 0 | 0 | 0 | 0 | 0 | 0 | 0.98737 | 4.207 | 0
Small Non Domestic Two Rate | 0 | 0 | 0 | 0 | 0 | 0 | 0 | 0 | 0.14405 | 0 | 0 | 0 | 0 | 0 | 0 | 0 | 0 | 0 | 0 | 0.98737 | 4.207 | 0
Small Non Domestic Off Peak (related MPAN)
LV Medium Non-Domestic | 0 | 0 | 0 | 0 | 0 | 0 | 0 | 0 | 2.9599 | 0 | 0 | 0 | 0 | 0 | 0 | 0 | 0 | 0 | 0 | 20.288 | 4.9695 | 0
LV Sub Medium Non-Domestic | 0 | 0 | 0 | 0 | 0 | 0 | 0 | 0 | 0 | 0 | 0 | 0 | 0 | 0 | 0 | 0 | 0 | 0 | 0 | 0 | 3.7022 | 0
HV Medium Non-Domestic | 0 | 1.8348 | 0 | 10.1141 | 49.1876 | 3.8624 | 36.1674 | 0 | 0 | 0 | 0 | 0 | 0.77076 | 0 | 4.546 | 31.8679 | 2.5024 | 41.9505 | 0 | 0 | 0 | 63.5722
LV HH Metered | [9 empty] | 0 | 0 | [9 empty] | 8.4951 | 0
LV Sub HH Metered | [9 empty] | 0 | 0 | [9 empty] | 6.2393 | 0
HV HH Metered | [9 empty] | 0 | 0 | [9 empty] | 0 | 63.5722
HV Sub HH Metered | [9 empty] | 0 | 0 | [9 empty] | 0 | 63.5722
NHH UMS category A
NHH UMS category B
NHH UMS category C
NHH UMS category D
LV UMS (Pseudo HH Metered)
LV Generation NHH | [9 empty] | 0 | 0 | [9 empty] | 0 | 0
LV Sub Generation NHH | [9 empty] | 0 | 0 | [9 empty] | 0 | 0
LV Generation Intermittent | [9 empty] | 0 | 0 | [9 empty] | 0 | 0
LV Generation Non-Intermittent | [9 empty] | 0 | 0 | [9 empty] | 0 | 0
LV Sub Generation Intermittent | [9 empty] | 0 | 0 | [9 empty] | 0 | 0
LV Sub Generation Non-Intermittent | [9 empty] | 0 | 0 | [9 empty] | 0 | 0
HV Generation Intermittent | [9 empty] | 0 | 0 | [9 empty] | 0 | 31.242
HV Generation Non-Intermittent | [9 empty] | 0 | 0 | [9 empty] | 0 | 31.242
HV Sub Generation Intermittent | [9 empty] | 0 | 0 | [9 empty] | 0 | 31.242
HV Sub Generation Non-Intermittent | [9 empty] | 0 | 0 | [9 empty] | 0 | 31.242
3305. Capacity charge p/kVA/day (elements)
Data sources:
x1 = 3002. Capacity charge p/kVA/day — for Tariffs with Capacity charge p/kVA/day from Capacity
Copy cells = x1
| GSPs | Assets 132kV | Assets 132kV/EHV | Assets EHV | Assets EHV/HV | Assets 132kV/HV | Assets HV | Assets HV/LV | Assets LV circuits | Assets LV customer | Assets HV customer | Transmission exit | Operating 132kV | Operating 132kV/EHV | Operating EHV | Operating EHV/HV | Operating 132kV/HV | Operating HV | Operating HV/LV | Operating LV circuits | Operating LV customer | Operating HV customer
Domestic Unrestricted
Domestic Two Rate
Domestic Off Peak (related MPAN)
Small Non Domestic Unrestricted
Small Non Domestic Two Rate
Small Non Domestic Off Peak (related MPAN)
LV Medium Non-Domestic
LV Sub Medium Non-Domestic
HV Medium Non-Domestic
LV HH Metered | 0 | 0 | 0 | 0 | 0 | 0 | 0.23648 | 0.43023 | 0.10532 |  |  | 0 | 0 | 0 | 0 | 0 | 0 | 0.19072 | 0.62089 | 0.7219
LV Sub HH Metered | 0 | 0 | 0 | 0 | 0 | 0 | 1.1403 | 0.41491 | 0 |  |  | 0 | 0 | 0 | 0 | 0 | 0 | 0.91962 | 0.59878 | 0
HV HH Metered | 0 | 0.039803 | 0 | 0.21941 | 1.067 | 0.083788 | 0.78459 | 0 | 0 |  |  | 0 | 0.01672 | 0 | 0.098618 | 0.69132 | 0.054285 | 0.91004 | 0 | 0
HV Sub HH Metered | 0 | 0 | 0 | 1.1668 | 1.1348 | 0 | 0 | 0 | 0 |  |  | 0 | 0 | 0 | 0.52442 | 0.73525 | 0 | 0 | 0 | 0
NHH UMS category A
NHH UMS category B
NHH UMS category C
NHH UMS category D
LV UMS (Pseudo HH Metered)
LV Generation NHH
LV Sub Generation NHH
LV Generation Intermittent
LV Generation Non-Intermittent
LV Sub Generation Intermittent
LV Sub Generation Non-Intermittent
HV Generation Intermittent
HV Generation Non-Intermittent
HV Sub Generation Intermittent
HV Sub Generation Non-Intermittent
3306. Reactive power charge p/kVArh (elements)
Data sources:
x1 = 3206. Pay-as-you-go reactive p/kVArh
x2 = 3202. Standard reactive p/kVArh
Combine tables = x1 or x2
| GSPs | Assets 132kV | Assets 132kV/EHV | Assets EHV | Assets EHV/HV | Assets 132kV/HV | Assets HV | Assets HV/LV | Assets LV circuits | Assets LV customer | Assets HV customer | Transmission exit | Operating 132kV | Operating 132kV/EHV | Operating EHV | Operating EHV/HV | Operating 132kV/HV | Operating HV | Operating HV/LV | Operating LV circuits | Operating LV customer | Operating HV customer
Domestic Unrestricted
Domestic Two Rate
Domestic Off Peak (related MPAN)
Small Non Domestic Unrestricted
Small Non Domestic Two Rate
Small Non Domestic Off Peak (related MPAN)
LV Medium Non-Domestic
LV Sub Medium Non-Domestic
HV Medium Non-Domestic
LV HH Metered | 0 | 0.051124 | 0.017117 | 0.024417 | 0.034233 | 0.0024912 | 0.025162 | 0 | 0 |  |  | 0.010327 | 0.021476 | 0.0071902 | 0.010257 | 0.01438 | 0.0010465 | 0.020293 | 0 | 0
LV Sub HH Metered | 0 | 0.049304 | 0.016507 | 0.023547 | 0.033014 | 0.0024025 | 0 | 0 | 0 |  |  | 0.009959 | 0.020711 | 0.0069341 | 0.0098915 | 0.013868 | 0.0010092 | 0 | 0 | 0
HV HH Metered | 0 | 0.039398 | 0.013391 | 0.014283 | 0 | 0 | 0 | 0 | 0 |  |  | 0.0080794 | 0.01655 | 0.0056254 | 0.0064197 | 0 | 0 | 0 | 0 | 0
HV Sub HH Metered | 0 | 0.039347 | 0.014242 | 0 | 0 | 0 | 0 | 0 | 0 |  |  | 0.0079479 | 0.016529 | 0.0059828 | 0 | 0 | 0 | 0 | 0 | 0
NHH UMS category A
NHH UMS category B
NHH UMS category C
NHH UMS category D
LV UMS (Pseudo HH Metered)
LV Generation NHH
LV Sub Generation NHH
LV Generation Intermittent | 0 | 0.036038 | 0.013045 | 0.018608 | 0.026089 | 0.023401 | 0.022171 | 0.0080673 | 0.0018853 |  |  | 0.0072795 | 0.015139 | 0.0054796 | 0.0078167 | 0.010959 | 0.00983 | 0.017881 | 0.011642 | 0.012923
LV Generation Non-Intermittent | 0 | 0.036038 | 0.013045 | 0.018608 | 0.026089 | 0.023401 | 0.022171 | 0.0080673 | 0.0018853 |  |  | 0.0072795 | 0.015139 | 0.0054796 | 0.0078167 | 0.010959 | 0.00983 | 0.017881 | 0.011642 | 0.012923
LV Sub Generation Intermittent | 0 | 0.034755 | 0.01258 | 0.017945 | 0.02516 | 0.022567 | 0.021382 | 0.00778 | 0 |  |  | 0.0070202 | 0.014599 | 0.0052845 | 0.0075383 | 0.010569 | 0.0094799 | 0.017244 | 0.011228 | 0
LV Sub Generation Non-Intermittent | 0 | 0.034755 | 0.01258 | 0.017945 | 0.02516 | 0.022567 | 0.021382 | 0.00778 | 0 |  |  | 0.0070202 | 0.014599 | 0.0052845 | 0.0075383 | 0.010569 | 0.0094799 | 0.017244 | 0.011228 | 0
HV Generation Intermittent | 0 | 0.034393 | 0.012449 | 0.016597 | 0.016143 | 0.01448 | 0.014712 | 0 | 0 |  |  | 0.0069471 | 0.014447 | 0.0052294 | 0.0074598 | 0.010459 | 0.0093811 | 0.017064 | 0 | 0
HV Generation Non-Intermittent | 0 | 0.034393 | 0.012449 | 0.016597 | 0.016143 | 0.01448 | 0.014712 | 0 | 0 |  |  | 0.0069471 | 0.014447 | 0.0052294 | 0.0074598 | 0.010459 | 0.0093811 | 0.017064 | 0 | 0
HV Sub Generation Intermittent | 0 | 0.033833 | 0.012246 | 0.016327 | 0 | 0.021969 | 0 | 0 | 0 |  |  | 0.006834 | 0.014212 | 0.0051443 | 0.0073385 | 0 | 0.0092285 | 0 | 0 | 0
HV Sub Generation Non-Intermittent | 0 | 0.033833 | 0.012246 | 0.016327 | 0 | 0.021969 | 0 | 0 | 0 |  |  | 0.006834 | 0.014212 | 0.0051443 | 0.0073385 | 0 | 0.0092285 | 0 | 0 | 0
3307. Summary of charges before revenue matching
Data sources:
x1 = 3301. Unit rate 1 p/kWh (elements)
x2 = 3302. Unit rate 2 p/kWh (elements)
x3 = 3303. Unit rate 3 p/kWh (elements)
x4 = 3304. Fixed charge p/MPAN/day (elements)
x5 = 3305. Capacity charge p/kVA/day (elements)
x6 = 3306. Reactive power charge p/kVArh (elements)
Kind: | Cell summation | Cell summation | Cell summation | Cell summation | Cell summation | Cell summation
Formula: | =SUM(x1) | =SUM(x2) | =SUM(x3) | =SUM(x4) | =SUM(x5) | =SUM(x6)
| Unit rate 1 p/kWh (total) | Unit rate 2 p/kWh (total) | Unit rate 3 p/kWh (total) | Fixed charge p/MPAN/day (total) | Capacity charge p/kVA/day (total) | Reactive power charge p/kVArh
Domestic Unrestricted | 1.5909 | 0 | 0 | 2.8354 | 0 | 0
Domestic Two Rate | 1.8138 | 0.043382 | 0 | 2.8354 | 0 | 0
Domestic Off Peak (related MPAN) | 0.3764 | 0 | 0 | 0 | 0 | 0
Small Non Domestic Unrestricted | 1.2263 | 0 | 0 | 5.3385 | 0 | 0
Small Non Domestic Two Rate | 1.3978 | 0.036663 | 0 | 5.3385 | 0 | 0
Small Non Domestic Off Peak (related MPAN) | 0.20747 | 0 | 0 | 0 | 0 | 0
LV Medium Non-Domestic | 1.3652 | 0.033604 | 0 | 28.2175 | 0 | 0
LV Sub Medium Non-Domestic | 0.94707 | 0.021596 | 0 | 3.7022 | 0 | 0
HV Medium Non-Domestic | 0.65739 | 0.0053513 | 0 | 246.3761 | 0 | 0
LV HH Metered | 6.4051 | 0.41893 | 0.024163 | 8.4951 | 2.3055 | 0.23951
LV Sub HH Metered | 5.2361 | 0.3007 | 0.01535 | 6.2393 | 3.0736 | 0.18715
HV HH Metered | 3.2953 | 0.1375 | 0.0042489 | 63.5722 | 3.9656 | 0.10375
HV Sub HH Metered | 2.6536 | 0.078458 | 0 | 63.5722 | 3.5613 | 0.084049
NHH UMS category A | 1.5027 | 0 | 0 | 0 | 0 | 0
NHH UMS category B | 1.872 | 0 | 0 | 0 | 0 | 0
NHH UMS category C | 2.9603 | 0 | 0 | 0 | 0 | 0
NHH UMS category D | 1.2321 | 0 | 0 | 0 | 0 | 0
LV UMS (Pseudo HH Metered) | 24.7044 | 1.0735 | 0.61866 | 0 | 0 | 0
LV Generation NHH | -0.71184 | 0 | 0 | 0 | 0 | 0
LV Sub Generation NHH | -0.61765 | 0 | 0 | 0 | 0 | 0
LV Generation Intermittent | -0.71184 | 0 | 0 | 0 | 0 | 0.24825
LV Generation Non-Intermittent | -6.245 | -0.43979 | -0.026862 | 0 | 0 | 0.24825
LV Sub Generation Intermittent | -0.61765 | 0 | 0 | 0 | 0 | 0.22513
LV Sub Generation Non-Intermittent | -5.4805 | -0.36719 | -0.021596 | 0 | 0 | 0.22513
HV Generation Intermittent | -0.43743 | 0 | 0 | 31.242 | 0 | 0.17976
HV Generation Non-Intermittent | -4.0505 | -0.22068 | -0.010624 | 31.242 | 0 | 0.17976
HV Sub Generation Intermittent | -0.34744 | 0 | 0 | 31.242 | 0 | 0.12713
HV Sub Generation Non-Intermittent | -3.3284 | -0.14935 | -0.0053658 | 31.242 | 0 | 0.12713

## Revenue
Revenue shortfall or surplus for WPD East Midlands in April 14 (102)
3401. Net revenues by tariff before matching (£)
Data sources:
x1 = 1010. Days in the charging year (in Financial and general assumptions)
x2 = 3307. Fixed charge p/MPAN/day (total) (in Summary of charges before revenue matching)
x3 = 2305. MPANs (in Equivalent volume for each end user)
x4 = 3307. Capacity charge p/kVA/day (total) (in Summary of charges before revenue matching)
x5 = 2305. Import capacity (kVA) (in Equivalent volume for each end user)
x6 = 3307. Unit rate 1 p/kWh (total) (in Summary of charges before revenue matching)
x7 = 2305. Rate 1 units (MWh) (in Equivalent volume for each end user)
x8 = 3307. Unit rate 2 p/kWh (total) (in Summary of charges before revenue matching)
x9 = 2305. Rate 2 units (MWh) (in Equivalent volume for each end user)
x10 = 3307. Unit rate 3 p/kWh (total) (in Summary of charges before revenue matching)
x11 = 2305. Rate 3 units (MWh) (in Equivalent volume for each end user)
x12 = 3307. Reactive power charge p/kVArh (in Summary of charges before revenue matching)
x13 = 2305. Reactive power units (MVArh) (in Equivalent volume for each end user)
Calculation =0.01*x1*(x2*x3+x4*x5)+10*(x6*x7+x8*x9+x10*x11+x12*x13)
Net revenues
Domestic Unrestricted | 96710259.3837
Domestic Two Rate | 62851716.394
Domestic Off Peak (related MPAN) | 572042.4596
Small Non Domestic Unrestricted | 16027354.401
Small Non Domestic Two Rate | 24394514.0516
Small Non Domestic Off Peak (related MPAN) | 12004.8698
LV Medium Non-Domestic | 11066277.2325
LV Sub Medium Non-Domestic | 0
HV Medium Non-Domestic | 297002.0841
LV HH Metered | 40721764.2723
LV Sub HH Metered | 564504.4434
HV HH Metered | 70820088.2508
HV Sub HH Metered | 0
NHH UMS category A | 893000.0759
NHH UMS category B | 433055.5952
NHH UMS category C | 8676.7265
NHH UMS category D | 110095.1811
LV UMS (Pseudo HH Metered) | 5172891.7584
LV Generation NHH | -9853.6331
LV Sub Generation NHH | 0
LV Generation Intermittent | -21854.5675
LV Generation Non-Intermittent | -36771.2538
LV Sub Generation Intermittent | -118.2003
LV Sub Generation Non-Intermittent | 0
HV Generation Intermittent | -43841.0192
HV Generation Non-Intermittent | -2825475.8153
HV Sub Generation Intermittent | 0
HV Sub Generation Non-Intermittent | 0
3402. Target Revenue (£/year)
Data sources:
x1 = 1076. Target Revenue (£/year)
Calculation =x1
CDCM target revenue (£/year)
Target revenue (£/year) | 448822743.6744
3403. Revenue surplus or shortfall
Data sources:
x1 = 3401. Net revenues by tariff before matching (£)
x2 = 3402. Target Revenue (£/year)
x3 = Total net revenues before matching (£) (in Revenue surplus or shortfall)
Kind: | Cell summation | Calculation
Formula: | =SUM(x1) | =x2-x3-x4
| Total net revenues before matching (£) | Revenue shortfall (surplus) £
Revenue surplus or shortfall | 327717332.6907 | 121105410.9837

## Scaler
Revenue matching for WPD East Midlands in April 14 (102)
This sheet modifies tariffs so that the total expected net revenues matches the target.
3501. Factor to scale to £1/kW at transmission exit level
Data sources:
x1 = 2901. Unit cost at each level, £/kW/year (relative to system simultaneous maximum load)
Calculation =IF(x1,1/x1,0)
Transmission exit
Factor to scale to £1/kW at transmission exit level | 0.47415
3502. Applicability factor for £1/kW scaler
Data sources:
x1 = 3501. Factor to scale to £1/kW at transmission exit level
x2 = Zero for other levels
Combine tables = x1 or x2
| GSPs | Assets 132kV | Assets 132kV/EHV | Assets EHV | Assets EHV/HV | Assets 132kV/HV | Assets HV | Assets HV/LV | Assets LV circuits | Assets LV customer | Assets HV customer | Transmission exit | Operating 132kV | Operating 132kV/EHV | Operating EHV | Operating EHV/HV | Operating 132kV/HV | Operating HV | Operating HV/LV | Operating LV circuits | Operating LV customer | Operating HV customer
Applicability factor for £1/kW scaler | 0 | 0 | 0 | 0 | 0 | 0 | 0 | 0 | 0 | 0 | 0 | 0.47415 | 0 | 0 | 0 | 0 | 0 | 0 | 0 | 0 | 0 | 0
3503. Scalable elements of tariff components
Data sources:
x1 = 3301. Unit rate 1 p/kWh (elements)
x2 = 3502. Applicability factor for £1/kW scaler
x3 = 3302. Unit rate 2 p/kWh (elements)
x4 = 3303. Unit rate 3 p/kWh (elements)
x5 = 3304. Fixed charge p/MPAN/day (elements)
x6 = 3305. Capacity charge p/kVA/day (elements)
x7 = 3306. Reactive power charge p/kVArh (elements)
Kind: | Sum-product calculation | Sum-product calculation | Sum-product calculation | Sum-product calculation | Sum-product calculation | Sum-product calculation
Formula: | =SUMPRODUCT(x1, x2) | =SUMPRODUCT(x3, x2) | =SUMPRODUCT(x4, x2) | =SUMPRODUCT(x5, x2) | =SUMPRODUCT(x6, x2) | =SUMPRODUCT(x7, x2)
| Unit rate 1 p/kWh scalable part | Unit rate 2 p/kWh scalable part | Unit rate 3 p/kWh scalable part | Fixed charge p/MPAN/day scalable part | Capacity charge p/kVA/day scalable part | Reactive power charge p/kVArh scalable part
Domestic Unrestricted | 0.027936 | 0 | 0 | 0 | 0 | 0
Domestic Two Rate | 0.033638 | 0 | 0 | 0 | 0 | 0
Domestic Off Peak (related MPAN) | 0.0048505 | 0 | 0 | 0 | 0 | 0
Small Non Domestic Unrestricted | 0.021534 | 0 | 0 | 0 | 0 | 0
Small Non Domestic Two Rate | 0.024132 | 0 | 0 | 0 | 0 | 0
Small Non Domestic Off Peak (related MPAN) | 0.0023058 | 0 | 0 | 0 | 0 | 0
LV Medium Non-Domestic | 0.023789 | 0 | 0 | 0 | 0 | 0
LV Sub Medium Non-Domestic | 0.018338 | 0 | 0 | 0 | 0 | 0
HV Medium Non-Domestic | 0.023864 | 0 | 0 | 0 | 0 | 0
LV HH Metered | 0.16422 | 0 | 0 | 0 | 0 | 0.0048964
LV Sub HH Metered | 0.16126 | 0 | 0 | 0 | 0 | 0.004722
HV HH Metered | 0.1405 | 0 | 0 | 0 | 0 | 0.0038308
HV Sub HH Metered | 0.13129 | 0 | 0 | 0 | 0 | 0.0037685
NHH UMS category A | 0.015095 | 0 | 0 | 0 | 0 | 0
NHH UMS category B | 0.025613 | 0 | 0 | 0 | 0 | 0
NHH UMS category C | 0.04781 | 0 | 0 | 0 | 0 | 0
NHH UMS category D | 0.0070367 | 0 | 0 | 0 | 0 | 0
LV UMS (Pseudo HH Metered) | 0.5086 | 0 | 0 | 0 | 0 | 0
LV Generation NHH | -0.0125 | 0 | 0 | 0 | 0 | 0
LV Sub Generation NHH | -0.012055 | 0 | 0 | 0 | 0 | 0
LV Generation Intermittent | -0.0125 | 0 | 0 | 0 | 0 | 0.0034515
LV Generation Non-Intermittent | -0.13985 | 0 | 0 | 0 | 0 | 0.0034515
LV Sub Generation Intermittent | -0.012055 | 0 | 0 | 0 | 0 | 0.0033286
LV Sub Generation Non-Intermittent | -0.13487 | 0 | 0 | 0 | 0 | 0.0033286
HV Generation Intermittent | -0.011929 | 0 | 0 | 0 | 0 | 0.0032939
HV Generation Non-Intermittent | -0.13346 | 0 | 0 | 0 | 0 | 0.0032939
HV Sub Generation Intermittent | -0.011735 | 0 | 0 | 0 | 0 | 0.0032404
HV Sub Generation Non-Intermittent | -0.13129 | 0 | 0 | 0 | 0 | 0.0032404
3504. Marginal revenue effect of scaler
Data sources:
x1 = 2302. Load coefficient
x2 = 3503. Unit rate 1 p/kWh scalable part (in Scalable elements of tariff components)
x3 = 2305. Rate 1 units (MWh) (in Equivalent volume for each end user)
x4 = 3503. Unit rate 2 p/kWh scalable part (in Scalable elements of tariff components)
x5 = 2305. Rate 2 units (MWh) (in Equivalent volume for each end user)
x6 = 3503. Unit rate 3 p/kWh scalable part (in Scalable elements of tariff components)
x7 = 2305. Rate 3 units (MWh) (in Equivalent volume for each end user)
x8 = 3503. Fixed charge p/MPAN/day scalable part (in Scalable elements of tariff components)
x9 = 1010. Days in the charging year (in Financial and general assumptions)
x10 = 2305. MPANs (in Equivalent volume for each end user)
x11 = 3503. Capacity charge p/kVA/day scalable part (in Scalable elements of tariff components)
x12 = 2305. Import capacity (kVA) (in Equivalent volume for each end user)
x13 = 3503. Reactive power charge p/kVArh scalable part (in Scalable elements of tariff components)
x14 = 2305. Reactive power units (MVArh) (in Equivalent volume for each end user)
Kind: | Calculation | Calculation | Calculation | Calculation | Calculation | Calculation
Formula: | =IF(x1<0,0,x2*x3*10) | =IF(x1<0,0,x4*x5*10) | =IF(x1<0,0,x6*x7*10) | =x8*x9*x10/100 | =x11*x9*x12/100 | =IF(x1<0,0,x13*x14*10)
| Effect through Unit rate 1 p/kWh | Effect through Unit rate 2 p/kWh | Effect through Unit rate 3 p/kWh | Effect through Fixed charge p/MPAN/day | Effect through Capacity charge p/kVA/day | Effect through Reactive power charge p/kVArh
Domestic Unrestricted | 1429907.2336 | 0 | 0 | 0 | 0 | 0
Domestic Two Rate | 975767.2893 | 0 | 0 | 0 | 0 | 0
Domestic Off Peak (related MPAN) | 7371.5481 | 0 | 0 | 0 | 0 | 0
Small Non Domestic Unrestricted | 249519.18 | 0 | 0 | 0 | 0 | 0
Small Non Domestic Two Rate | 390448.5338 | 0 | 0 | 0 | 0 | 0
Small Non Domestic Off Peak (related MPAN) | 133.4162 | 0 | 0 | 0 | 0 | 0
LV Medium Non-Domestic | 177562.8862 | 0 | 0 | 0 | 0 | 0
LV Sub Medium Non-Domestic | 0 | 0 | 0 | 0 | 0 | 0
HV Medium Non-Domestic | 5121.8315 | 0 | 0 | 0 | 0 | 0
LV HH Metered | 534700.5756 | 0 | 0 | 0 | 0 | 15959.5669
LV Sub HH Metered | 5886.2814 | 0 | 0 | 0 | 0 | 57.7847
HV HH Metered | 1108119.8872 | 0 | 0 | 0 | 0 | 26941.2635
HV Sub HH Metered | 0 | 0 | 0 | 0 | 0 | 0
NHH UMS category A | 8970.3955 | 0 | 0 | 0 | 0 | 0
NHH UMS category B | 5925.1631 | 0 | 0 | 0 | 0 | 0
NHH UMS category C | 140.1308 | 0 | 0 | 0 | 0 | 0
NHH UMS category D | 628.786 | 0 | 0 | 0 | 0 | 0
LV UMS (Pseudo HH Metered) | 69420.3663 | 0 | 0 | 0 | 0 | 0
LV Generation NHH | 0 | 0 | 0 | 0 | 0 | 0
LV Sub Generation NHH | 0 | 0 | 0 | 0 | 0 | 0
LV Generation Intermittent | 0 | 0 | 0 | 0 | 0 | 0
LV Generation Non-Intermittent | 0 | 0 | 0 | 0 | 0 | 0
LV Sub Generation Intermittent | 0 | 0 | 0 | 0 | 0 | 0
LV Sub Generation Non-Intermittent | 0 | 0 | 0 | 0 | 0 | 0
HV Generation Intermittent | 0 | 0 | 0 | 0 | 0 | 0
HV Generation Non-Intermittent | 0 | 0 | 0 | 0 | 0 | 0
HV Sub Generation Intermittent | 0 | 0 | 0 | 0 | 0 | 0
HV Sub Generation Non-Intermittent | 0 | 0 | 0 | 0 | 0 | 0
3505. Scaler value at which the minimum is breached
Data sources:
x1 = 3503. Unit rate 1 p/kWh scalable part (in Scalable elements of tariff components)
x2 = 3307. Unit rate 1 p/kWh (total) (in Summary of charges before revenue matching)
x3 = 3503. Unit rate 2 p/kWh scalable part (in Scalable elements of tariff components)
x4 = 3307. Unit rate 2 p/kWh (total) (in Summary of charges before revenue matching)
x5 = 3503. Unit rate 3 p/kWh scalable part (in Scalable elements of tariff components)
x6 = 3307. Unit rate 3 p/kWh (total) (in Summary of charges before revenue matching)
x7 = 3503. Fixed charge p/MPAN/day scalable part (in Scalable elements of tariff components)
x8 = 3307. Fixed charge p/MPAN/day (total) (in Summary of charges before revenue matching)
x9 = 3503. Capacity charge p/kVA/day scalable part (in Scalable elements of tariff components)
x10 = 3307. Capacity charge p/kVA/day (total) (in Summary of charges before revenue matching)
x11 = 3503. Reactive power charge p/kVArh scalable part (in Scalable elements of tariff components)
x12 = 3307. Reactive power charge p/kVArh (in Summary of charges before revenue matching)
Kind: | Calculation | Calculation | Calculation | Calculation | Calculation | Calculation
Formula: | =IF(x1,0-x2/x1,0) | =IF(x3,0-x4/x3,0) | =IF(x5,0-x6/x5,0) | =IF(x7,0-x8/x7,0) | =IF(x9,0-x10/x9,0) | =IF(x11,0-x12/x11,0)
| Scaler threshold for Unit rate 1 p/kWh | Scaler threshold for Unit rate 2 p/kWh | Scaler threshold for Unit rate 3 p/kWh | Scaler threshold for Fixed charge p/MPAN/day | Scaler threshold for Capacity charge p/kVA/day | Scaler threshold for Reactive power charge p/kVArh
Domestic Unrestricted | -56.9471 |  |  | 0
Domestic Two Rate | -53.923 | 0 |  | 0
Domestic Off Peak (related MPAN) | -77.6014
Small Non Domestic Unrestricted | -56.9471 |  |  | 0
Small Non Domestic Two Rate | -57.9261 | 0 |  | 0
Small Non Domestic Off Peak (related MPAN) | -89.9806
LV Medium Non-Domestic | -57.3871 | 0 |  | 0
LV Sub Medium Non-Domestic | -51.6437 | 0 |  | 0
HV Medium Non-Domestic | -27.5474 | 0 |  | 0
LV HH Metered | -39.0033 | 0 | 0 | 0 | 0 | -48.9159
LV Sub HH Metered | -32.4697 | 0 | 0 | 0 | 0 | -39.6326
HV HH Metered | -23.4545 | 0 | 0 | 0 | 0 | -27.082
HV Sub HH Metered | -20.2116 | 0 | 0 | 0 | 0 | -22.3032
NHH UMS category A | -99.5497
NHH UMS category B | -73.0875
NHH UMS category C | -61.9188
NHH UMS category D | -175.0917
LV UMS (Pseudo HH Metered) | -48.5732 | 0 | 0
LV Generation NHH | -56.9471 |  |  | 0
LV Sub Generation NHH | -51.2367 |  |  | 0
LV Generation Intermittent | -56.9471 |  |  | 0 |  | -71.9254
LV Generation Non-Intermittent | -44.6557 | 0 | 0 | 0 |  | -71.9254
LV Sub Generation Intermittent | -51.2367 |  |  | 0 |  | -67.6352
LV Sub Generation Non-Intermittent | -40.6367 | 0 | 0 | 0 |  | -67.6352
HV Generation Intermittent | -36.6691 |  |  | 0 |  | -54.5731
HV Generation Non-Intermittent | -30.3495 | 0 | 0 | 0 |  | -54.5731
HV Sub Generation Intermittent | -29.6064 |  |  | 0 |  | -39.2342
HV Sub Generation Non-Intermittent | -25.3516 | 0 | 0 | 0 |  | -39.2342
3506. Constraint-free solution
Data sources:
Special calculation Special calculation
Constraint-free solution
Constraint-free solution | 24.1603
3507. Starting point
Data sources:
Special calculation Special calculation
Starting point
Starting point | -175.0917
3508. Solve for General scaler rate
Data sources:
x1 = 3507. Starting point
x2 = 3505. Scaler threshold for Unit rate 1 p/kWh (in Scaler value at which the minimum is breached)
x3 = 3504. Effect through Unit rate 1 p/kWh (in Marginal revenue effect of scaler)
x4 = Location (in Solve for General scaler rate)
x5 = Kink (in Solve for General scaler rate)
x6 = Ranking before tie break (in Solve for General scaler rate)
x7 = Counter (in Solve for General scaler rate)
x8 = Tie breaker (in Solve for General scaler rate)
x9 = Ranking (in Solve for General scaler rate)
x10 = Kink reordering (in Solve for General scaler rate)
x11 = Starting slopes (in Solve for General scaler rate)
x12 = New slope (in Solve for General scaler rate)
x13 = Location (ordered) (in Solve for General scaler rate)
x14 = Starting values (in Solve for General scaler rate)
x15 = 3403. Revenue shortfall (surplus) £ (in Revenue surplus or shortfall)
x16 = 3506. Constraint-free solution
x17 = Value (in Solve for General scaler rate)
Kind: | Special calculation | Special calculation | Special calculation | Special calculation | Special calculation | Fixed data | Calculation | Special calculation | Special calculation | Special calculation | Special calculation | Special calculation | Special calculation
Formula: | Special calculation | Special calculation | Special calculation | Special calculation | Special calculation |  | =x6*168+x7 | Special calculation | Special calculation | Special calculation | Special calculation | Special calculation | Special calculation
| Location | Kink | Starting slopes | Starting values | Ranking before tie break | Counter | Tie breaker | Ranking | Kink reordering | Location (ordered) | New slope | Value | Root
Starting point | -175.0917 |  |  |  |  | 0 | 0 |  |  | -175.0917 | 0 | -356258383.035 | 24.1603
Kink 1 | -56.9471 | 1429907.2336 | 0 | -81429113.3596 | 16 | 1 | 2689 | 16 | 17 | -175.0917 | 628.786 | -356258383.035
Kink 2 | -53.923 | 975767.2893 | 0 | -52616323.9241 | 19 | 2 | 3194 | 19 | 14 | -99.5497 | 9599.1815 | -356210883.3057
Kink 3 | -77.6014 | 7371.5481 | 0 | -572042.4596 | 4 | 3 | 675 | 4 | 6 | -89.9806 | 9732.5977 | -356119028.0407
Kink 4 | -56.9471 | 249519.18 | 0 | -14209401.2207 | 13 | 4 | 2188 | 13 | 3 | -77.6014 | 17104.1458 | -355998546.1189
Kink 5 | -57.9261 | 390448.5338 | 0 | -22617163.5727 | 11 | 5 | 1853 | 11 | 15 | -73.0875 | 23029.309 | -355921340.3822
Kink 6 | -89.9806 | 133.4162 | 0 | -12004.8698 | 3 | 6 | 510 | 3 | 161 | -71.9254 | 23029.309 | -355894578.1685
Kink 7 | -57.3871 | 177562.8862 | 0 | -10189825.5162 | 12 | 7 | 2023 | 12 | 162 | -71.9254 | 23029.309 | -355894578.1685
Kink 8 | -51.6437 | 0 | 0 | 0 | 20 | 8 | 3368 | 20 | 163 | -67.6352 | 23029.309 | -355795777.359
Kink 9 | -27.5474 | 5121.8315 | 0 | -141092.9615 | 35 | 9 | 5889 | 35 | 164 | -67.6352 | 23029.309 | -355795777.359
Kink 10 | -39.0033 | 534700.5756 | 0 | -20855071.0001 | 30 | 10 | 5050 | 30 | 16 | -61.9188 | 23169.4397 | -355664131.6938
Kink 11 | -32.4697 | 5886.2814 | 0 | -191125.6532 | 32 | 11 | 5387 | 32 | 5 | -57.9261 | 413617.9735 | -355571623.5729
Kink 12 | -23.4545 | 1108119.8872 | 0 | -25990417.7468 | 38 | 12 | 6396 | 38 | 7 | -57.3871 | 591180.8596 | -355348695.497
Kink 13 | -20.2116 | 0 | 0 | 0 | 40 | 13 | 6733 | 40 | 4 | -56.9471 | 840700.0396 | -355088572.4045
Kink 14 | -99.5497 | 8970.3955 | 0 | -893000.0759 | 2 | 14 | 350 | 2 | 19 | -56.9471 | 840700.0396 | -355088572.4045
Kink 15 | -73.0875 | 5925.1631 | 0 | -433055.5952 | 5 | 15 | 855 | 5 | 21 | -56.9471 | 840700.0396 | -355088572.4045
Kink 16 | -61.9188 | 140.1308 | 0 | -8676.7265 | 10 | 16 | 1696 | 10 | 1 | -56.9471 | 2270607.2732 | -355088572.4045
Kink 17 | -175.0917 | 628.786 | 0 | -110095.1811 | 1 | 17 | 185 | 1 | 165 | -54.5731 | 2270607.2732 | -349697980.1015
Kink 18 | -48.5732 | 69420.3663 | 0 | -3371971.4818 | 24 | 18 | 4050 | 24 | 166 | -54.5731 | 2270607.2732 | -349697980.1015
Kink 19 | -56.9471 | 0 | 0 | 0 | 13 | 19 | 2203 | 14 | 2 | -53.923 | 3246374.5625 | -348222017.1957
Kink 20 | -51.2367 | 0 | 0 | 0 | 21 | 20 | 3548 | 21 | 8 | -51.6437 | 3246374.5625 | -340822627.4103
Kink 21 | -56.9471 | 0 | 0 | 0 | 13 | 21 | 2205 | 15 | 20 | -51.2367 | 3246374.5625 | -339501226.7277
Kink 22 | -44.6557 | 0 | 0 | 0 | 25 | 22 | 4222 | 25 | 23 | -51.2367 | 3246374.5625 | -339501226.7277
Kink 23 | -51.2367 | 0 | 0 | 0 | 21 | 23 | 3551 | 22 | 150 | -48.9159 | 3262334.1294 | -331966973.353
Kink 24 | -40.6367 | 0 | 0 | 0 | 26 | 24 | 4392 | 26 | 18 | -48.5732 | 3331754.4957 | -330849113.1116
Kink 25 | -36.6691 | 0 | 0 | 0 | 31 | 25 | 5233 | 31 | 22 | -44.6557 | 3331754.4957 | -317796779.5337
Kink 26 | -30.3495 | 0 | 0 | 0 | 33 | 26 | 5570 | 33 | 24 | -40.6367 | 3331754.4957 | -304406435.8144
Kink 27 | -29.6064 | 0 | 0 | 0 | 34 | 27 | 5739 | 34 | 151 | -39.6326 | 3331812.2804 | -301061141.1239
Kink 28 | -25.3516 | 0 | 0 | 0 | 37 | 28 | 6244 | 37 | 167 | -39.2342 | 3331812.2804 | -299733881.2743
Kink 29 | 0 | 0 | 0 | 0 | 41 | 29 | 6917 | 41 | 168 | -39.2342 | 3331812.2804 | -299733881.2743
Kink 30 | 0 | 0 | 0 | 0 | 41 | 30 | 6918 | 42 | 10 | -39.0033 | 3866512.856 | -298964316.9751
Kink 31 | 0 | 0 | 0 | 0 | 41 | 31 | 6919 | 43 | 25 | -36.6691 | 3866512.856 | -289939198.205
Kink 32 | 0 | 0 | 0 | 0 | 41 | 32 | 6920 | 44 | 11 | -32.4697 | 3872399.1374 | -273702093.2744
Kink 33 | 0 | 0 | 0 | 0 | 41 | 33 | 6921 | 45 | 26 | -30.3495 | 3872399.1374 | -265491888.4632
Kink 34 | 0 | 0 | 0 | 0 | 41 | 34 | 6922 | 46 | 27 | -29.6064 | 3872399.1374 | -262614500.0438
Kink 35 | 0 | 0 | 0 | 0 | 41 | 35 | 6923 | 47 | 9 | -27.5474 | 3877520.9689 | -254640938.0333
Kink 36 | 0 | 0 | 0 | 0 | 41 | 36 | 6924 | 48 | 152 | -27.082 | 3904462.2324 | -252836600.9792
Kink 37 | 0 | 0 | 0 | 0 | 41 | 37 | 6925 | 49 | 28 | -25.3516 | 3904462.2324 | -246080384.953
Kink 38 | 0 | 0 | 0 | 0 | 41 | 38 | 6926 | 50 | 12 | -23.4545 | 5012582.1196 | -238673108.1117
Kink 39 | 0 | 0 | 0 | 0 | 41 | 39 | 6927 | 51 | 153 | -22.3032 | 5012582.1196 | -232901853.1366
Kink 40 | 0 | 0 | 0 | 0 | 41 | 40 | 6928 | 52 | 13 | -20.2116 | 5012582.1196 | -222417656.8728
Kink 41 | 0 | 0 | 0 | 0 | 41 | 41 | 6929 | 53 | 29 | 0 | 5012582.1196 | -121105410.9837
Kink 42 | 0 | 0 | 0 | 0 | 41 | 42 | 6930 | 54 | 30 | 0 | 5012582.1196 | -121105410.9837
Kink 43 | 0 | 0 | 0 | 0 | 41 | 43 | 6931 | 55 | 31 | 0 | 5012582.1196 | -121105410.9837
Kink 44 | 0 | 0 | 0 | 0 | 41 | 44 | 6932 | 56 | 32 | 0 | 5012582.1196 | -121105410.9837
Kink 45 | 0 | 0 | 0 | 0 | 41 | 45 | 6933 | 57 | 33 | 0 | 5012582.1196 | -121105410.9837
Kink 46 | 0 | 0 | 0 | 0 | 41 | 46 | 6934 | 58 | 34 | 0 | 5012582.1196 | -121105410.9837
Kink 47 | 0 | 0 | 0 | 0 | 41 | 47 | 6935 | 59 | 35 | 0 | 5012582.1196 | -121105410.9837
Kink 48 | 0 | 0 | 0 | 0 | 41 | 48 | 6936 | 60 | 36 | 0 | 5012582.1196 | -121105410.9837
Kink 49 | 0 | 0 | 0 | 0 | 41 | 49 | 6937 | 61 | 37 | 0 | 5012582.1196 | -121105410.9837
Kink 50 | 0 | 0 | 0 | 0 | 41 | 50 | 6938 | 62 | 38 | 0 | 5012582.1196 | -121105410.9837
Kink 51 | 0 | 0 | 0 | 0 | 41 | 51 | 6939 | 63 | 39 | 0 | 5012582.1196 | -121105410.9837
Kink 52 | 0 | 0 | 0 | 0 | 41 | 52 | 6940 | 64 | 40 | 0 | 5012582.1196 | -121105410.9837
Kink 53 | 0 | 0 | 0 | 0 | 41 | 53 | 6941 | 65 | 41 | 0 | 5012582.1196 | -121105410.9837
Kink 54 | 0 | 0 | 0 | 0 | 41 | 54 | 6942 | 66 | 42 | 0 | 5012582.1196 | -121105410.9837
Kink 55 | 0 | 0 | 0 | 0 | 41 | 55 | 6943 | 67 | 43 | 0 | 5012582.1196 | -121105410.9837
Kink 56 | 0 | 0 | 0 | 0 | 41 | 56 | 6944 | 68 | 44 | 0 | 5012582.1196 | -121105410.9837
Kink 57 | 0 | 0 | 0 | 0 | 41 | 57 | 6945 | 69 | 45 | 0 | 5012582.1196 | -121105410.9837
Kink 58 | 0 | 0 | 0 | 0 | 41 | 58 | 6946 | 70 | 46 | 0 | 5012582.1196 | -121105410.9837
Kink 59 | 0 | 0 | 0 | 0 | 41 | 59 | 6947 | 71 | 47 | 0 | 5012582.1196 | -121105410.9837
Kink 60 | 0 | 0 | 0 | 0 | 41 | 60 | 6948 | 72 | 48 | 0 | 5012582.1196 | -121105410.9837
Kink 61 | 0 | 0 | 0 | 0 | 41 | 61 | 6949 | 73 | 49 | 0 | 5012582.1196 | -121105410.9837
Kink 62 | 0 | 0 | 0 | 0 | 41 | 62 | 6950 | 74 | 50 | 0 | 5012582.1196 | -121105410.9837
Kink 63 | 0 | 0 | 0 | 0 | 41 | 63 | 6951 | 75 | 51 | 0 | 5012582.1196 | -121105410.9837
Kink 64 | 0 | 0 | 0 | 0 | 41 | 64 | 6952 | 76 | 52 | 0 | 5012582.1196 | -121105410.9837
Kink 65 | 0 | 0 | 0 | 0 | 41 | 65 | 6953 | 77 | 53 | 0 | 5012582.1196 | -121105410.9837
Kink 66 | 0 | 0 | 0 | 0 | 41 | 66 | 6954 | 78 | 54 | 0 | 5012582.1196 | -121105410.9837
Kink 67 | 0 | 0 | 0 | 0 | 41 | 67 | 6955 | 79 | 55 | 0 | 5012582.1196 | -121105410.9837
Kink 68 | 0 | 0 | 0 | 0 | 41 | 68 | 6956 | 80 | 56 | 0 | 5012582.1196 | -121105410.9837
Kink 69 | 0 | 0 | 0 | 0 | 41 | 69 | 6957 | 81 | 57 | 0 | 5012582.1196 | -121105410.9837
Kink 70 | 0 | 0 | 0 | 0 | 41 | 70 | 6958 | 82 | 58 | 0 | 5012582.1196 | -121105410.9837
Kink 71 | 0 | 0 | 0 | 0 | 41 | 71 | 6959 | 83 | 59 | 0 | 5012582.1196 | -121105410.9837
Kink 72 | 0 | 0 | 0 | 0 | 41 | 72 | 6960 | 84 | 60 | 0 | 5012582.1196 | -121105410.9837
Kink 73 | 0 | 0 | 0 | 0 | 41 | 73 | 6961 | 85 | 61 | 0 | 5012582.1196 | -121105410.9837
Kink 74 | 0 | 0 | 0 | 0 | 41 | 74 | 6962 | 86 | 62 | 0 | 5012582.1196 | -121105410.9837
Kink 75 | 0 | 0 | 0 | 0 | 41 | 75 | 6963 | 87 | 63 | 0 | 5012582.1196 | -121105410.9837
Kink 76 | 0 | 0 | 0 | 0 | 41 | 76 | 6964 | 88 | 64 | 0 | 5012582.1196 | -121105410.9837
Kink 77 | 0 | 0 | 0 | 0 | 41 | 77 | 6965 | 89 | 65 | 0 | 5012582.1196 | -121105410.9837
Kink 78 | 0 | 0 | 0 | 0 | 41 | 78 | 6966 | 90 | 66 | 0 | 5012582.1196 | -121105410.9837
Kink 79 | 0 | 0 | 0 | 0 | 41 | 79 | 6967 | 91 | 67 | 0 | 5012582.1196 | -121105410.9837
Kink 80 | 0 | 0 | 0 | 0 | 41 | 80 | 6968 | 92 | 68 | 0 | 5012582.1196 | -121105410.9837
Kink 81 | 0 | 0 | 0 | 0 | 41 | 81 | 6969 | 93 | 69 | 0 | 5012582.1196 | -121105410.9837
Kink 82 | 0 | 0 | 0 | 0 | 41 | 82 | 6970 | 94 | 70 | 0 | 5012582.1196 | -121105410.9837
Kink 83 | 0 | 0 | 0 | 0 | 41 | 83 | 6971 | 95 | 71 | 0 | 5012582.1196 | -121105410.9837
Kink 84 | 0 | 0 | 0 | 0 | 41 | 84 | 6972 | 96 | 72 | 0 | 5012582.1196 | -121105410.9837
Kink 85 | 0 | 0 | 0 | 0 | 41 | 85 | 6973 | 97 | 73 | 0 | 5012582.1196 | -121105410.9837
Kink 86 | 0 | 0 | 0 | 0 | 41 | 86 | 6974 | 98 | 74 | 0 | 5012582.1196 | -121105410.9837
Kink 87 | 0 | 0 | 0 | 0 | 41 | 87 | 6975 | 99 | 75 | 0 | 5012582.1196 | -121105410.9837
Kink 88 | 0 | 0 | 0 | 0 | 41 | 88 | 6976 | 100 | 76 | 0 | 5012582.1196 | -121105410.9837
Kink 89 | 0 | 0 | 0 | 0 | 41 | 89 | 6977 | 101 | 77 | 0 | 5012582.1196 | -121105410.9837
Kink 90 | 0 | 0 | 0 | 0 | 41 | 90 | 6978 | 102 | 78 | 0 | 5012582.1196 | -121105410.9837
Kink 91 | 0 | 0 | 0 | 0 | 41 | 91 | 6979 | 103 | 79 | 0 | 5012582.1196 | -121105410.9837
Kink 92 | 0 | 0 | 0 | 0 | 41 | 92 | 6980 | 104 | 80 | 0 | 5012582.1196 | -121105410.9837
Kink 93 | 0 | 0 | 0 | 0 | 41 | 93 | 6981 | 105 | 81 | 0 | 5012582.1196 | -121105410.9837
Kink 94 | 0 | 0 | 0 | 0 | 41 | 94 | 6982 | 106 | 82 | 0 | 5012582.1196 | -121105410.9837
Kink 95 | 0 | 0 | 0 | 0 | 41 | 95 | 6983 | 107 | 83 | 0 | 5012582.1196 | -121105410.9837
Kink 96 | 0 | 0 | 0 | 0 | 41 | 96 | 6984 | 108 | 84 | 0 | 5012582.1196 | -121105410.9837
Kink 97 | 0 | 0 | 0 | 0 | 41 | 97 | 6985 | 109 | 85 | 0 | 5012582.1196 | -121105410.9837
Kink 98 | 0 | 0 | 0 | 0 | 41 | 98 | 6986 | 110 | 86 | 0 | 5012582.1196 | -121105410.9837
Kink 99 | 0 | 0 | 0 | 0 | 41 | 99 | 6987 | 111 | 87 | 0 | 5012582.1196 | -121105410.9837
Kink 100 | 0 | 0 | 0 | 0 | 41 | 100 | 6988 | 112 | 88 | 0 | 5012582.1196 | -121105410.9837
Kink 101 | 0 | 0 | 0 | 0 | 41 | 101 | 6989 | 113 | 89 | 0 | 5012582.1196 | -121105410.9837
Kink 102 | 0 | 0 | 0 | 0 | 41 | 102 | 6990 | 114 | 90 | 0 | 5012582.1196 | -121105410.9837
Kink 103 | 0 | 0 | 0 | 0 | 41 | 103 | 6991 | 115 | 91 | 0 | 5012582.1196 | -121105410.9837
Kink 104 | 0 | 0 | 0 | 0 | 41 | 104 | 6992 | 116 | 92 | 0 | 5012582.1196 | -121105410.9837
Kink 105 | 0 | 0 | 0 | 0 | 41 | 105 | 6993 | 117 | 93 | 0 | 5012582.1196 | -121105410.9837
Kink 106 | 0 | 0 | 0 | 0 | 41 | 106 | 6994 | 118 | 94 | 0 | 5012582.1196 | -121105410.9837
Kink 107 | 0 | 0 | 0 | 0 | 41 | 107 | 6995 | 119 | 95 | 0 | 5012582.1196 | -121105410.9837
Kink 108 | 0 | 0 | 0 | 0 | 41 | 108 | 6996 | 120 | 96 | 0 | 5012582.1196 | -121105410.9837
Kink 109 | 0 | 0 | 0 | 0 | 41 | 109 | 6997 | 121 | 97 | 0 | 5012582.1196 | -121105410.9837
Kink 110 | 0 | 0 | 0 | 0 | 41 | 110 | 6998 | 122 | 98 | 0 | 5012582.1196 | -121105410.9837
Kink 111 | 0 | 0 | 0 | 0 | 41 | 111 | 6999 | 123 | 99 | 0 | 5012582.1196 | -121105410.9837
Kink 112 | 0 | 0 | 0 | 0 | 41 | 112 | 7000 | 124 | 100 | 0 | 5012582.1196 | -121105410.9837
Kink 113 | 0 | 0 | 0 | 0 | 41 | 113 | 7001 | 125 | 101 | 0 | 5012582.1196 | -121105410.9837
Kink 114 | 0 | 0 | 0 | 0 | 41 | 114 | 7002 | 126 | 102 | 0 | 5012582.1196 | -121105410.9837
Kink 115 | 0 | 0 | 0 | 0 | 41 | 115 | 7003 | 127 | 103 | 0 | 5012582.1196 | -121105410.9837
Kink 116 | 0 | 0 | 0 | 0 | 41 | 116 | 7004 | 128 | 104 | 0 | 5012582.1196 | -121105410.9837
Kink 117 | 0 | 0 | 0 | 0 | 41 | 117 | 7005 | 129 | 105 | 0 | 5012582.1196 | -121105410.9837
Kink 118 | 0 | 0 | 0 | 0 | 41 | 118 | 7006 | 130 | 106 | 0 | 5012582.1196 | -121105410.9837
Kink 119 | 0 | 0 | 0 | 0 | 41 | 119 | 7007 | 131 | 107 | 0 | 5012582.1196 | -121105410.9837
Kink 120 | 0 | 0 | 0 | 0 | 41 | 120 | 7008 | 132 | 108 | 0 | 5012582.1196 | -121105410.9837
Kink 121 | 0 | 0 | 0 | 0 | 41 | 121 | 7009 | 133 | 109 | 0 | 5012582.1196 | -121105410.9837
Kink 122 | 0 | 0 | 0 | 0 | 41 | 122 | 7010 | 134 | 110 | 0 | 5012582.1196 | -121105410.9837
Kink 123 | 0 | 0 | 0 | 0 | 41 | 123 | 7011 | 135 | 111 | 0 | 5012582.1196 | -121105410.9837
Kink 124 | 0 | 0 | 0 | 0 | 41 | 124 | 7012 | 136 | 112 | 0 | 5012582.1196 | -121105410.9837
Kink 125 | 0 | 0 | 0 | 0 | 41 | 125 | 7013 | 137 | 113 | 0 | 5012582.1196 | -121105410.9837
Kink 126 | 0 | 0 | 0 | 0 | 41 | 126 | 7014 | 138 | 114 | 0 | 5012582.1196 | -121105410.9837
Kink 127 | 0 | 0 | 0 | 0 | 41 | 127 | 7015 | 139 | 115 | 0 | 5012582.1196 | -121105410.9837
Kink 128 | 0 | 0 | 0 | 0 | 41 | 128 | 7016 | 140 | 116 | 0 | 5012582.1196 | -121105410.9837
Kink 129 | 0 | 0 | 0 | 0 | 41 | 129 | 7017 | 141 | 117 | 0 | 5012582.1196 | -121105410.9837
Kink 130 | 0 | 0 | 0 | 0 | 41 | 130 | 7018 | 142 | 118 | 0 | 5012582.1196 | -121105410.9837
Kink 131 | 0 | 0 | 0 | 0 | 41 | 131 | 7019 | 143 | 119 | 0 | 5012582.1196 | -121105410.9837
Kink 132 | 0 | 0 | 0 | 0 | 41 | 132 | 7020 | 144 | 120 | 0 | 5012582.1196 | -121105410.9837
Kink 133 | 0 | 0 | 0 | 0 | 41 | 133 | 7021 | 145 | 121 | 0 | 5012582.1196 | -121105410.9837
Kink 134 | 0 | 0 | 0 | 0 | 41 | 134 | 7022 | 146 | 122 | 0 | 5012582.1196 | -121105410.9837
Kink 135 | 0 | 0 | 0 | 0 | 41 | 135 | 7023 | 147 | 123 | 0 | 5012582.1196 | -121105410.9837
Kink 136 | 0 | 0 | 0 | 0 | 41 | 136 | 7024 | 148 | 124 | 0 | 5012582.1196 | -121105410.9837
Kink 137 | 0 | 0 | 0 | 0 | 41 | 137 | 7025 | 149 | 125 | 0 | 5012582.1196 | -121105410.9837
Kink 138 | 0 | 0 | 0 | 0 | 41 | 138 | 7026 | 150 | 126 | 0 | 5012582.1196 | -121105410.9837
Kink 139 | 0 | 0 | 0 | 0 | 41 | 139 | 7027 | 151 | 127 | 0 | 5012582.1196 | -121105410.9837
Kink 140 | 0 | 0 | 0 | 0 | 41 | 140 | 7028 | 152 | 128 | 0 | 5012582.1196 | -121105410.9837
Kink 141 | 0 | 0 | 0 | 0 | 41 | 141 | 7029 | 153 | 129 | 0 | 5012582.1196 | -121105410.9837
Kink 142 | 0 | 0 | 0 | 0 | 41 | 142 | 7030 | 154 | 130 | 0 | 5012582.1196 | -121105410.9837
Kink 143 | 0 | 0 | 0 | 0 | 41 | 143 | 7031 | 155 | 131 | 0 | 5012582.1196 | -121105410.9837
Kink 144 | 0 | 0 | 0 | 0 | 41 | 144 | 7032 | 156 | 132 | 0 | 5012582.1196 | -121105410.9837
Kink 145 | 0 | 0 | 0 | 0 | 41 | 145 | 7033 | 157 | 133 | 0 | 5012582.1196 | -121105410.9837
Kink 146 | 0 | 0 | 0 | 0 | 41 | 146 | 7034 | 158 | 134 | 0 | 5012582.1196 | -121105410.9837
Kink 147 | 0 | 0 | 0 | 0 | 41 | 147 | 7035 | 159 | 135 | 0 | 5012582.1196 | -121105410.9837
Kink 148 | 0 | 0 | 0 | 0 | 41 | 148 | 7036 | 160 | 136 | 0 | 5012582.1196 | -121105410.9837
Kink 149 | 0 | 0 | 0 | 0 | 41 | 149 | 7037 | 161 | 137 | 0 | 5012582.1196 | -121105410.9837
Kink 150 | -48.9159 | 15959.5669 | 0 | -780676.3794 | 23 | 150 | 4014 | 23 | 138 | 0 | 5012582.1196 | -121105410.9837
Kink 151 | -39.6326 | 57.7847 | 0 | -2290.1581 | 27 | 151 | 4687 | 27 | 139 | 0 | 5012582.1196 | -121105410.9837
Kink 152 | -27.082 | 26941.2635 | 0 | -729624.1692 | 36 | 152 | 6200 | 36 | 140 | 0 | 5012582.1196 | -121105410.9837
Kink 153 | -22.3032 | 0 | 0 | 0 | 39 | 153 | 6705 | 39 | 141 | 0 | 5012582.1196 | -121105410.9837
Kink 154 | 0 | 0 | 0 | 0 | 41 | 154 | 7042 | 162 | 142 | 0 | 5012582.1196 | -121105410.9837
Kink 155 | 0 | 0 | 0 | 0 | 41 | 155 | 7043 | 163 | 143 | 0 | 5012582.1196 | -121105410.9837
Kink 156 | 0 | 0 | 0 | 0 | 41 | 156 | 7044 | 164 | 144 | 0 | 5012582.1196 | -121105410.9837
Kink 157 | 0 | 0 | 0 | 0 | 41 | 157 | 7045 | 165 | 145 | 0 | 5012582.1196 | -121105410.9837
Kink 158 | 0 | 0 | 0 | 0 | 41 | 158 | 7046 | 166 | 146 | 0 | 5012582.1196 | -121105410.9837
Kink 159 | 0 | 0 | 0 | 0 | 41 | 159 | 7047 | 167 | 147 | 0 | 5012582.1196 | -121105410.9837
Kink 160 | 0 | 0 | 0 | 0 | 41 | 160 | 7048 | 168 | 148 | 0 | 5012582.1196 | -121105410.9837
Kink 161 | -71.9254 | 0 | 0 | 0 | 6 | 161 | 1169 | 6 | 149 | 0 | 5012582.1196 | -121105410.9837
Kink 162 | -71.9254 | 0 | 0 | 0 | 6 | 162 | 1170 | 7 | 154 | 0 | 5012582.1196 | -121105410.9837
Kink 163 | -67.6352 | 0 | 0 | 0 | 8 | 163 | 1507 | 8 | 155 | 0 | 5012582.1196 | -121105410.9837
Kink 164 | -67.6352 | 0 | 0 | 0 | 8 | 164 | 1508 | 9 | 156 | 0 | 5012582.1196 | -121105410.9837
Kink 165 | -54.5731 | 0 | 0 | 0 | 17 | 165 | 3021 | 17 | 157 | 0 | 5012582.1196 | -121105410.9837
Kink 166 | -54.5731 | 0 | 0 | 0 | 17 | 166 | 3022 | 18 | 158 | 0 | 5012582.1196 | -121105410.9837
Kink 167 | -39.2342 | 0 | 0 | 0 | 28 | 167 | 4871 | 28 | 159 | 0 | 5012582.1196 | -121105410.9837
Kink 168 | -39.2342 | 0 | 0 | 0 | 28 | 168 | 4872 | 29 | 160 | 0 | 5012582.1196 | -121105410.9837
3509. General scaler rate
Data sources:
x1 = 3508. Root (in Solve for General scaler rate)
Optimisation result =MIN(x1)
General scaler rate
General scaler rate | 24.1603
3510. Scaler
Data sources:
x1 = 2302. Load coefficient
x2 = 3503. Unit rate 1 p/kWh scalable part (in Scalable elements of tariff components)
x3 = 3509. General scaler rate
x4 = 3307. Unit rate 1 p/kWh (total) (in Summary of charges before revenue matching)
x5 = 3503. Unit rate 2 p/kWh scalable part (in Scalable elements of tariff components)
x6 = 3307. Unit rate 2 p/kWh (total) (in Summary of charges before revenue matching)
x7 = 3503. Unit rate 3 p/kWh scalable part (in Scalable elements of tariff components)
x8 = 3307. Unit rate 3 p/kWh (total) (in Summary of charges before revenue matching)
x9 = 3503. Fixed charge p/MPAN/day scalable part (in Scalable elements of tariff components)
x10 = 3307. Fixed charge p/MPAN/day (total) (in Summary of charges before revenue matching)
x11 = 3503. Capacity charge p/kVA/day scalable part (in Scalable elements of tariff components)
x12 = 3307. Capacity charge p/kVA/day (total) (in Summary of charges before revenue matching)
x13 = 3503. Reactive power charge p/kVArh scalable part (in Scalable elements of tariff components)
x14 = 3307. Reactive power charge p/kVArh (in Summary of charges before revenue matching)
x15 = 1010. Days in the charging year (in Financial and general assumptions)
x16 = Fixed charge p/MPAN/day scaler (in Scaler)
x17 = 2305. MPANs (in Equivalent volume for each end user)
x18 = Capacity charge p/kVA/day scaler (in Scaler)
x19 = 2305. Import capacity (kVA) (in Equivalent volume for each end user)
x20 = Unit rate 1 p/kWh scaler (in Scaler)
x21 = 2305. Rate 1 units (MWh) (in Equivalent volume for each end user)
x22 = Unit rate 2 p/kWh scaler (in Scaler)
x23 = 2305. Rate 2 units (MWh) (in Equivalent volume for each end user)
x24 = Unit rate 3 p/kWh scaler (in Scaler)
x25 = 2305. Rate 3 units (MWh) (in Equivalent volume for each end user)
x26 = Reactive power charge p/kVArh scaler (in Scaler)
x27 = 2305. Reactive power units (MVArh) (in Equivalent volume for each end user)
Kind: | Calculation | Calculation | Calculation | Calculation | Calculation | Calculation | Calculation
Formula: | =IF(x1<0,0,IF(x2*x3+x4>0,x2*x3,0-x4)) | =IF(x1<0,0,IF(x5*x3+x6>0,x5*x3,0-x6)) | =IF(x1<0,0,IF(x7*x3+x8>0,x7*x3,0-x8)) | =IF(x1<0,0,IF(x9*x3+x10>0,x9*x3,0-x10)) | =IF(x1<0,0,IF(x11*x3+x12>0,x11*x3,0-x12)) | =IF(x1<0,0,IF(x13*x3+x14>0,x13*x3,0-x14)) | =0.01*x15*(x16*x17+x18*x19)+10*(x20*x21+x22*x23+x24*x25+x26*x27)
| Unit rate 1 p/kWh scaler | Unit rate 2 p/kWh scaler | Unit rate 3 p/kWh scaler | Fixed charge p/MPAN/day scaler | Capacity charge p/kVA/day scaler | Reactive power charge p/kVArh scaler | Net revenues by tariff from scaler
Domestic Unrestricted | 0.67493 | 0 | 0 | 0 | 0 | 0 | 34546965.8274
Domestic Two Rate | 0.8127 | 0 | 0 | 0 | 0 | 0 | 23574815.4883
Domestic Off Peak (related MPAN) | 0.11719 | 0 | 0 | 0 | 0 | 0 | 178098.7016
Small Non Domestic Unrestricted | 0.52026 | 0 | 0 | 0 | 0 | 0 | 6028454.4206
Small Non Domestic Two Rate | 0.58303 | 0 | 0 | 0 | 0 | 0 | 9433347.728
Small Non Domestic Off Peak (related MPAN) | 0.055708 | 0 | 0 | 0 | 0 | 0 | 3223.3728
LV Medium Non-Domestic | 0.57474 | 0 | 0 | 0 | 0 | 0 | 4289969.8778
LV Sub Medium Non-Domestic | 0.44306 | 0 | 0 | 0 | 0 | 0 | 0
HV Medium Non-Domestic | 0.57656 | 0 | 0 | 0 | 0 | 0 | 123744.9072
LV HH Metered | 3.9676 | 0 | 0 | 0 | 0 | 0.1183 | 13304105.8045
LV Sub HH Metered | 3.8961 | 0 | 0 | 0 | 0 | 0.11409 | 143610.3292
HV HH Metered | 3.3944 | 0 | 0 | 0 | 0 | 0.092554 | 27423400.5291
HV Sub HH Metered | 3.172 | 0 | 0 | 0 | 0 | 0.091048 | 0
NHH UMS category A | 0.36471 | 0 | 0 | 0 | 0 | 0 | 216727.3087
NHH UMS category B | 0.61883 | 0 | 0 | 0 | 0 | 0 | 143153.6282
NHH UMS category C | 1.1551 | 0 | 0 | 0 | 0 | 0 | 3385.5991
NHH UMS category D | 0.17001 | 0 | 0 | 0 | 0 | 0 | 15191.6491
LV UMS (Pseudo HH Metered) | 12.2879 | 0 | 0 | 0 | 0 | 0 | 1677215.8123
LV Generation NHH | 0 | 0 | 0 | 0 | 0 | 0 | 0
LV Sub Generation NHH | 0 | 0 | 0 | 0 | 0 | 0 | 0
LV Generation Intermittent | 0 | 0 | 0 | 0 | 0 | 0 | 0
LV Generation Non-Intermittent | 0 | 0 | 0 | 0 | 0 | 0 | 0
LV Sub Generation Intermittent | 0 | 0 | 0 | 0 | 0 | 0 | 0
LV Sub Generation Non-Intermittent | 0 | 0 | 0 | 0 | 0 | 0 | 0
HV Generation Intermittent | 0 | 0 | 0 | 0 | 0 | 0 | 0
HV Generation Non-Intermittent | 0 | 0 | 0 | 0 | 0 | 0 | 0
HV Sub Generation Intermittent | 0 | 0 | 0 | 0 | 0 | 0 | 0
HV Sub Generation Non-Intermittent | 0 | 0 | 0 | 0 | 0 | 0 | 0

## Adjust
Tariff component adjustment and rounding for WPD East Midlands in April 14 (102)
3601. Tariffs before rounding
Data sources:
x1 = 3307. Unit rate 1 p/kWh (total) (in Summary of charges before revenue matching)
x2 = 3510. Unit rate 1 p/kWh scaler (in Scaler)
x3 = 3307. Unit rate 2 p/kWh (total) (in Summary of charges before revenue matching)
x4 = 3510. Unit rate 2 p/kWh scaler (in Scaler)
x5 = 3307. Unit rate 3 p/kWh (total) (in Summary of charges before revenue matching)
x6 = 3510. Unit rate 3 p/kWh scaler (in Scaler)
x7 = 3307. Fixed charge p/MPAN/day (total) (in Summary of charges before revenue matching)
x8 = 3510. Fixed charge p/MPAN/day scaler (in Scaler)
x9 = 3307. Capacity charge p/kVA/day (total) (in Summary of charges before revenue matching)
x10 = 3510. Capacity charge p/kVA/day scaler (in Scaler)
x11 = 3307. Reactive power charge p/kVArh (in Summary of charges before revenue matching)
x12 = 3510. Reactive power charge p/kVArh scaler (in Scaler)
Kind: | Calculation | Calculation | Calculation | Calculation | Calculation | Calculation
Formula: | =x1+x2 | =x3+x4 | =x5+x6 | =x7+x8 | =x9+x10 | =x11+x12
| Unit rate 1 p/kWh | Unit rate 2 p/kWh | Unit rate 3 p/kWh | Fixed charge p/MPAN/day | Capacity charge p/kVA/day | Reactive power charge p/kVArh
Domestic Unrestricted | 2.2658 |  |  | 2.8354
Domestic Two Rate | 2.6265 | 0.043382 |  | 2.8354
Domestic Off Peak (related MPAN) | 0.49359
Small Non Domestic Unrestricted | 1.7466 |  |  | 5.3385
Small Non Domestic Two Rate | 1.9809 | 0.036663 |  | 5.3385
Small Non Domestic Off Peak (related MPAN) | 0.26318
LV Medium Non-Domestic | 1.9399 | 0.033604 |  | 28.2175
LV Sub Medium Non-Domestic | 1.3901 | 0.021596 |  | 3.7022
HV Medium Non-Domestic | 1.234 | 0.0053513 |  | 246.3761
LV HH Metered | 10.3727 | 0.41893 | 0.024163 | 8.4951 | 2.3055 | 0.35781
LV Sub HH Metered | 9.1322 | 0.3007 | 0.01535 | 6.2393 | 3.0736 | 0.30123
HV HH Metered | 6.6897 | 0.1375 | 0.0042489 | 63.5722 | 3.9656 | 0.1963
HV Sub HH Metered | 5.8256 | 0.078458 | 0 | 63.5722 | 3.5613 | 0.1751
NHH UMS category A | 1.8675
NHH UMS category B | 2.4908
NHH UMS category C | 4.1154
NHH UMS category D | 1.4021
LV UMS (Pseudo HH Metered) | 36.9923 | 1.0735 | 0.61866
LV Generation NHH | -0.71184 |  |  | 0
LV Sub Generation NHH | -0.61765 |  |  | 0
LV Generation Intermittent | -0.71184 |  |  | 0 |  | 0.24825
LV Generation Non-Intermittent | -6.245 | -0.43979 | -0.026862 | 0 |  | 0.24825
LV Sub Generation Intermittent | -0.61765 |  |  | 0 |  | 0.22513
LV Sub Generation Non-Intermittent | -5.4805 | -0.36719 | -0.021596 | 0 |  | 0.22513
HV Generation Intermittent | -0.43743 |  |  | 31.242 |  | 0.17976
HV Generation Non-Intermittent | -4.0505 | -0.22068 | -0.010624 | 31.242 |  | 0.17976
HV Sub Generation Intermittent | -0.34744 |  |  | 31.242 |  | 0.12713
HV Sub Generation Non-Intermittent | -3.3284 | -0.14935 | -0.0053658 | 31.242 |  | 0.12713
3602. Decimal places
| Unit rate 1 p/kWh | Unit rate 2 p/kWh | Unit rate 3 p/kWh | Fixed charge p/MPAN/day | Capacity charge p/kVA/day | Reactive power charge p/kVArh
Decimal places | 3 | 3 | 3 | 2 | 2 | 3
3603. Tariff rounding
Data sources:
x1 = 3601. Unit rate 1 p/kWh before rounding (in Tariffs before rounding)
x2 = 3602. Unit rate 1 p/kWh decimal places (in Decimal places)
x3 = 3601. Unit rate 2 p/kWh before rounding (in Tariffs before rounding)
x4 = 3602. Unit rate 2 p/kWh decimal places (in Decimal places)
x5 = 3601. Unit rate 3 p/kWh before rounding (in Tariffs before rounding)
x6 = 3602. Unit rate 3 p/kWh decimal places (in Decimal places)
x7 = 3601. Fixed charge p/MPAN/day before rounding (in Tariffs before rounding)
x8 = 3602. Fixed charge p/MPAN/day decimal places (in Decimal places)
x9 = 3601. Capacity charge p/kVA/day before rounding (in Tariffs before rounding)
x10 = 3602. Capacity charge p/kVA/day decimal places (in Decimal places)
x11 = 3601. Reactive power charge p/kVArh before rounding (in Tariffs before rounding)
x12 = 3602. Reactive power charge p/kVArh decimal places (in Decimal places)
Kind: | Calculation | Calculation | Calculation | Calculation | Calculation | Calculation
Formula: | =ROUND(x1,x2)-x1 | =ROUND(x3,x4)-x3 | =ROUND(x5,x6)-x5 | =ROUND(x7,x8)-x7 | =ROUND(x9,x10)-x9 | =ROUND(x11,x12)-x11
| Unit rate 1 p/kWh | Unit rate 2 p/kWh | Unit rate 3 p/kWh | Fixed charge p/MPAN/day | Capacity charge p/kVA/day | Reactive power charge p/kVArh
Domestic Unrestricted | 0.00020717 |  |  | 0.0046118
Domestic Two Rate | 0.00045322 | -0.00038167 |  | 0.0046118
Domestic Off Peak (related MPAN) | 0.00040716
Small Non Domestic Unrestricted | 0.00044693 |  |  | 0.0015463
Small Non Domestic Two Rate | 0.00012801 | 0.0003367 |  | 0.0015463
Small Non Domestic Off Peak (related MPAN) | -0.00018227
LV Medium Non-Domestic | 0.00010759 | 0.00039579 |  | 0.0025464
LV Sub Medium Non-Domestic | -0.00013224 | 0.00040442 |  | -0.0022176
HV Medium Non-Domestic | 4.4125e-05 | -0.00035133 |  | 0.0038916
LV HH Metered | 0.00025541 | 6.9438e-05 | -0.00016318 | 0.0049109 | 0.0044511 | 0.00018733
LV Sub HH Metered | -0.00020272 | 0.00030204 | -0.00035016 | 0.00074893 | -0.0036008 | -0.00023262
HV HH Metered | 0.00030681 | -0.00049594 | -0.00024894 | -0.0022157 | 0.0043873 | -0.0002998
HV Sub HH Metered | 0.00042077 | -0.00045795 | 0 | -0.0022157 | -0.0012682 | -9.7263e-05
NHH UMS category A | -0.00045965
NHH UMS category B | 0.00015049
NHH UMS category C | -0.00040083
NHH UMS category D | -8.0395e-05
LV UMS (Pseudo HH Metered) | -0.00034408 | 0.00049552 | 0.00034212
LV Generation NHH | -0.00016087 |  |  | 0
LV Sub Generation NHH | -0.00035201 |  |  | 0
LV Generation Intermittent | -0.00016087 |  |  | 0 |  | -0.00025382
LV Generation Non-Intermittent | -4.9243e-05 | -0.0002077 | -0.00013788 | 0 |  | -0.00025382
LV Sub Generation Intermittent | -0.00035201 |  |  | 0 |  | -0.00013142
LV Sub Generation Non-Intermittent | -0.00049911 | 0.00018807 | -0.00040442 | 0 |  | -0.00013142
HV Generation Intermittent | 0.00043384 |  |  | -0.0020084 |  | 0.00023969
HV Generation Non-Intermittent | 0.00047485 | -0.00032314 | -0.00037579 | -0.0020084 |  | 0.00023969
HV Sub Generation Intermittent | 0.00043631 |  |  | -0.0020084 |  | -0.00013282
HV Sub Generation Non-Intermittent | 0.00041574 | 0.00035027 | 0.00036582 | -0.0020084 |  | -0.00013282
3604. All the way tariffs
Data sources:
x1 = 3601. Unit rate 1 p/kWh before rounding (in Tariffs before rounding)
x2 = 3603. Unit rate 1 p/kWh rounding (in Tariff rounding)
x3 = 3601. Unit rate 2 p/kWh before rounding (in Tariffs before rounding)
x4 = 3603. Unit rate 2 p/kWh rounding (in Tariff rounding)
x5 = 3601. Unit rate 3 p/kWh before rounding (in Tariffs before rounding)
x6 = 3603. Unit rate 3 p/kWh rounding (in Tariff rounding)
x7 = 3601. Fixed charge p/MPAN/day before rounding (in Tariffs before rounding)
x8 = 3603. Fixed charge p/MPAN/day rounding (in Tariff rounding)
x9 = 3601. Capacity charge p/kVA/day before rounding (in Tariffs before rounding)
x10 = 3603. Capacity charge p/kVA/day rounding (in Tariff rounding)
x11 = 3601. Reactive power charge p/kVArh before rounding (in Tariffs before rounding)
x12 = 3603. Reactive power charge p/kVArh rounding (in Tariff rounding)
Kind: | Calculation | Calculation | Calculation | Calculation | Calculation | Calculation
Formula: | =x1+x2 | =x3+x4 | =x5+x6 | =x7+x8 | =x9+x10 | =x11+x12
| Unit rate 1 p/kWh | Unit rate 2 p/kWh | Unit rate 3 p/kWh | Fixed charge p/MPAN/day | Capacity charge p/kVA/day | Reactive power charge p/kVArh
Domestic Unrestricted | 2.266 |  |  | 2.84
Domestic Two Rate | 2.627 | 0.043 |  | 2.84
Domestic Off Peak (related MPAN) | 0.494
Small Non Domestic Unrestricted | 1.747 |  |  | 5.34
Small Non Domestic Two Rate | 1.981 | 0.037 |  | 5.34
Small Non Domestic Off Peak (related MPAN) | 0.263
LV Medium Non-Domestic | 1.94 | 0.034 |  | 28.22
LV Sub Medium Non-Domestic | 1.39 | 0.022 |  | 3.7
HV Medium Non-Domestic | 1.234 | 0.005 |  | 246.38
LV HH Metered | 10.373 | 0.419 | 0.024 | 8.5 | 2.31 | 0.358
LV Sub HH Metered | 9.132 | 0.301 | 0.015 | 6.24 | 3.07 | 0.301
HV HH Metered | 6.69 | 0.137 | 0.004 | 63.57 | 3.97 | 0.196
HV Sub HH Metered | 5.826 | 0.078 | 0 | 63.57 | 3.56 | 0.175
NHH UMS category A | 1.867
NHH UMS category B | 2.491
NHH UMS category C | 4.115
NHH UMS category D | 1.402
LV UMS (Pseudo HH Metered) | 36.992 | 1.074 | 0.619
LV Generation NHH | -0.712 |  |  | 0
LV Sub Generation NHH | -0.618 |  |  | 0
LV Generation Intermittent | -0.712 |  |  | 0 |  | 0.248
LV Generation Non-Intermittent | -6.245 | -0.44 | -0.027 | 0 |  | 0.248
LV Sub Generation Intermittent | -0.618 |  |  | 0 |  | 0.225
LV Sub Generation Non-Intermittent | -5.481 | -0.367 | -0.022 | 0 |  | 0.225
HV Generation Intermittent | -0.437 |  |  | 31.24 |  | 0.18
HV Generation Non-Intermittent | -4.05 | -0.221 | -0.011 | 31.24 |  | 0.18
HV Sub Generation Intermittent | -0.347 |  |  | 31.24 |  | 0.127
HV Sub Generation Non-Intermittent | -3.328 | -0.149 | -0.005 | 31.24 |  | 0.127
3605. Net revenues by tariff from rounding
Data sources:
x1 = 1010. Days in the charging year (in Financial and general assumptions)
x2 = 3603. Fixed charge p/MPAN/day rounding (in Tariff rounding)
x3 = 2305. MPANs (in Equivalent volume for each end user)
x4 = 3603. Capacity charge p/kVA/day rounding (in Tariff rounding)
x5 = 2305. Import capacity (kVA) (in Equivalent volume for each end user)
x6 = 3603. Unit rate 1 p/kWh rounding (in Tariff rounding)
x7 = 2305. Rate 1 units (MWh) (in Equivalent volume for each end user)
x8 = 3603. Unit rate 2 p/kWh rounding (in Tariff rounding)
x9 = 2305. Rate 2 units (MWh) (in Equivalent volume for each end user)
x10 = 3603. Unit rate 3 p/kWh rounding (in Tariff rounding)
x11 = 2305. Rate 3 units (MWh) (in Equivalent volume for each end user)
x12 = 3603. Reactive power charge p/kVArh rounding (in Tariff rounding)
x13 = 2305. Reactive power units (MVArh) (in Equivalent volume for each end user)
Calculation =0.01*x1*(x2*x3+x4*x5)+10*(x6*x7+x8*x9+x10*x11+x12*x13)
Net revenues by tariff from rounding
Domestic Unrestricted | 35459.2784
Domestic Two Rate | 23742.3926
Domestic Off Peak (related MPAN) | 618.7771
Small Non Domestic Unrestricted | 5705.2704
Small Non Domestic Two Rate | 4256.2584
Small Non Domestic Off Peak (related MPAN) | -10.5465
LV Medium Non-Domestic | 1640.2652
LV Sub Medium Non-Domestic | 0
HV Medium Non-Domestic | -10.0613
LV HH Metered | 25491.5585
LV Sub HH Metered | -408.0309
HV HH Metered | 18155.7413
HV Sub HH Metered | 0
NHH UMS category A | -273.1435
NHH UMS category B | 34.813
NHH UMS category C | -1.1749
NHH UMS category D | -7.1839
LV UMS (Pseudo HH Metered) | 917.176
LV Generation NHH | -2.2269
LV Sub Generation NHH | 0
LV Generation Intermittent | -5.9105
LV Generation Non-Intermittent | -8.3288
LV Sub Generation Intermittent | -0.074297
LV Sub Generation Non-Intermittent | 0
HV Generation Intermittent | 46.6162
HV Generation Non-Intermittent | -1717.4292
HV Sub Generation Intermittent | 0
HV Sub Generation Non-Intermittent | 0
3606. Revenue forecast summary
Data sources:
x1 = 3403. Total net revenues before matching (£) (in Revenue surplus or shortfall)
x2 = 3510. Net revenues by tariff from scaler (in Scaler)
x3 = 3605. Net revenues by tariff from rounding
x4 = Total net revenues before matching (£) (in Revenue forecast summary)
x5 = Total net revenues from scaler (£) (in Revenue forecast summary)
x6 = Total net revenues from rounding (£) (in Revenue forecast summary)
x7 = Total net revenues (£) (in Revenue forecast summary)
x8 = 3402. Target Revenue (£/year)
Kind: | Copy cells | Cell summation | Cell summation | Calculation | Calculation
Formula: | =x1 | =SUM(x2) | =SUM(x3) | =x4+x5+x6 | =x7-x8
| Total net revenues before matching (£) | Total net revenues from scaler (£) | Total net revenues from rounding (£) | Total net revenues (£) | Deviation from target revenue (£)
Revenue forecast summary | 327717332.6907 | 121105410.9837 | 113624.0366 | 448936367.711 | 113624.0366
3607. Tariffs
Data sources:
x1 = 3604. Unit rate 1 p/kWh (in All the way tariffs)
x2 = 2304. Discount for each tariff (except for fixed charges) (in LDNO discounts and volumes adjusted for discount)
x3 = 3604. Unit rate 2 p/kWh (in All the way tariffs)
x4 = 3604. Unit rate 3 p/kWh (in All the way tariffs)
x5 = 3604. Fixed charge p/MPAN/day (in All the way tariffs)
x6 = 2304. Discount for each tariff for fixed charges only (in LDNO discounts and volumes adjusted for discount)
x7 = 3604. Capacity charge p/kVA/day (in All the way tariffs)
x8 = 3604. Reactive power charge p/kVArh (in All the way tariffs)
Kind: | Calculation | Calculation | Calculation | Calculation | Calculation | Calculation
Formula: | =ROUND(x1*(1-x2),3) | =ROUND(x3*(1-x2),3) | =ROUND(x4*(1-x2),3) | =ROUND(x5*(1-x6),2) | =ROUND(x7*(1-x2),2) | =ROUND(x8*(1-x2),3)
| Unit rate 1 p/kWh | Unit rate 2 p/kWh | Unit rate 3 p/kWh | Fixed charge p/MPAN/day | Capacity charge p/kVA/day | Reactive power charge p/kVArh
> Domestic Unrestricted
Domestic Unrestricted | 2.266 | 0 | 0 | 2.84 | 0 | 0
LDNO LV: Domestic Unrestricted | 1.609 | 0 | 0 | 2.02 | 0 | 0
LDNO HV: Domestic Unrestricted | 1.119 | 0 | 0 | 1.4 | 0 | 0
> Domestic Two Rate
Domestic Two Rate | 2.627 | 0.043 | 0 | 2.84 | 0 | 0
LDNO LV: Domestic Two Rate | 1.865 | 0.031 | 0 | 2.02 | 0 | 0
LDNO HV: Domestic Two Rate | 1.298 | 0.021 | 0 | 1.4 | 0 | 0
> Domestic Off Peak (related MPAN)
Domestic Off Peak (related MPAN) | 0.494 | 0 | 0 | 0 | 0 | 0
LDNO LV: Domestic Off Peak (related MPAN) | 0.351 | 0 | 0 | 0 | 0 | 0
LDNO HV: Domestic Off Peak (related MPAN) | 0.244 | 0 | 0 | 0 | 0 | 0
> Small Non Domestic Unrestricted
Small Non Domestic Unrestricted | 1.747 | 0 | 0 | 5.34 | 0 | 0
LDNO LV: Small Non Domestic Unrestricted | 1.24 | 0 | 0 | 3.79 | 0 | 0
LDNO HV: Small Non Domestic Unrestricted | 0.863 | 0 | 0 | 2.64 | 0 | 0
> Small Non Domestic Two Rate
Small Non Domestic Two Rate | 1.981 | 0.037 | 0 | 5.34 | 0 | 0
LDNO LV: Small Non Domestic Two Rate | 1.406 | 0.026 | 0 | 3.79 | 0 | 0
LDNO HV: Small Non Domestic Two Rate | 0.979 | 0.018 | 0 | 2.64 | 0 | 0
> Small Non Domestic Off Peak (related MPAN)
Small Non Domestic Off Peak (related MPAN) | 0.263 | 0 | 0 | 0 | 0 | 0
LDNO LV: Small Non Domestic Off Peak (related MPAN) | 0.187 | 0 | 0 | 0 | 0 | 0
LDNO HV: Small Non Domestic Off Peak (related MPAN) | 0.13 | 0 | 0 | 0 | 0 | 0
> LV Medium Non-Domestic
LV Medium Non-Domestic | 1.94 | 0.034 | 0 | 28.22 | 0 | 0
LDNO LV: LV Medium Non-Domestic | 1.377 | 0.024 | 0 | 20.03 | 0 | 0
LDNO HV: LV Medium Non-Domestic | 0.958 | 0.017 | 0 | 13.94 | 0 | 0
> LV Sub Medium Non-Domestic
LV Sub Medium Non-Domestic | 1.39 | 0.022 | 0 | 3.7 | 0 | 0
> HV Medium Non-Domestic
HV Medium Non-Domestic | 1.234 | 0.005 | 0 | 246.38 | 0 | 0
> LV HH Metered
LV HH Metered | 10.373 | 0.419 | 0.024 | 8.5 | 2.31 | 0.358
LDNO LV: LV HH Metered | 7.364 | 0.297 | 0.017 | 6.03 | 1.64 | 0.254
LDNO HV: LV HH Metered | 5.124 | 0.207 | 0.012 | 4.2 | 1.14 | 0.177
> LV Sub HH Metered
LV Sub HH Metered | 9.132 | 0.301 | 0.015 | 6.24 | 3.07 | 0.301
LDNO HV: LV Sub HH Metered | 6.439 | 0.212 | 0.011 | 4.4 | 2.16 | 0.212
> HV HH Metered
HV HH Metered | 6.69 | 0.137 | 0.004 | 63.57 | 3.97 | 0.196
LDNO HV: HV HH Metered | 5.326 | 0.109 | 0.003 | 50.6 | 3.16 | 0.156
> HV Sub HH Metered
HV Sub HH Metered | 5.826 | 0.078 | 0 | 63.57 | 3.56 | 0.175
> NHH UMS category A
NHH UMS category A | 1.867 | 0 | 0 | 0 | 0 | 0
LDNO LV: NHH UMS category A | 1.325 | 0 | 0 | 0 | 0 | 0
LDNO HV: NHH UMS category A | 0.922 | 0 | 0 | 0 | 0 | 0
> NHH UMS category B
NHH UMS category B | 2.491 | 0 | 0 | 0 | 0 | 0
LDNO LV: NHH UMS category B | 1.768 | 0 | 0 | 0 | 0 | 0
LDNO HV: NHH UMS category B | 1.23 | 0 | 0 | 0 | 0 | 0
> NHH UMS category C
NHH UMS category C | 4.115 | 0 | 0 | 0 | 0 | 0
LDNO LV: NHH UMS category C | 2.921 | 0 | 0 | 0 | 0 | 0
LDNO HV: NHH UMS category C | 2.033 | 0 | 0 | 0 | 0 | 0
> NHH UMS category D
NHH UMS category D | 1.402 | 0 | 0 | 0 | 0 | 0
LDNO LV: NHH UMS category D | 0.995 | 0 | 0 | 0 | 0 | 0
LDNO HV: NHH UMS category D | 0.693 | 0 | 0 | 0 | 0 | 0
> LV UMS (Pseudo HH Metered)
LV UMS (Pseudo HH Metered) | 36.992 | 1.074 | 0.619 | 0 | 0 | 0
LDNO LV: LV UMS (Pseudo HH Metered) | 26.262 | 0.762 | 0.439 | 0 | 0 | 0
LDNO HV: LV UMS (Pseudo HH Metered) | 18.272 | 0.53 | 0.306 | 0 | 0 | 0
> LV Generation NHH
LV Generation NHH | -0.712 | 0 | 0 | 0 | 0 | 0
LDNO LV: LV Generation NHH | -0.712 | 0 | 0 | 0 | 0 | 0
LDNO HV: LV Generation NHH | -0.712 | 0 | 0 | 0 | 0 | 0
> LV Sub Generation NHH
LV Sub Generation NHH | -0.618 | 0 | 0 | 0 | 0 | 0
LDNO HV: LV Sub Generation NHH | -0.618 | 0 | 0 | 0 | 0 | 0
> LV Generation Intermittent
LV Generation Intermittent | -0.712 | 0 | 0 | 0 | 0 | 0.248
LDNO LV: LV Generation Intermittent | -0.712 | 0 | 0 | 0 | 0 | 0.248
LDNO HV: LV Generation Intermittent | -0.712 | 0 | 0 | 0 | 0 | 0.248
> LV Generation Non-Intermittent
LV Generation Non-Intermittent | -6.245 | -0.44 | -0.027 | 0 | 0 | 0.248
LDNO LV: LV Generation Non-Intermittent | -6.245 | -0.44 | -0.027 | 0 | 0 | 0.248
LDNO HV: LV Generation Non-Intermittent | -6.245 | -0.44 | -0.027 | 0 | 0 | 0.248
> LV Sub Generation Intermittent
LV Sub Generation Intermittent | -0.618 | 0 | 0 | 0 | 0 | 0.225
LDNO HV: LV Sub Generation Intermittent | -0.618 | 0 | 0 | 0 | 0 | 0.225
> LV Sub Generation Non-Intermittent
LV Sub Generation Non-Intermittent | -5.481 | -0.367 | -0.022 | 0 | 0 | 0.225
LDNO HV: LV Sub Generation Non-Intermittent | -5.481 | -0.367 | -0.022 | 0 | 0 | 0.225
> HV Generation Intermittent
HV Generation Intermittent | -0.437 | 0 | 0 | 31.24 | 0 | 0.18
LDNO HV: HV Generation Intermittent | -0.437 | 0 | 0 | 0 | 0 | 0.18
> HV Generation Non-Intermittent
HV Generation Non-Intermittent | -4.05 | -0.221 | -0.011 | 31.24 | 0 | 0.18
LDNO HV: HV Generation Non-Intermittent | -4.05 | -0.221 | -0.011 | 0 | 0 | 0.18
> HV Sub Generation Intermittent
HV Sub Generation Intermittent | -0.347 | 0 | 0 | 31.24 | 0 | 0.127
> HV Sub Generation Non-Intermittent
HV Sub Generation Non-Intermittent | -3.328 | -0.149 | -0.005 | 31.24 | 0 | 0.127

## Tariffs
Tariffs for WPD East Midlands in April 14 (102)
3701. Tariffs
Data sources:
x1 = 3607. Unit rate 1 p/kWh (in Tariffs)
x2 = 3607. Unit rate 2 p/kWh (in Tariffs)
x3 = 3607. Unit rate 3 p/kWh (in Tariffs)
x4 = 3607. Fixed charge p/MPAN/day (in Tariffs)
x5 = 3607. Capacity charge p/kVA/day (in Tariffs)
x6 = 3607. Reactive power charge p/kVArh (in Tariffs)
Kind: | Input data | Fixed data | Copy cells | Copy cells | Copy cells | Copy cells | Copy cells | Copy cells | Input data
Formula: |  |  | = x1 | = x2 | = x3 | = x4 | = x5 | = x6
| Open LLFCs | PCs | Unit rate 1 p/kWh | Unit rate 2 p/kWh | Unit rate 3 p/kWh | Fixed charge p/MPAN/day | Capacity charge p/kVA/day | Reactive power charge p/kVArh | Closed LLFCs
Domestic Unrestricted | 1 | 1 | 2.266 | 0 | 0 | 2.84 | 0 | 0
Domestic Two Rate | 3 | 2 | 2.627 | 0.043 | 0 | 2.84 | 0 | 0 | 4, 8
Domestic Off Peak (related MPAN) | 11 | 2 | 0.494 | 0 | 0 | 0 | 0 | 0 | 900
Small Non Domestic Unrestricted | 13 | 3 | 1.747 | 0 | 0 | 5.34 | 0 | 0 | 22, 34, 43
Small Non Domestic Two Rate | 37 | 4 | 1.981 | 0.037 | 0 | 5.34 | 0 | 0 | 16, 28, 31, 49, 52
Small Non Domestic Off Peak (related MPAN) | 901 | 4 | 0.263 | 0 | 0 | 0 | 0 | 0
LV Medium Non-Domestic | 81 | 5-8 | 1.94 | 0.034 | 0 | 28.22 | 0 | 0 | 83,85
LV Sub Medium Non-Domestic | 80 | 5-8 | 1.39 | 0.022 | 0 | 3.7 | 0 | 0
HV Medium Non-Domestic | 90 | 5-8 | 1.234 | 0.005 | 0 | 246.38 | 0 | 0
LV HH Metered | 58, 990 |  | 10.373 | 0.419 | 0.024 | 8.5 | 2.31 | 0.358
LV Sub HH Metered | 59 |  | 9.132 | 0.301 | 0.015 | 6.24 | 3.07 | 0.301
HV HH Metered | 60, 991 |  | 6.69 | 0.137 | 0.004 | 63.57 | 3.97 | 0.196 | 929
HV Sub HH Metered | N/A |  | 5.826 | 0.078 | 0 | 63.57 | 3.56 | 0.175
NHH UMS category A | 800 | 8 | 1.867 | 0 | 0 | 0 | 0 | 0
NHH UMS category B | 801 | 1 | 2.491 | 0 | 0 | 0 | 0 | 0 | 805
NHH UMS category C | 802 | 1 | 4.115 | 0 | 0 | 0 | 0 | 0
NHH UMS category D | 803 | 1 | 1.402 | 0 | 0 | 0 | 0 | 0
LV UMS (Pseudo HH Metered) | 804 |  | 36.992 | 1.074 | 0.619 | 0 | 0 | 0
LV Generation NHH | 986 | 8 | -0.712 | 0 | 0 | 0 | 0 | 0
LV Sub Generation NHH | 970 | 8 | -0.618 | 0 | 0 | 0 | 0 | 0
LV Generation Intermittent | 971 |  | -0.712 | 0 | 0 | 0 | 0 | 0.248
LV Generation Non-Intermittent | 973 |  | -6.245 | -0.44 | -0.027 | 0 | 0 | 0.248
LV Sub Generation Intermittent | 972 |  | -0.618 | 0 | 0 | 0 | 0 | 0.225
LV Sub Generation Non-Intermittent | 974 |  | -5.481 | -0.367 | -0.022 | 0 | 0 | 0.225
HV Generation Intermittent | 975 |  | -0.437 | 0 | 0 | 31.24 | 0 | 0.18
HV Generation Non-Intermittent | 977 |  | -4.05 | -0.221 | -0.011 | 31.24 | 0 | 0.18
HV Sub Generation Intermittent | N/A |  | -0.347 | 0 | 0 | 31.24 | 0 | 0.127
HV Sub Generation Non-Intermittent | N/A |  | -3.328 | -0.149 | -0.005 | 31.24 | 0 | 0.127
LDNO LV: Domestic Unrestricted | 100 | 1 | 1.609 | 0 | 0 | 2.02 | 0 | 0
LDNO LV: Domestic Two Rate | 101 | 2 | 1.865 | 0.031 | 0 | 2.02 | 0 | 0
LDNO LV: Domestic Off Peak (related MPAN) | 102 | 2 | 0.351 | 0 | 0 | 0 | 0 | 0
LDNO LV: Small Non Domestic Unrestricted | 103 | 3 | 1.24 | 0 | 0 | 3.79 | 0 | 0
LDNO LV: Small Non Domestic Two Rate | 104 | 4 | 1.406 | 0.026 | 0 | 3.79 | 0 | 0
LDNO LV: Small Non Domestic Off Peak (related MPAN) | 105 | 4 | 0.187 | 0 | 0 | 0 | 0 | 0
LDNO LV: LV Medium Non-Domestic | 106 | 5-8 | 1.377 | 0.024 | 0 | 20.03 | 0 | 0
LDNO LV: LV HH Metered | 107 |  | 7.364 | 0.297 | 0.017 | 6.03 | 1.64 | 0.254
LDNO LV: NHH UMS category A | 152 | 8 | 1.325 | 0 | 0 | 0 | 0 | 0
LDNO LV: NHH UMS category B | 108 | 1 | 1.768 | 0 | 0 | 0 | 0 | 0
LDNO LV: NHH UMS category C | 153 | 1 | 2.921 | 0 | 0 | 0 | 0 | 0
LDNO LV: NHH UMS category D | 154 | 1 | 0.995 | 0 | 0 | 0 | 0 | 0
LDNO LV: LV UMS (Pseudo HH Metered) | 109 |  | 26.262 | 0.762 | 0.439 | 0 | 0 | 0
LDNO LV: LV Generation NHH | 110 | 8 | -0.712 | 0 | 0 | 0 | 0 | 0
LDNO LV: LV Generation Intermittent | 111 |  | -0.712 | 0 | 0 | 0 | 0 | 0.248
LDNO LV: LV Generation Non-Intermittent | 112 |  | -6.245 | -0.44 | -0.027 | 0 | 0 | 0.248
LDNO HV: Domestic Unrestricted | 113 | 1 | 1.119 | 0 | 0 | 1.4 | 0 | 0
LDNO HV: Domestic Two Rate | 114 | 2 | 1.298 | 0.021 | 0 | 1.4 | 0 | 0
LDNO HV: Domestic Off Peak (related MPAN) | 115 | 2 | 0.244 | 0 | 0 | 0 | 0 | 0
LDNO HV: Small Non Domestic Unrestricted | 116 | 3 | 0.863 | 0 | 0 | 2.64 | 0 | 0
LDNO HV: Small Non Domestic Two Rate | 117 | 4 | 0.979 | 0.018 | 0 | 2.64 | 0 | 0
LDNO HV: Small Non Domestic Off Peak (related MPAN) | 118 | 4 | 0.13 | 0 | 0 | 0 | 0 | 0
LDNO HV: LV Medium Non-Domestic | 119 | 5-8 | 0.958 | 0.017 | 0 | 13.94 | 0 | 0
LDNO HV: LV HH Metered | 120 |  | 5.124 | 0.207 | 0.012 | 4.2 | 1.14 | 0.177
LDNO HV: LV Sub HH Metered | 121 |  | 6.439 | 0.212 | 0.011 | 4.4 | 2.16 | 0.212
LDNO HV: HV HH Metered | 122 |  | 5.326 | 0.109 | 0.003 | 50.6 | 3.16 | 0.156
LDNO HV: NHH UMS category A | 149 | 8 | 0.922 | 0 | 0 | 0 | 0 | 0
LDNO HV: NHH UMS category B | 123 | 1 | 1.23 | 0 | 0 | 0 | 0 | 0
LDNO HV: NHH UMS category C | 150 | 1 | 2.033 | 0 | 0 | 0 | 0 | 0
LDNO HV: NHH UMS category D | 151 | 1 | 0.693 | 0 | 0 | 0 | 0 | 0
LDNO HV: LV UMS (Pseudo HH Metered) | 124 |  | 18.272 | 0.53 | 0.306 | 0 | 0 | 0
LDNO HV: LV Generation NHH | 125 | 8 | -0.712 | 0 | 0 | 0 | 0 | 0
LDNO HV: LV Sub Generation NHH | 126 | 8 | -0.618 | 0 | 0 | 0 | 0 | 0
LDNO HV: LV Generation Intermittent | 127 |  | -0.712 | 0 | 0 | 0 | 0 | 0.248
LDNO HV: LV Generation Non-Intermittent | 128 |  | -6.245 | -0.44 | -0.027 | 0 | 0 | 0.248
LDNO HV: LV Sub Generation Intermittent | 129 |  | -0.618 | 0 | 0 | 0 | 0 | 0.225
LDNO HV: LV Sub Generation Non-Intermittent | 130 |  | -5.481 | -0.367 | -0.022 | 0 | 0 | 0.225
LDNO HV: HV Generation Intermittent | 131 |  | -0.437 | 0 | 0 | 0 | 0 | 0.18
LDNO HV: HV Generation Non-Intermittent | 132 |  | -4.05 | -0.221 | -0.011 | 0 | 0 | 0.18

## Summary
Summary statistics for WPD East Midlands in April 14 (102)
This sheet is for information only. It can be deleted without affecting any calculations elsewhere in the model.
3801. Workbook build options and main parameters
Include a 132kV/HV network level
Network model: 500 MW at time of GSP peak
Coincidence correction factors grouped for UMS
Standing charges factors: 100/0/0 LV NHH, 100/100/20 network, 100/100/0 substation
Put some 132kV costs into HV capacity charges
Operating expenditure allocated by asset values
LV circuit costs by exit point for all small NHH demand
Revenue matching by £/kW/year at transmission exit level
Scaler subject to capping of each tariff component to zero
Data sources:
x1 = 1010. Annuity proportion for customer-contributed assets (in Financial and general assumptions)
x2 = 3606. Total net revenues from scaler (£) (in Revenue forecast summary)
x3 = 3606. Deviation from target revenue (£) (in Revenue forecast summary)
x4 = Deviation from target revenue (£) (copy) (in Workbook build options and main parameters)
x5 = 3402. Target net income from all use of system charges (£/year)
Kind: | Copy cells | Copy cells | Copy cells | Calculation
Formula: | = x1 | = x2 | = x3 | =x4/x5
| Annuity proportion for customer-contributed assets | Total net revenues from scaler (£) | Deviation from target revenue (£) | Over/under recovery
Workbook build options and main parameters | 0 | 121105410.9837 | 113624.0366 | 0.02532%
3802. Revenue summary
Data sources:
x1 = 1053. Rate 1 units (MWh) by tariff (in Volume forecasts for the charging year)
x2 = 1053. Rate 2 units (MWh) by tariff (in Volume forecasts for the charging year)
x3 = 1053. Rate 3 units (MWh) by tariff (in Volume forecasts for the charging year)
x4 = 1053. MPANs by tariff (in Volume forecasts for the charging year)
x5 = 1010. Days in the charging year (in Financial and general assumptions)
x6 = 3607. Fixed charge p/MPAN/day (in Tariffs)
x7 = 3607. Capacity charge p/kVA/day (in Tariffs)
x8 = 1053. Import capacity (kVA) by tariff (in Volume forecasts for the charging year)
x9 = 3607. Unit rate 1 p/kWh (in Tariffs)
x10 = 3607. Unit rate 2 p/kWh (in Tariffs)
x11 = 3607. Unit rate 3 p/kWh (in Tariffs)
x12 = 3607. Reactive power charge p/kVArh (in Tariffs)
x13 = 1053. Reactive power units (MVArh) by tariff (in Volume forecasts for the charging year)
x14 = All units (MWh) (in Revenue summary)
x15 = Net revenues (£) (in Revenue summary)
x16 = MPANs by tariff (in Volume forecasts for the charging year) (copy) (in Revenue summary)
x17 = Revenues from unit rates (£) (in Revenue summary)
x18 = Net revenues from unit rate 1 (£) (in Revenue summary)
x19 = Net revenues from unit rate 2 (£) (in Revenue summary)
x20 = Net revenues from unit rate 3 (£) (in Revenue summary)
x21 = Revenues from fixed charges (£) (in Revenue summary)
x22 = Revenues from capacity charges (£) (in Revenue summary)
x23 = Revenues from reactive power charges (£) (in Revenue summary)
Kind: | Calculation | Copy cells | Calculation | Calculation | Calculation | Calculation | Calculation | Calculation | Calculation | Calculation | Calculation | Calculation | Calculation | Calculation | Calculation | Calculation | Calculation | Calculation | Calculation
Formula: | =x1+x2+x3 | = x4 | =0.01*x5*(x6*x4+x7*x8)+10*(x9*x1+x10*x2+x11*x3+x12*x13) | =10*(x9*x1+x10*x2+x11*x3) | =x6*x5*x4/100 | =x7*x5*x8/100 | =x12*x13*10 | =IF(x14<>0,0.1*x15/x14,"") | =IF(x16<>0,x15/x16,"") | =IF(x14<>0,0.1*x17/x14,0) | =x9*x1*10 | =x10*x2*10 | =x11*x3*10 | =IF(x17<>0,x18/x17,"") | =IF(x17<>0,x19/x17,"") | =IF(x17<>0,x20/x17,"") | =IF(x15<>0,x21/x15,"") | =IF(x15<>0,x22/x15,"") | =IF(x15<>0,x23/x15,"")
| All units (MWh) | MPANs | Net revenues (£) | Revenues from unit rates (£) | Revenues from fixed charges (£) | Revenues from capacity charges (£) | Revenues from reactive power charges (£) | Average p/kWh | Average £/MPAN | Average unit rate p/kWh | Net revenues from unit rate 1 (£) | Net revenues from unit rate 2 (£) | Net revenues from unit rate 3 (£) | Rate 1 revenue proportion | Rate 2 revenue proportion | Rate 3 revenue proportion | Fixed charge proportion | Capacity charge proportion | Reactive power charge proportion
> Domestic Unrestricted
Domestic Unrestricted | 5092275.359 | 1465910 | 130586582.6942 | 115390959.6342 | 15195623.06 | 0 | 0 | 2.5644 | 89.0823 | 2.266 | 115390959.6342 | 0 | 0 | 100% | 0% | 0% | 11.64% | 0% | 0%
LDNO LV: Domestic Unrestricted | 19092.323 | 8116 | 367034.7451 | 307195.4771 | 59839.268 | 0 | 0 | 1.9224 | 45.2236 | 1.609 | 307195.4771 | 0 | 0 | 100% | 0% | 0% | 16.3% | 0% | 0%
LDNO HV: Domestic Unrestricted | 25782.308 | 9892 | 339052.1465 | 288504.0265 | 50548.12 | 0 | 0 | 1.3151 | 34.2754 | 1.119 | 288504.0265 | 0 | 0 | 100% | 0% | 0% | 14.91% | 0% | 0%
> Domestic Two Rate
Domestic Two Rate | 4236562.214 | 932251 | 86393511.4121 | 76729797.5461 | 9663713.866 | 0 | 0 | 2.0392 | 92.6719 | 1.8111 | 76154611.1111 | 575186.435 | 0 | 99.25% | 0.7496% | 0% | 11.19% | 0% | 0%
LDNO LV: Domestic Two Rate | 1697.832 | 401 | 26019.9549 | 23063.3819 | 2956.573 | 0 | 0 | 1.5325 | 64.8877 | 1.3584 | 22917.9965 | 145.3853 | 0 | 99.37% | 0.6304% | 0% | 11.36% | 0% | 0%
LDNO HV: Domestic Two Rate | 2927.244 | 744 | 30748.7226 | 26946.8826 | 3801.84 | 0 | 0 | 1.0504 | 41.3289 | 0.92055 | 26765.1883 | 181.6943 | 0 | 99.33% | 0.6743% | 0% | 12.36% | 0% | 0%
> Domestic Off Peak (related MPAN)
Domestic Off Peak (related MPAN) | 151975.696 | 0 | 750759.9383 | 750759.9383 | 0 | 0 | 0 | 0.494 |  | 0.494 | 750759.9383 | 0 | 0 | 100% | 0% | 0% | 0% | 0% | 0%
LDNO LV: Domestic Off Peak (related MPAN) | 0 | 0 | 0 | 0 | 0 | 0 | 0 |  |  | 0 | 0 | 0 | 0
LDNO HV: Domestic Off Peak (related MPAN) | 0 | 0 | 0 | 0 | 0 | 0 | 0 |  |  | 0 | 0 | 0 | 0
> Small Non Domestic Unrestricted
Small Non Domestic Unrestricted | 1155352.8611 | 92933 | 21995371.5869 | 20184014.4839 | 1811357.103 | 0 | 0 | 1.9038 | 236.6799 | 1.747 | 20184014.4839 | 0 | 0 | 100% | 0% | 0% | 8.235% | 0% | 0%
LDNO LV: Small Non Domestic Unrestricted | 1818.14 | 258 | 26113.979 | 22544.936 | 3569.043 | 0 | 0 | 1.4363 | 101.217 | 1.24 | 22544.936 | 0 | 0 | 100% | 0% | 0% | 13.67% | 0% | 0%
LDNO HV: Small Non Domestic Unrestricted | 4226.296 | 369 | 40028.6185 | 36472.9345 | 3555.684 | 0 | 0 | 0.94713 | 108.4786 | 0.863 | 36472.9345 | 0 | 0 | 100% | 0% | 0% | 8.883% | 0% | 0%
> Small Non Domestic Two Rate
Small Non Domestic Two Rate | 2129904.7848 | 81564 | 33827101.723 | 32237337.799 | 1589763.924 | 0 | 0 | 1.5882 | 414.7308 | 1.5136 | 32047844.5832 | 189493.2158 | 0 | 99.41% | 0.5878% | 0% | 4.7% | 0% | 0%
LDNO LV: Small Non Domestic Two Rate | 0 | 2 | 27.667 | 0 | 27.667 | 0 | 0 |  | 13.8335 | 0 | 0 | 0 | 0 |  |  |  | 100% | 0% | 0%
LDNO HV: Small Non Domestic Two Rate | 644.458 | 23 | 4990.7636 | 4769.1356 | 221.628 | 0 | 0 | 0.77441 | 216.9897 | 0.74002 | 4740.2886 | 28.847 | 0 | 99.4% | 0.6049% | 0% | 4.441% | 0% | 0%
> Small Non Domestic Off Peak (related MPAN)
Small Non Domestic Off Peak (related MPAN) | 5786.1963 | 0 | 15217.6962 | 15217.6962 | 0 | 0 | 0 | 0.263 |  | 0.263 | 15217.6962 | 0 | 0 | 100% | 0% | 0% | 0% | 0% | 0%
LDNO LV: Small Non Domestic Off Peak (related MPAN) | 0 | 0 | 0 | 0 | 0 | 0 | 0 |  |  | 0 | 0 | 0 | 0
LDNO HV: Small Non Domestic Off Peak (related MPAN) | 0 | 0 | 0 | 0 | 0 | 0 | 0 |  |  | 0 | 0 | 0 | 0
> LV Medium Non-Domestic
LV Medium Non-Domestic | 937392.3581 | 7859 | 15322943.7137 | 14513443.1367 | 809500.577 | 0 | 0 | 1.6346 | 1949.732 | 1.5483 | 14447941.0733 | 65502.0634 | 0 | 99.55% | 0.4513% | 0% | 5.283% | 0% | 0%
LDNO LV: LV Medium Non-Domestic | 178.123 | 24 | 3644.7502 | 1890.1222 | 1754.628 | 0 | 0 | 2.0462 | 151.8646 | 1.0611 | 1880.142 | 9.9802 | 0 | 99.47% | 0.528% | 0% | 48.14% | 0% | 0%
LDNO HV: LV Medium Non-Domestic | 3891.457 | 8 | 31291.1538 | 30884.1058 | 407.048 | 0 | 0 | 0.8041 | 3911.3942 | 0.79364 | 30768.5554 | 115.5504 | 0 | 99.63% | 0.3741% | 0% | 1.301% | 0% | 0%
> LV Sub Medium Non-Domestic
LV Sub Medium Non-Domestic | 0 | 0 | 0 | 0 | 0 | 0 | 0 |  |  | 0 | 0 | 0 | 0
> HV Medium Non-Domestic
HV Medium Non-Domestic | 27721.3052 | 173 | 420736.9299 | 265160.2789 | 155576.651 | 0 | 0 | 1.5177 | 2432.0054 | 0.95652 | 264847.339 | 312.9399 | 0 | 99.88% | 0.118% | 0% | 36.98% | 0% | 0%
> LV HH Metered
LV HH Metered | 3015105.3226 | 7965 | 54046570.269 | 39504735.9928 | 247114.125 | 13127845.5 | 1166874.6512 | 1.7925 | 6785.5079 | 1.3102 | 33772065.401 | 5396278.4156 | 336392.1762 | 85.49% | 13.66% | 0.8515% | 0.4572% | 24.29% | 2.159%
LDNO LV: LV HH Metered | 309.021 | 3 | 4790.6995 | 2689.431 | 66.0285 | 2035.24 | 0 | 1.5503 | 1596.8998 | 0.87031 | 2355.2281 | 304.5379 | 29.665 | 87.57% | 11.32% | 1.103% | 1.378% | 42.48% | 0%
LDNO HV: LV HH Metered | 0 | 0 | 0 | 0 | 0 | 0 | 0 |  |  | 0 | 0 | 0 | 0
> LV Sub HH Metered
LV Sub HH Metered | 34420.3004 | 54 | 707706.7416 | 377833.9314 | 1229.904 | 324959.5 | 3683.4062 | 2.0561 | 13105.6804 | 1.0977 | 333332.4882 | 41977.8409 | 2523.6023 | 88.22% | 11.11% | 0.6679% | 0.1738% | 45.92% | 0.5205%
LDNO HV: LV Sub HH Metered | 0 | 0 | 0 | 0 | 0 | 0 | 0 |  |  | 0 | 0 | 0 | 0
> HV HH Metered
HV HH Metered | 7960670.3468 | 2891 | 97867215.7098 | 56858211.3932 | 670800.1755 | 38964954.5 | 1373249.6411 | 1.2294 | 33852.3749 | 0.71424 | 52566954.2121 | 4124689.4224 | 166567.7587 | 92.45% | 7.254% | 0.293% | 0.6854% | 39.81% | 1.403%
LDNO HV: HV HH Metered | 33430.049 | 9 | 394394.4447 | 214548.2981 | 1662.21 | 173010 | 5173.9366 | 1.1798 | 43821.605 | 0.64178 | 198393.6598 | 15695.4724 | 459.1659 | 92.47% | 7.316% | 0.214% | 0.4215% | 43.87% | 1.312%
> HV Sub HH Metered
HV Sub HH Metered | 0 | 0 | 0 | 0 | 0 | 0 | 0 |  |  | 0 | 0 | 0 | 0
> NHH UMS category A
NHH UMS category A | 58472.6838 | 0 | 1091685.007 | 1091685.007 | 0 | 0 | 0 | 1.867 |  | 1.867 | 1091685.007 | 0 | 0 | 100% | 0% | 0% | 0% | 0% | 0%
LDNO LV: NHH UMS category A | 0 | 0 | 0 | 0 | 0 | 0 | 0 |  |  | 0 | 0 | 0 | 0
LDNO HV: NHH UMS category A | 1926.8304 | 0 | 17765.3765 | 17765.3765 | 0 | 0 | 0 | 0.922 |  | 0.922 | 17765.3765 | 0 | 0 | 100% | 0% | 0% | 0% | 0% | 0%
> NHH UMS category B
NHH UMS category B | 22762.5371 | 0 | 567014.8003 | 567014.8003 | 0 | 0 | 0 | 2.491 |  | 2.491 | 567014.8003 | 0 | 0 | 100% | 0% | 0% | 0% | 0% | 0%
LDNO LV: NHH UMS category B | 0 | 0 | 0 | 0 | 0 | 0 | 0 |  |  | 0 | 0 | 0 | 0
LDNO HV: NHH UMS category B | 750.0861 | 0 | 9226.0594 | 9226.0594 | 0 | 0 | 0 | 1.23 |  | 1.23 | 9226.0594 | 0 | 0 | 100% | 0% | 0% | 0% | 0% | 0%
> NHH UMS category C
NHH UMS category C | 288.4077 | 0 | 11867.977 | 11867.977 | 0 | 0 | 0 | 4.115 |  | 4.115 | 11867.977 | 0 | 0 | 100% | 0% | 0% | 0% | 0% | 0%
LDNO LV: NHH UMS category C | 0 | 0 | 0 | 0 | 0 | 0 | 0 |  |  | 0 | 0 | 0 | 0
LDNO HV: NHH UMS category C | 9.5038 | 0 | 193.2123 | 193.2123 | 0 | 0 | 0 | 2.033 |  | 2.033 | 193.2123 | 0 | 0 | 100% | 0% | 0% | 0% | 0% | 0%
> NHH UMS category D
NHH UMS category D | 8792.6636 | 0 | 123273.1432 | 123273.1432 | 0 | 0 | 0 | 1.402 |  | 1.402 | 123273.1432 | 0 | 0 | 100% | 0% | 0% | 0% | 0% | 0%
LDNO LV: NHH UMS category D | 0 | 0 | 0 | 0 | 0 | 0 | 0 |  |  | 0 | 0 | 0 | 0
LDNO HV: NHH UMS category D | 289.7416 | 0 | 2007.9096 | 2007.9096 | 0 | 0 | 0 | 0.693 |  | 0.693 | 2007.9096 | 0 | 0 | 100% | 0% | 0% | 0% | 0% | 0%
> LV UMS (Pseudo HH Metered)
LV UMS (Pseudo HH Metered) | 280951.6005 | 0 | 6851024.7467 | 6851024.7467 | 0 | 0 | 0 | 2.4385 |  | 2.4385 | 5049140.3299 | 347652.692 | 1454231.7248 | 73.7% | 5.074% | 21.23% | 0% | 0% | 0%
LDNO LV: LV UMS (Pseudo HH Metered) | 0 | 0 | 0 | 0 | 0 | 0 | 0 |  |  | 0 | 0 | 0 | 0
LDNO HV: LV UMS (Pseudo HH Metered) | 0 | 0 | 0 | 0 | 0 | 0 | 0 |  |  | 0 | 0 | 0 | 0
> LV Generation NHH
LV Generation NHH | 1377.241 | 0 | -9805.9559 | -9805.9559 | 0 | 0 | 0 | -0.712 |  | -0.712 | -9805.9559 | 0 | 0 | 100% | -0% | -0% | -0% | -0% | -0%
LDNO LV: LV Generation NHH | 7.009 | 0 | -49.9041 | -49.9041 | 0 | 0 | 0 | -0.712 |  | -0.712 | -49.9041 | 0 | 0 | 100% | -0% | -0% | -0% | -0% | -0%
LDNO HV: LV Generation NHH | 0 | 0 | 0 | 0 | 0 | 0 | 0 |  |  | 0 | 0 | 0 | 0
> LV Sub Generation NHH
LV Sub Generation NHH | 0 | 0 | 0 | 0 | 0 | 0 | 0 |  |  | 0 | 0 | 0 | 0
LDNO HV: LV Sub Generation NHH | 0 | 0 | 0 | 0 | 0 | 0 | 0 |  |  | 0 | 0 | 0 | 0
> LV Generation Intermittent
LV Generation Intermittent | 3179.477 | 109 | -21860.4781 | -22637.8762 | 0 | 0 | 777.3982 | -0.68755 | -200.5548 | -0.712 | -22637.8762 | 0 | 0 | 100% | -0% | -0% | -0% | -0% | -3.556%
LDNO LV: LV Generation Intermittent | 0 | 0 | 0 | 0 | 0 | 0 | 0 |  |  | 0 | 0 | 0 | 0
LDNO HV: LV Generation Intermittent | 0 | 0 | 0 | 0 | 0 | 0 | 0 |  |  | 0 | 0 | 0 | 0
> LV Generation Non-Intermittent
LV Generation Non-Intermittent | 4774.191 | 63 | -36779.5826 | -37631.5841 | 0 | 0 | 852.0015 | -0.77038 | -583.8029 | -0.78823 | -28871.7591 | -8092.1852 | -667.6398 | 76.72% | 21.5% | 1.774% | -0% | -0% | -2.317%
LDNO LV: LV Generation Non-Intermittent | 0 | 0 | 0 | 0 | 0 | 0 | 0 |  |  | 0 | 0 | 0 | 0
LDNO HV: LV Generation Non-Intermittent | 0 | 0 | 0 | 0 | 0 | 0 | 0 |  |  | 0 | 0 | 0 | 0
> LV Sub Generation Intermittent
LV Sub Generation Intermittent | 20.11 | 1 | -118.2746 | -124.2798 | 0 | 0 | 6.0053 | -0.58814 | -118.2746 | -0.618 | -124.2798 | 0 | 0 | 100% | -0% | -0% | -0% | -0% | -5.077%
LDNO HV: LV Sub Generation Intermittent | 0 | 0 | 0 | 0 | 0 | 0 | 0 |  |  | 0 | 0 | 0 | 0
> LV Sub Generation Non-Intermittent
LV Sub Generation Non-Intermittent | 0 | 0 | 0 | 0 | 0 | 0 | 0 |  |  | 0 | 0 | 0 | 0
LDNO HV: LV Sub Generation Non-Intermittent | 0 | 0 | 0 | 0 | 0 | 0 | 0 |  |  | 0 | 0 | 0 | 0
> HV Generation Intermittent
HV Generation Intermittent | 10691.027 | 23 | -43794.403 | -46719.788 | 2622.598 | 0 | 302.787 | -0.40964 | -1904.1045 | -0.437 | -46719.788 | 0 | 0 | 100% | -0% | -0% | -5.988% | -0% | -0.6914%
LDNO HV: HV Generation Intermittent | 0 | 0 | 0 | 0 | 0 | 0 | 0 |  |  | 0 | 0 | 0 | 0
> HV Generation Non-Intermittent
HV Generation Non-Intermittent | 620180.72 | 150 | -2827193.2445 | -2853023.1377 | 17103.9 | 0 | 8725.9932 | -0.45587 | -18847.955 | -0.46003 | -2389030.1595 | -423332.6803 | -40660.2979 | 83.74% | 14.84% | 1.425% | -0.605% | -0% | -0.3086%
LDNO HV: HV Generation Non-Intermittent | 0 | 0 | 0 | 0 | 0 | 0 | 0 |  |  | 0 | 0 | 0 | 0
> HV Sub Generation Intermittent
HV Sub Generation Intermittent | 0 | 0 | 0 | 0 | 0 | 0 | 0 |  |  | 0 | 0 | 0 | 0
> HV Sub Generation Non-Intermittent
HV Sub Generation Non-Intermittent | 0 | 0 | 0 | 0 | 0 | 0 | 0 |  |  | 0 | 0 | 0 | 0
3803. Revenue summary by tariff component
Data sources:
x1 = 3802. All units (MWh) (in Revenue summary)
x2 = 3802. MPANs by tariff (in Volume forecasts for the charging year) (copy) (in Revenue summary)
x3 = 3802. Net revenues (£) (in Revenue summary)
x4 = 3802. Revenues from unit rates (£) (in Revenue summary)
x5 = 3802. Revenues from fixed charges (£) (in Revenue summary)
x6 = 3802. Revenues from capacity charges (£) (in Revenue summary)
x7 = 3802. Revenues from reactive power charges (£) (in Revenue summary)
Kind: | Cell summation | Cell summation | Cell summation | Cell summation | Cell summation | Cell summation | Cell summation
Formula: | =SUM(x1) | =SUM(x2) | =SUM(x3) | =SUM(x4) | =SUM(x5) | =SUM(x6) | =SUM(x7)
| Total units (MWh) | Total MPANs | Total net revenues (£) | Total net revenues from unit rates (£) | Total revenues from fixed charges (£) | Total revenues from capacity charges (£) | Total revenues from reactive power charges (£)
Revenue summary by tariff component | 25855637.8251 | 2611795 | 448936312.4495 | 363491046.2682 | 30292815.621 | 52592804.74 | 2559645.8202

## M-ATW
Tariff matrices for WPD East Midlands in April 14 (102)
This sheet provides matrices breaking down each tariff component into its elements.
This sheet is for information only. It can be deleted without affecting any calculations elsewhere in the model.
Domestic Unrestricted
Domestic Two Rate
Domestic Off Peak (related MPAN)
Small Non Domestic Unrestricted
Small Non Domestic Two Rate
Small Non Domestic Off Peak (related MPAN)
LV Medium Non-Domestic
LV Sub Medium Non-Domestic
HV Medium Non-Domestic
LV HH Metered
LV Sub HH Metered
HV HH Metered
HV Sub HH Metered
NHH UMS category A
NHH UMS category B
NHH UMS category C
NHH UMS category D
LV UMS (Pseudo HH Metered)
LV Generation NHH
LV Sub Generation NHH
LV Generation Intermittent
LV Generation Non-Intermittent
LV Sub Generation Intermittent
LV Sub Generation Non-Intermittent
HV Generation Intermittent
HV Generation Non-Intermittent
HV Sub Generation Intermittent
HV Sub Generation Non-Intermittent
Domestic Unrestricted
| Rate 1 units (MWh) | MPANs | MWh/year | MWh/MPAN/year
Domestic Unrestricted | 5118565.0284 | 1476558.0692 | 5118565.0284 | 3.4666
| Unit rate 1 p/kWh | Fixed charge p/MPAN/day | Revenue (£/year) | Average p/kWh | Average £/MPAN/year
Assets 132kV | 0.29168 | 0 | 14929900.1167 | 0.29168 | 10.1113
Assets 132kV/EHV | 0.097656 | 0 | 4998561.9259 | 0.097656 | 3.3853
Assets EHV | 0.13931 | 0 | 7130490.0714 | 0.13931 | 4.8291
Assets EHV/HV | 0.19531 | 0 | 9997025.5989 | 0.19531 | 6.7705
Assets 132kV/HV | 0.014213 | 0 | 727517.2526 | 0.014213 | 0.49271
Assets HV | 0.17945 | 0 | 9185134.4137 | 0.17945 | 6.2206
Assets HV/LV | 0.065294 | 0 | 3342133.2473 | 0.065294 | 2.2635
Assets LV circuits | 0 | 0.14405 | 776354.7614 | 0.015167 | 0.52579
Assets LV customer |  | 0 | 0 | 0 | 0
Assets HV customer |  | 0 | 0 | 0 | 0
Transmission exit | 0.058918 | 0 | 3015736.2038 | 0.058918 | 2.0424
Operating 132kV | 0.12253 | 0 | 6271604.7469 | 0.12253 | 4.2474
Operating 132kV/EHV | 0.041022 | 0 | 2099746.4456 | 0.041022 | 1.4221
Operating EHV | 0.058518 | 0 | 2995305.7308 | 0.058518 | 2.0286
Operating EHV/HV | 0.082044 | 0 | 4199451.618 | 0.082044 | 2.8441
Operating 132kV/HV | 0.0059706 | 0 | 305608.2505 | 0.0059706 | 0.20697
Operating HV | 0.14472 | 0 | 7407657.3192 | 0.14472 | 5.0168
Operating HV/LV | 0.09423 | 0 | 4823240.4182 | 0.09423 | 3.2665
Operating LV circuits | 0 | 0.98737 | 5321351.4513 | 0.10396 | 3.6039
Operating LV customer |  | 1.704 | 9183439.8115 | 0.17941 | 6.2195
Operating HV customer |  | 0 | 0 | 0 | 0
Scaler | 0.67493 | 0 | 34546965.8274 | 0.67493 | 23.397
Rounding | 0.00020717 | 0.0046118 | 35459.2784 | 0.00069276 | 0.024015
Total | 2.266 | 2.84 | 131292684.4895 | 2.565 | 88.9181
Domestic Two Rate
| Rate 1 units (MWh) | Rate 2 units (MWh) | MPANs | MWh/year | MWh/MPAN/year
Domestic Two Rate | 2900810.2958 | 1338403.1961 | 932903.1862 | 4239213.4919 | 4.5441
| Unit rate 1 p/kWh | Unit rate 2 p/kWh | Fixed charge p/MPAN/day | Average unit rate (p/kWh) | Revenue (£/year) | Average p/kWh | Average £/MPAN/year
Assets 132kV | 0.3436 | 0 | 0 | 0.23512 | 9967109.1095 | 0.23512 | 10.684
Assets 132kV/EHV | 0.11504 | 0 | 0 | 0.078718 | 3337009.0702 | 0.078718 | 3.577
Assets EHV | 0.15514 | 0.0063026 | 0 | 0.10815 | 4584585.4203 | 0.10815 | 4.9143
Assets EHV/HV | 0.2175 | 0.0088363 | 0 | 0.15162 | 6427639.2432 | 0.15162 | 6.8899
Assets 132kV/HV | 0.016743 | 0 | 0 | 0.011457 | 485686.0247 | 0.011457 | 0.52062
Assets HV | 0.19984 | 0.0081186 | 0 | 0.13931 | 5905629.6123 | 0.13931 | 6.3304
Assets HV/LV | 0.072714 | 0.0029541 | 0 | 0.05069 | 2148841.8334 | 0.05069 | 2.3034
Assets LV circuits | 0 | 0 | 0.14405 | 0 | 490508.1931 | 0.011571 | 0.52579
Assets LV customer |  |  | 0 | 0 | 0 | 0 | 0
Assets HV customer |  |  | 0 | 0 | 0 | 0 | 0
Transmission exit | 0.070943 | 0 | 0 | 0.048545 | 2057935.4181 | 0.048545 | 2.2059
Operating 132kV | 0.14434 | 0 | 0 | 0.098766 | 4186884.595 | 0.098766 | 4.488
Operating 132kV/EHV | 0.048324 | 0 | 0 | 0.033067 | 1401777.7588 | 0.033067 | 1.5026
Operating EHV | 0.065168 | 0.0026475 | 0 | 0.045429 | 1925847.2903 | 0.045429 | 2.0644
Operating EHV/HV | 0.091367 | 0.0037118 | 0 | 0.063692 | 2700059.1079 | 0.063692 | 2.8943
Operating 132kV/HV | 0.0070333 | 0 | 0 | 0.0048127 | 204022.1806 | 0.0048127 | 0.2187
Operating HV | 0.16117 | 0.0065475 | 0 | 0.11235 | 4762791.5338 | 0.11235 | 5.1053
Operating HV/LV | 0.10494 | 0.0042632 | 0 | 0.073153 | 3101127.3388 | 0.073153 | 3.3242
Operating LV circuits | 0 | 0 | 0.98737 | 0 | 3362079.5738 | 0.079309 | 3.6039
Operating LV customer |  |  | 1.704 | 0 | 5802183.0902 | 0.13687 | 6.2195
Operating HV customer |  |  | 0 | 0 | 0 | 0 | 0
Scaler | 0.8127 | 0 | 0 | 0.55611 | 23574815.4883 | 0.55611 | 25.2704
Rounding | 0.00045322 | -0.00038167 | 0.0046118 | 0.00018963 | 23742.3926 | 0.00056007 | 0.02545
Total | 2.627 | 0.043 | 2.84 | 1.8112 | 86450274.2748 | 2.0393 | 92.668
Domestic Off Peak (related MPAN)
| Rate 1 units (MWh) | MWh/year
Domestic Off Peak (related MPAN) | 151975.696 | 151975.696
| Unit rate 1 p/kWh | Revenue (£/year) | Average p/kWh
Assets 132kV | 0.059408 | 90285.4675 | 0.059408
Assets 132kV/EHV | 0.01989 | 30227.7642 | 0.01989
Assets EHV | 0.036241 | 55077.8506 | 0.036241
Assets EHV/HV | 0.050811 | 77219.753 | 0.050811
Assets 132kV/HV | 0.0028949 | 4399.5094 | 0.0028949
Assets HV | 0.046684 | 70948.484 | 0.046684
Assets HV/LV | 0.016987 | 25815.549 | 0.016987
Assets LV circuits | 0 | 0 | 0
Transmission exit | 0.01023 | 15546.9139 | 0.01023
Operating 132kV | 0.024955 | 37926.226 | 0.024955
Operating 132kV/EHV | 0.0083551 | 12697.7802 | 0.0083551
Operating EHV | 0.015224 | 23136.5586 | 0.015224
Operating EHV/HV | 0.021344 | 32437.71 | 0.021344
Operating 132kV/HV | 0.0012161 | 1848.1024 | 0.0012161
Operating HV | 0.03765 | 57218.766 | 0.03765
Operating HV/LV | 0.024514 | 37256.0248 | 0.024514
Operating LV circuits | 0 | 0 | 0
Scaler | 0.11719 | 178098.7016 | 0.11719
Rounding | 0.00040716 | 618.7771 | 0.00040716
Total | 0.494 | 750759.9383 | 0.494
Small Non Domestic Unrestricted
| Rate 1 units (MWh) | MPANs | MWh/year | MWh/MPAN/year
Small Non Domestic Unrestricted | 1158731.2151 | 93298.4333 | 1158731.2151 | 12.4196
| Unit rate 1 p/kWh | Fixed charge p/MPAN/day | Revenue (£/year) | Average p/kWh | Average £/MPAN/year
Assets 132kV | 0.22484 | 0 | 2605271.4096 | 0.22484 | 27.9241
Assets 132kV/EHV | 0.075276 | 0 | 872250.3415 | 0.075276 | 9.349
Assets EHV | 0.10738 | 0 | 1244272.3511 | 0.10738 | 13.3365
Assets EHV/HV | 0.15055 | 0 | 1744483.5377 | 0.15055 | 18.6979
Assets 132kV/HV | 0.010956 | 0 | 126951.9477 | 0.010956 | 1.3607
Assets HV | 0.13832 | 0 | 1602808.3171 | 0.13832 | 17.1794
Assets HV/LV | 0.050331 | 0 | 583203.1111 | 0.050331 | 6.2509
Assets LV circuits | 0 | 0.14405 | 49055.0859 | 0.0042335 | 0.52579
Assets LV customer |  | 0 | 0 | 0 | 0
Assets HV customer |  | 0 | 0 | 0 | 0
Transmission exit | 0.045416 | 0 | 526246.7431 | 0.045416 | 5.6405
Operating 132kV | 0.094448 | 0 | 1094396.6411 | 0.094448 | 11.7301
Operating 132kV/EHV | 0.031621 | 0 | 366406.2947 | 0.031621 | 3.9273
Operating EHV | 0.045108 | 0 | 522681.6203 | 0.045108 | 5.6023
Operating EHV/HV | 0.063242 | 0 | 732805.3872 | 0.063242 | 7.8544
Operating 132kV/HV | 0.0046023 | 0 | 53328.7183 | 0.0046023 | 0.57159
Operating HV | 0.11156 | 0 | 1292638.1071 | 0.11156 | 13.8549
Operating HV/LV | 0.072636 | 0 | 841656.6933 | 0.072636 | 9.0211
Operating LV circuits | 0 | 0.98737 | 336237.2018 | 0.029018 | 3.6039
Operating LV customer |  | 4.207 | 1432660.8926 | 0.12364 | 15.3557
Operating HV customer |  | 0 | 0 | 0 | 0
Scaler | 0.52026 | 0 | 6028454.4206 | 0.52026 | 64.6147
Rounding | 0.00044693 | 0.0015463 | 5705.2704 | 0.00049237 | 0.061151
Total | 1.747 | 5.34 | 22061514.092 | 1.9039 | 236.4618
Small Non Domestic Two Rate
| Rate 1 units (MWh) | Rate 2 units (MWh) | MPANs | MWh/year | MWh/MPAN/year
Small Non Domestic Two Rate | 1618000.1262 | 512222.9871 | 81576.7807 | 2130223.1133 | 26.1131
| Unit rate 1 p/kWh | Unit rate 2 p/kWh | Fixed charge p/MPAN/day | Average unit rate (p/kWh) | Revenue (£/year) | Average p/kWh | Average £/MPAN/year
Assets 132kV | 0.25602 | 0 | 0 | 0.19446 | 4142462.8068 | 0.19446 | 50.7799
Assets 132kV/EHV | 0.085717 | 0 | 0 | 0.065106 | 1386905.2508 | 0.065106 | 17.0012
Assets EHV | 0.12261 | 0.0053265 | 0 | 0.094408 | 2011097.8859 | 0.094408 | 24.6528
Assets EHV/HV | 0.1719 | 0.0074678 | 0 | 0.13236 | 2819581.3816 | 0.13236 | 34.5635
Assets 132kV/HV | 0.012476 | 0 | 0 | 0.0094759 | 201857.5568 | 0.0094759 | 2.4744
Assets HV | 0.15794 | 0.0068613 | 0 | 0.12161 | 2590593.9446 | 0.12161 | 31.7565
Assets HV/LV | 0.057468 | 0.0024966 | 0 | 0.04425 | 942622.0415 | 0.04425 | 11.555
Assets LV circuits | 0 | 0 | 0.14405 | 0 | 42891.9955 | 0.0020135 | 0.52579
Assets LV customer |  |  | 0 | 0 | 0 | 0 | 0
Assets HV customer |  |  | 0 | 0 | 0 | 0 | 0
Transmission exit | 0.050894 | 0 | 0 | 0.038657 | 823472.8459 | 0.038657 | 10.0945
Operating 132kV | 0.10755 | 0 | 0 | 0.081687 | 1740124.7966 | 0.081687 | 21.3311
Operating 132kV/EHV | 0.036007 | 0 | 0 | 0.027349 | 582597.4378 | 0.027349 | 7.1417
Operating EHV | 0.051504 | 0.0022375 | 0 | 0.039658 | 844802.1051 | 0.039658 | 10.3559
Operating EHV/HV | 0.07221 | 0.003137 | 0 | 0.055601 | 1184421.8541 | 0.055601 | 14.5191
Operating 132kV/HV | 0.0052407 | 0 | 0 | 0.0039805 | 84794.3256 | 0.0039805 | 1.0394
Operating HV | 0.12737 | 0.0055336 | 0 | 0.098078 | 2089270.6988 | 0.098078 | 25.6111
Operating HV/LV | 0.082936 | 0.003603 | 0 | 0.06386 | 1360356.5128 | 0.06386 | 16.6758
Operating LV circuits | 0 | 0 | 0.98737 | 0 | 293993.6663 | 0.013801 | 3.6039
Operating LV customer |  |  | 4.207 | 0 | 1252666.9453 | 0.058804 | 15.3557
Operating HV customer |  |  | 0 | 0 | 0 | 0 | 0
Scaler | 0.58303 | 0 | 0 | 0.44283 | 9433347.728 | 0.44283 | 115.6377
Rounding | 0.00012801 | 0.0003367 | 0.0015463 | 0.00017819 | 4256.2584 | 0.0001998 | 0.052175
Total | 1.981 | 0.037 | 5.34 | 1.5136 | 33832118.0381 | 1.5882 | 414.7273
Small Non Domestic Off Peak (related MPAN)
| Rate 1 units (MWh) | MWh/year
Small Non Domestic Off Peak (related MPAN) | 5786.1963 | 5786.1963
| Unit rate 1 p/kWh | Revenue (£/year) | Average p/kWh
Assets 132kV | 0.029753 | 1721.5556 | 0.029753
Assets 132kV/EHV | 0.0099613 | 576.3804 | 0.0099613
Assets EHV | 0.020943 | 1211.8137 | 0.020943
Assets EHV/HV | 0.029363 | 1698.9761 | 0.029363
Assets 132kV/HV | 0.0014498 | 83.8895 | 0.0014498
Assets HV | 0.026978 | 1560.9967 | 0.026978
Assets HV/LV | 0.0098163 | 567.9894 | 0.0098163
Assets LV circuits | 0 | 0 | 0
Transmission exit | 0.004863 | 281.3805 | 0.004863
Operating 132kV | 0.012498 | 723.174 | 0.012498
Operating 132kV/EHV | 0.0041844 | 242.1202 | 0.0041844
Operating EHV | 0.0087976 | 509.0467 | 0.0087976
Operating EHV/HV | 0.012334 | 713.6891 | 0.012334
Operating 132kV/HV | 0.00060903 | 35.2395 | 0.00060903
Operating HV | 0.021757 | 1258.9177 | 0.021757
Operating HV/LV | 0.014166 | 819.7008 | 0.014166
Operating LV circuits | 0 | 0 | 0
Scaler | 0.055708 | 3223.3728 | 0.055708
Rounding | -0.00018227 | -10.5465 | -0.00018227
Total | 0.263 | 15217.6962 | 0.263
LV Medium Non-Domestic
| Rate 1 units (MWh) | Rate 2 units (MWh) | MPANs | MWh/year | MWh/MPAN/year
LV Medium Non-Domestic | 746422.602 | 193018.3902 | 7879.9903 | 939440.9921 | 119.2185
| Unit rate 1 p/kWh | Unit rate 2 p/kWh | Fixed charge p/MPAN/day | Average unit rate (p/kWh) | Revenue (£/year) | Average p/kWh | Average £/MPAN/year
Assets 132kV | 0.25131 | 0 | 0 | 0.19967 | 1875820.9648 | 0.19967 | 238.0486
Assets 132kV/EHV | 0.084139 | 0 | 0 | 0.066851 | 628028.8 | 0.066851 | 79.6992
Assets EHV | 0.11931 | 0.0048821 | 0 | 0.0958 | 899984.4559 | 0.0958 | 114.2114
Assets EHV/HV | 0.16727 | 0.0068447 | 0 | 0.13431 | 1261788.1175 | 0.13431 | 160.1256
Assets 132kV/HV | 0.012246 | 0 | 0 | 0.0097299 | 91406.6473 | 0.0097299 | 11.5998
Assets HV | 0.15369 | 0.0062888 | 0 | 0.1234 | 1159314.1726 | 0.1234 | 147.1213
Assets HV/LV | 0.055922 | 0.0022883 | 0 | 0.044902 | 421831.8716 | 0.044902 | 53.532
Assets LV circuits | 0 | 0 | 2.9599 | 0 | 85132.6584 | 0.0090621 | 10.8037
Assets LV customer |  |  | 0 | 0 | 0 | 0 | 0
Assets HV customer |  |  | 0 | 0 | 0 | 0 | 0
Transmission exit | 0.050171 | 0 | 0 | 0.039863 | 374487.8071 | 0.039863 | 47.5239
Operating 132kV | 0.10557 | 0 | 0 | 0.083877 | 787976.3143 | 0.083877 | 99.9971
Operating 132kV/EHV | 0.035344 | 0 | 0 | 0.028082 | 263816.1255 | 0.028082 | 33.4792
Operating EHV | 0.050119 | 0.0020508 | 0 | 0.040243 | 378056.5671 | 0.040243 | 47.9768
Operating EHV/HV | 0.070267 | 0.0028753 | 0 | 0.056421 | 530039.4701 | 0.056421 | 67.264
Operating 132kV/HV | 0.0051442 | 0 | 0 | 0.0040872 | 38397.2002 | 0.0040872 | 4.8727
Operating HV | 0.12395 | 0.0050718 | 0 | 0.099524 | 934967.4952 | 0.099524 | 118.6508
Operating HV/LV | 0.080705 | 0.0033024 | 0 | 0.064801 | 608771.8179 | 0.064801 | 77.2554
Operating LV circuits | 0 | 0 | 20.288 | 0 | 583522.9172 | 0.062114 | 74.0512
Operating LV customer |  |  | 4.9695 | 0 | 142933.8299 | 0.015215 | 18.1388
Operating HV customer |  |  | 0 | 0 | 0 | 0 | 0
Scaler | 0.57474 | 0 | 0 | 0.45665 | 4289969.8778 | 0.45665 | 544.4131
Rounding | 0.00010759 | 0.00039579 | 0.0025464 | 0.0001668 | 1640.2652 | 0.0001746 | 0.20816
Total | 1.94 | 0.034 | 28.22 | 1.5484 | 15357887.3755 | 1.6348 | 1948.9729
LV Sub Medium Non-Domestic
| Rate 1 units (MWh) | Rate 2 units (MWh) | MPANs | MWh/year | MWh/MPAN/year
LV Sub Medium Non-Domestic | 0 | 0 | 0 | 0
| Unit rate 1 p/kWh | Unit rate 2 p/kWh | Fixed charge p/MPAN/day | Average unit rate (p/kWh) | Revenue (£/year) | Average p/kWh | Average £/MPAN/year
Assets 132kV | 0.19373 | 0 | 0 | 0 | 0
Assets 132kV/EHV | 0.064862 | 0 | 0 | 0 | 0
Assets EHV | 0.091976 | 0.0037636 | 0 | 0 | 0
Assets EHV/HV | 0.12895 | 0.0052766 | 0 | 0 | 0
Assets 132kV/HV | 0.0094404 | 0 | 0 | 0 | 0
Assets HV | 0.11848 | 0.0048481 | 0 | 0 | 0
Assets HV/LV | 0 | 0 | 0 | 0 | 0
Assets LV circuits | 0 | 0 | 0 | 0 | 0
Assets LV customer |  |  | 0 | 0 | 0
Assets HV customer |  |  | 0 | 0 | 0
Transmission exit | 0.038677 | 0 | 0 | 0 | 0
Operating 132kV | 0.081381 | 0 | 0 | 0 | 0
Operating 132kV/EHV | 0.027247 | 0 | 0 | 0 | 0
Operating EHV | 0.038636 | 0.001581 | 0 | 0 | 0
Operating EHV/HV | 0.054169 | 0.0022165 | 0 | 0 | 0
Operating 132kV/HV | 0.0039656 | 0 | 0 | 0 | 0
Operating HV | 0.095551 | 0.0039099 | 0 | 0 | 0
Operating HV/LV | 0 | 0 | 0 | 0 | 0
Operating LV circuits | 0 | 0 | 0 | 0 | 0
Operating LV customer |  |  | 3.7022 | 0 | 0
Operating HV customer |  |  | 0 | 0 | 0
Scaler | 0.44306 | 0 | 0 | 0 | 0
Rounding | -0.00013224 | 0.00040442 | -0.0022176 | 0 | 0
Total | 1.39 | 0.022 | 3.7 | 0 | 0 | 0 | 0
HV Medium Non-Domestic
| Rate 1 units (MWh) | Rate 2 units (MWh) | MPANs | MWh/year | MWh/MPAN/year
HV Medium Non-Domestic | 21462.5072 | 6258.798 | 173 | 27721.3052 | 160.2388
| Unit rate 1 p/kWh | Unit rate 2 p/kWh | Fixed charge p/MPAN/day | Average unit rate (p/kWh) | Revenue (£/year) | Average p/kWh | Average £/MPAN/year
Assets 132kV | 0.24987 | 0 | 1.8348 | 0.19345 | 54786.2095 | 0.19763 | 316.6833
Assets 132kV/EHV | 0.084931 | 0 | 0 | 0.065755 | 18228.2212 | 0.065755 | 105.3654
Assets EHV | 0.09081 | 0.0036919 | 10.1141 | 0.071141 | 26107.7664 | 0.094179 | 150.9119
Assets EHV/HV | 0 | 0 | 49.1876 | 0 | 31059.4852 | 0.11204 | 179.5346
Assets 132kV/HV | 0 | 0 | 3.8624 | 0 | 2438.9073 | 0.008798 | 14.0977
Assets HV | 0 | 0 | 36.1674 | 0 | 22837.8932 | 0.082384 | 132.0109
Assets HV/LV | 0 | 0 | 0 | 0 | 0 | 0 | 0
Assets LV circuits | 0 | 0 | 0 | 0 | 0 | 0 | 0
Assets LV customer |  |  | 0 | 0 | 0 | 0 | 0
Assets HV customer |  |  | 0 | 0 | 0 | 0 | 0
Transmission exit | 0.05033 | 0 | 0 | 0.038967 | 10802.1642 | 0.038967 | 62.4403
Operating 132kV | 0.10496 | 0 | 0.77076 | 0.081264 | 23014.0489 | 0.083019 | 133.0292
Operating 132kV/EHV | 0.035677 | 0 | 0 | 0.027622 | 7657.1308 | 0.027622 | 44.2609
Operating EHV | 0.040817 | 0.0016594 | 4.546 | 0.031976 | 11734.7823 | 0.042331 | 67.8311
Operating EHV/HV | 0 | 0 | 31.8679 | 0 | 20123.0065 | 0.07259 | 116.318
Operating 132kV/HV | 0 | 0 | 2.5024 | 0 | 1580.134 | 0.0057001 | 9.1337
Operating HV | 0 | 0 | 41.9505 | 0 | 26489.6591 | 0.095557 | 153.1194
Operating HV/LV | 0 | 0 | 0 | 0 | 0 | 0 | 0
Operating LV circuits | 0 | 0 | 0 | 0 | 0 | 0 | 0
Operating LV customer |  |  | 0 | 0 | 0 | 0 | 0
Operating HV customer |  |  | 63.5722 | 0 | 40142.6756 | 0.14481 | 232.0386
Scaler | 0.57656 | 0 | 0 | 0.44639 | 123744.9072 | 0.44639 | 715.2885
Rounding | 4.4125e-05 | -0.00035133 | 0.0038916 | -4.5159e-05 | -10.0613 | -3.6294e-05 | -0.058158
Total | 1.234 | 0.005 | 246.38 | 0.95652 | 420736.9299 | 1.5177 | 2432.0054
LV HH Metered
| Rate 1 units (MWh) | Rate 2 units (MWh) | Rate 3 units (MWh) | MPANs | Import capacity (kVA) | Reactive power units (MVArh) | MWh/year | MWh/MPAN/year
LV HH Metered | 325599.3514 | 1287967.4066 | 1401757.9534 | 7967.1298 | 1557241.3824 | 325942.64 | 3015324.7115 | 378.4706
| Unit rate 1 p/kWh | Unit rate 2 p/kWh | Unit rate 3 p/kWh | Fixed charge p/MPAN/day | Capacity charge p/kVA/day | Reactive power charge p/kVArh | Average unit rate (p/kWh) | Revenue (£/year) | Average p/kWh | Average £/MPAN/year | Average p/kVA/day
Assets 132kV | 1.5371 | 0.050741 | 0 |  | 0 | 0.051124 | 0.19317 | 5824818.3414 | 0.19317 | 731.1062 | 1.0248
Assets 132kV/EHV | 0.51461 | 0.016988 | 0 |  | 0 | 0.017117 | 0.064675 | 1950161.4183 | 0.064675 | 244.7759 | 0.3431
Assets EHV | 0.57635 | 0.060546 | 0.0045827 |  | 0 | 0.024417 | 0.092867 | 2800247.2161 | 0.092867 | 351.475 | 0.49266
Assets EHV/HV | 0.80805 | 0.084887 | 0.0064251 |  | 0 | 0.034233 | 0.1302 | 3925977.4325 | 0.1302 | 492.7719 | 0.69072
Assets 132kV/HV | 0.074899 | 0.0024725 | 0 |  | 0 | 0.0024912 | 0.0094131 | 283836.8511 | 0.0094131 | 35.626 | 0.049937
Assets HV | 0.59394 | 0.062394 | 0.0047226 |  | 0.23648 | 0.025162 | 0.095701 | 4229845.687 | 0.14028 | 530.9121 | 0.74418
Assets HV/LV | 0 | 0 | 0 |  | 0.43023 | 0 | 0 | 2445410.4385 | 0.081099 | 306.9374 | 0.43023
Assets LV circuits | 0 | 0 | 0 |  | 0.10532 | 0 | 0 | 598640.0952 | 0.019853 | 75.1387 | 0.10532
Assets LV customer |  |  |  | 0 |  |  | 0 | 0 | 0 | 0 | 0
Assets HV customer |  |  |  | 0 |  |  | 0 | 0 | 0 | 0 | 0
Transmission exit | 0.34635 | 0 | 0 |  | 0 | 0.010327 | 0.038515 | 1161366.0584 | 0.038515 | 145.7697 | 0.20432
Operating 132kV | 0.64567 | 0.021315 | 0 |  | 0 | 0.021476 | 0.081147 | 2446832.0668 | 0.081147 | 307.1159 | 0.43048
Operating 132kV/EHV | 0.21617 | 0.0071362 | 0 |  | 0 | 0.0071902 | 0.027168 | 819204.5166 | 0.027168 | 102.823 | 0.14413
Operating EHV | 0.24211 | 0.025434 | 0.0019251 |  | 0 | 0.010257 | 0.039011 | 1176300.1491 | 0.039011 | 147.6442 | 0.20695
Operating EHV/HV | 0.33944 | 0.035658 | 0.002699 |  | 0 | 0.01438 | 0.054693 | 1649185.7621 | 0.054693 | 206.9987 | 0.29015
Operating 132kV/HV | 0.031463 | 0.0010386 | 0 |  | 0 | 0.0010465 | 0.0039542 | 119231.3766 | 0.0039542 | 14.9654 | 0.020977
Operating HV | 0.47901 | 0.05032 | 0.0038087 |  | 0.19072 | 0.020293 | 0.077182 | 3411299.8189 | 0.11313 | 428.1717 | 0.60017
Operating HV/LV | 0 | 0 | 0 |  | 0.62089 | 0 | 0 | 3529123.9437 | 0.11704 | 442.9605 | 0.62089
Operating LV circuits | 0 | 0 | 0 |  | 0.7219 | 0 | 0 | 4103245.7041 | 0.13608 | 515.0218 | 0.7219
Operating LV customer |  |  |  | 8.4951 |  |  | 0 | 247037.3956 | 0.0081927 | 31.0071 | 0.043462
Operating HV customer |  |  |  | 0 |  |  | 0 | 0 | 0 | 0 | 0
Scaler | 3.9676 | 0 | 0 | 0 | 0 | 0.1183 | 0.44122 | 13304105.8045 | 0.44122 | 1669.8744 | 2.3407
Rounding | 0.00025541 | 6.9438e-05 | -0.00016318 | 0.0049109 | 0.0044511 | 0.00018733 | 1.6284e-06 | 25491.5585 | 0.0008454 | 3.1996 | 0.0044848
Total | 10.373 | 0.419 | 0.024 | 8.5 | 2.31 | 0.358 | 1.3489 | 54051361.6352 | 1.7926 | 6784.2953 | 9.5095
LV Sub HH Metered
| Rate 1 units (MWh) | Rate 2 units (MWh) | Rate 3 units (MWh) | MPANs | Import capacity (kVA) | Reactive power units (MVArh) | MWh/year | MWh/MPAN/year
LV Sub HH Metered | 3650.1587 | 13946.1266 | 16824.0152 | 54 | 29000 | 1223.723 | 34420.3004 | 637.413
| Unit rate 1 p/kWh | Unit rate 2 p/kWh | Unit rate 3 p/kWh | Fixed charge p/MPAN/day | Capacity charge p/kVA/day | Reactive power charge p/kVArh | Average unit rate (p/kWh) | Revenue (£/year) | Average p/kWh | Average £/MPAN/year | Average p/kVA/day
Assets 132kV | 1.5094 | 0.049826 | 0 |  | 0 | 0.049304 | 0.182 | 62646.2392 | 0.182 | 1160.1155 | 0.59184
Assets 132kV/EHV | 0.50534 | 0.016682 | 0 |  | 0 | 0.016507 | 0.060935 | 20974.0925 | 0.060935 | 388.4091 | 0.19815
Assets EHV | 0.56597 | 0.059455 | 0.0045002 |  | 0 | 0.023547 | 0.087145 | 29995.6833 | 0.087145 | 555.4756 | 0.28338
Assets EHV/HV | 0.79349 | 0.083357 | 0.0063093 |  | 0 | 0.033014 | 0.12218 | 42054.2782 | 0.12218 | 778.7829 | 0.3973
Assets 132kV/HV | 0.073549 | 0.002428 | 0 |  | 0 | 0.0024025 | 0.0088688 | 3052.6808 | 0.0088688 | 56.5311 | 0.02884
Assets HV | 0 | 0 | 0 |  | 1.1403 | 0 | 0 | 120699.4741 | 0.35066 | 2235.1754 | 1.1403
Assets HV/LV | 0 | 0 | 0 |  | 0.41491 | 0 | 0 | 43918.108 | 0.12759 | 813.2983 | 0.41491
Assets LV circuits | 0 | 0 | 0 |  | 0 | 0 | 0 | 0 | 0 | 0 | 0
Assets LV customer |  |  |  | 0 |  |  | 0 | 0 | 0 | 0 | 0
Assets HV customer |  |  |  | 0 |  |  | 0 | 0 | 0 | 0 | 0
Transmission exit | 0.34011 | 0 | 0 |  | 0 | 0.009959 | 0.036421 | 12536.2925 | 0.036421 | 232.1536 | 0.11843
Operating 132kV | 0.63404 | 0.020931 | 0 |  | 0 | 0.020711 | 0.076454 | 26315.8124 | 0.076454 | 487.3299 | 0.24861
Operating 132kV/EHV | 0.21228 | 0.0070076 | 0 |  | 0 | 0.0069341 | 0.025597 | 8810.5893 | 0.025597 | 163.1591 | 0.083237
Operating EHV | 0.23775 | 0.024975 | 0.0018904 |  | 0 | 0.0098915 | 0.036607 | 12600.2899 | 0.036607 | 233.3387 | 0.11904
Operating EHV/HV | 0.33332 | 0.035016 | 0.0026503 |  | 0 | 0.013868 | 0.051324 | 17665.7452 | 0.051324 | 327.1434 | 0.16689
Operating 132kV/HV | 0.030896 | 0.0010199 | 0 |  | 0 | 0.0010092 | 0.0037255 | 1282.34 | 0.0037255 | 23.747 | 0.012115
Operating HV | 0 | 0 | 0 |  | 0.91962 | 0 | 0 | 97342.1076 | 0.2828 | 1802.6316 | 0.91962
Operating HV/LV | 0 | 0 | 0 |  | 0.59878 | 0 | 0 | 63380.954 | 0.18414 | 1173.7214 | 0.59878
Operating LV circuits | 0 | 0 | 0 |  | 0 | 0 | 0 | 0 | 0 | 0 | 0
Operating LV customer |  |  |  | 6.2393 |  |  | 0 | 1229.7564 | 0.0035728 | 22.7733 | 0.011618
Operating HV customer |  |  |  | 0 |  |  | 0 | 0 | 0 | 0 | 0
Scaler | 3.8961 | 0 | 0 | 0 | 0 | 0.11409 | 0.41723 | 143610.3292 | 0.41723 | 2659.4505 | 1.3567
Rounding | -0.00020272 | 0.00030204 | -0.00035016 | 0.00074893 | -0.0036008 | -0.00023262 | -7.8543e-05 | -408.0309 | -0.0011854 | -7.5561 | -0.0038548
Total | 9.132 | 0.301 | 0.015 | 6.24 | 3.07 | 0.301 | 1.1084 | 707706.7416 | 2.0561 | 13105.6804 | 6.6859
HV HH Metered
| Rate 1 units (MWh) | Rate 2 units (MWh) | Rate 3 units (MWh) | MPANs | Import capacity (kVA) | Reactive power units (MVArh) | MWh/year | MWh/MPAN/year
HV HH Metered | 788719.4253 | 3022184.7983 | 4176377.7827 | 2898.1644 | 2700940.6015 | 703277.7393 | 7987282.0064 | 2755.9797
| Unit rate 1 p/kWh | Unit rate 2 p/kWh | Unit rate 3 p/kWh | Fixed charge p/MPAN/day | Capacity charge p/kVA/day | Reactive power charge p/kVArh | Average unit rate (p/kWh) | Revenue (£/year) | Average p/kWh | Average £/MPAN/year | Average p/kVA/day
Assets 132kV | 1.2953 | 0.042759 | 0 |  | 0.039803 | 0.039398 | 0.14755 | 12177771.7873 | 0.15246 | 4201.8914 | 1.2353
Assets 132kV/EHV | 0.44027 | 0.014534 | 0 |  | 0 | 0.013391 | 0.050153 | 4005891.5978 | 0.050153 | 1382.2168 | 0.40634
Assets EHV | 0.36867 | 0.038729 | 0.0029314 |  | 0.21941 | 0.014283 | 0.053849 | 6464077.3729 | 0.08093 | 2230.404 | 0.65569
Assets EHV/HV | 0 | 0 | 0 |  | 1.067 | 0 | 0 | 10519328.957 | 0.1317 | 3629.6523 | 1.067
Assets 132kV/HV | 0 | 0 | 0 |  | 0.083788 | 0 | 0 | 826017.1699 | 0.010342 | 285.0139 | 0.083788
Assets HV | 0 | 0 | 0 |  | 0.78459 | 0 | 0 | 7734813.0341 | 0.096839 | 2668.8662 | 0.78459
Assets HV/LV | 0 | 0 | 0 |  | 0 | 0 | 0 | 0 | 0 | 0 | 0
Assets LV circuits | 0 | 0 | 0 |  | 0 | 0 | 0 | 0 | 0 | 0 | 0
Assets LV customer |  |  |  | 0 |  |  | 0 | 0 | 0 | 0 | 0
Assets HV customer |  |  |  | 0 |  |  | 0 | 0 | 0 | 0 | 0
Transmission exit | 0.29631 | 0 | 0 |  | 0 | 0.0080794 | 0.029971 | 2393893.062 | 0.029971 | 826.0032 | 0.24283
Operating 132kV | 0.5441 | 0.017962 | 0 |  | 0.01672 | 0.01655 | 0.061982 | 5115517.9038 | 0.064046 | 1765.089 | 0.5189
Operating 132kV/EHV | 0.18494 | 0.0061053 | 0 |  | 0 | 0.0056254 | 0.021068 | 1682755.3141 | 0.021068 | 580.628 | 0.17069
Operating EHV | 0.16571 | 0.017408 | 0.0013176 |  | 0.098618 | 0.0064197 | 0.024204 | 2905439.6851 | 0.036376 | 1002.5103 | 0.29472
Operating EHV/HV | 0 | 0 | 0 |  | 0.69132 | 0 | 0 | 6815326.242 | 0.085327 | 2351.601 | 0.69132
Operating 132kV/HV | 0 | 0 | 0 |  | 0.054285 | 0 | 0 | 535164.9822 | 0.0067002 | 184.6565 | 0.054285
Operating HV | 0 | 0 | 0 |  | 0.91004 | 0 | 0 | 8971605.178 | 0.11232 | 3095.6164 | 0.91004
Operating HV/LV | 0 | 0 | 0 |  | 0 | 0 | 0 | 0 | 0 | 0 | 0
Operating LV circuits | 0 | 0 | 0 |  | 0 | 0 | 0 | 0 | 0 | 0 | 0
Operating LV customer |  |  |  | 0 |  |  | 0 | 0 | 0 | 0 | 0
Operating HV customer |  |  |  | 63.5722 |  |  | 0 | 672485.9645 | 0.0084195 | 232.0386 | 0.068214
Scaler | 3.3944 | 0 | 0 | 0 | 0 | 0.092554 | 0.34334 | 27423400.5291 | 0.34334 | 9462.3345 | 2.7817
Rounding | 0.00030681 | -0.00049594 | -0.00024894 | -0.0022157 | 0.0043873 | -0.0002998 | -0.00031391 | 18155.7413 | 0.00022731 | 6.2646 | 0.0018416
Total | 6.69 | 0.137 | 0.004 | 63.57 | 3.97 | 0.196 | 0.7318 | 98261644.5213 | 1.2302 | 33904.7867 | 9.9673
HV Sub HH Metered
| Rate 1 units (MWh) | Rate 2 units (MWh) | Rate 3 units (MWh) | MPANs | Import capacity (kVA) | Reactive power units (MVArh) | MWh/year | MWh/MPAN/year
HV Sub HH Metered | 0 | 0 | 0 | 0 | 0 | 0 | 0
| Unit rate 1 p/kWh | Unit rate 2 p/kWh | Unit rate 3 p/kWh | Fixed charge p/MPAN/day | Capacity charge p/kVA/day | Reactive power charge p/kVArh | Average unit rate (p/kWh) | Revenue (£/year) | Average p/kWh | Average £/MPAN/year | Average p/kVA/day
Assets 132kV | 1.2288 | 0.040566 | 0 |  | 0 | 0.039347 | 0 | 0
Assets 132kV/EHV | 0.4448 | 0.014683 | 0 |  | 0 | 0.014242 | 0 | 0
Assets EHV | 0 | 0 | 0 |  | 1.1668 | 0 | 0 | 0
Assets EHV/HV | 0 | 0 | 0 |  | 1.1348 | 0 | 0 | 0
Assets 132kV/HV | 0 | 0 | 0 |  | 0 | 0 | 0 | 0
Assets HV | 0 | 0 | 0 |  | 0 | 0 | 0 | 0
Assets HV/LV | 0 | 0 | 0 |  | 0 | 0 | 0 | 0
Assets LV circuits | 0 | 0 | 0 |  | 0 | 0 | 0 | 0
Assets LV customer |  |  |  | 0 |  |  | 0 | 0
Assets HV customer |  |  |  | 0 |  |  | 0 | 0
Transmission exit | 0.2769 | 0 | 0 |  | 0 | 0.0079479 | 0 | 0
Operating 132kV | 0.5162 | 0.017041 | 0 |  | 0 | 0.016529 | 0 | 0
Operating 132kV/EHV | 0.18685 | 0.0061681 | 0 |  | 0 | 0.0059828 | 0 | 0
Operating EHV | 0 | 0 | 0 |  | 0.52442 | 0 | 0 | 0
Operating EHV/HV | 0 | 0 | 0 |  | 0.73525 | 0 | 0 | 0
Operating 132kV/HV | 0 | 0 | 0 |  | 0 | 0 | 0 | 0
Operating HV | 0 | 0 | 0 |  | 0 | 0 | 0 | 0
Operating HV/LV | 0 | 0 | 0 |  | 0 | 0 | 0 | 0
Operating LV circuits | 0 | 0 | 0 |  | 0 | 0 | 0 | 0
Operating LV customer |  |  |  | 0 |  |  | 0 | 0
Operating HV customer |  |  |  | 63.5722 |  |  | 0 | 0
Scaler | 3.172 | 0 | 0 | 0 | 0 | 0.091048 | 0 | 0
Rounding | 0.00042077 | -0.00045795 | 0 | -0.0022157 | -0.0012682 | -9.7263e-05 | 0 | 0
Total | 5.826 | 0.078 | 0 | 63.57 | 3.56 | 0.175 | 0 | 0 | 0 | 0 | 0
NHH UMS category A
| Rate 1 units (MWh) | MWh/year
NHH UMS category A | 59424.4371 | 59424.4371
| Unit rate 1 p/kWh | Revenue (£/year) | Average p/kWh
Assets 132kV | 0.15724 | 93440.4963 | 0.15724
Assets 132kV/EHV | 0.052645 | 31284.0745 | 0.052645
Assets EHV | 0.074787 | 44441.4614 | 0.074787
Assets EHV/HV | 0.10485 | 62307.4182 | 0.10485
Assets 132kV/HV | 0.0076623 | 4553.2504 | 0.0076623
Assets HV | 0.096336 | 57247.2288 | 0.096336
Assets HV/LV | 0.035053 | 20830.1651 | 0.035053
Assets LV circuits | 0.0081919 | 4867.9951 | 0.0081919
Assets LV customer |  | 0 | 0
Transmission exit | 0.031837 | 18918.9521 | 0.031837
Operating 132kV | 0.066053 | 39251.5593 | 0.066053
Operating 132kV/EHV | 0.022115 | 13141.5045 | 0.022115
Operating EHV | 0.031416 | 18668.5295 | 0.031416
Operating EHV/HV | 0.044045 | 26173.4839 | 0.044045
Operating 132kV/HV | 0.0032187 | 1912.6844 | 0.0032187
Operating HV | 0.077694 | 46168.9328 | 0.077694
Operating HV/LV | 0.050587 | 30061.3072 | 0.050587
Operating LV circuits | 0.05615 | 33366.5926 | 0.05615
Operating LV customer | 0.58287 | 346364.4397 | 0.58287
Scaler | 0.36471 | 216727.3087 | 0.36471
Rounding | -0.00045965 | -273.1435 | -0.00045965
Total | 1.867 | 1109454.2411 | 1.867
NHH UMS category B
| Rate 1 units (MWh) | MWh/year
NHH UMS category B | 23133.0404 | 23133.0404
| Unit rate 1 p/kWh | Revenue (£/year) | Average p/kWh
Assets 132kV | 0.2428 | 56166.8804 | 0.2428
Assets 132kV/EHV | 0.08129 | 18804.7896 | 0.08129
Assets EHV | 0.097902 | 22647.7273 | 0.097902
Assets EHV/HV | 0.13726 | 31752.363 | 0.13726
Assets 132kV/HV | 0.011831 | 2736.949 | 0.011831
Assets HV | 0.12611 | 29173.6496 | 0.12611
Assets HV/LV | 0.045888 | 10615.2202 | 0.045888
Assets LV circuits | 0.010724 | 2480.7696 | 0.010724
Assets LV customer |  | 0 | 0
Transmission exit | 0.05402 | 12496.4253 | 0.05402
Operating 132kV | 0.10199 | 23594.0275 | 0.10199
Operating 132kV/EHV | 0.034147 | 7899.33 | 0.034147
Operating EHV | 0.041126 | 9513.6332 | 0.041126
Operating EHV/HV | 0.057659 | 13338.2185 | 0.057659
Operating 132kV/HV | 0.00497 | 1149.7104 | 0.00497
Operating HV | 0.10171 | 23528.0606 | 0.10171
Operating HV/LV | 0.066223 | 15319.4847 | 0.066223
Operating LV circuits | 0.073505 | 17003.8848 | 0.073505
Operating LV customer | 0.58287 | 134834.4716 | 0.58287
Scaler | 0.61883 | 143153.6282 | 0.61883
Rounding | 0.00015049 | 34.813 | 0.00015049
Total | 2.491 | 576244.0364 | 2.491
NHH UMS category C
| Rate 1 units (MWh) | MWh/year
NHH UMS category C | 293.1021 | 293.1021
| Unit rate 1 p/kWh | Revenue (£/year) | Average p/kWh
Assets 132kV | 0.45341 | 1328.9644 | 0.45341
Assets 132kV/EHV | 0.1518 | 444.9401 | 0.1518
Assets EHV | 0.17896 | 524.5374 | 0.17896
Assets EHV/HV | 0.2509 | 735.4072 | 0.2509
Assets 132kV/HV | 0.022094 | 64.7589 | 0.022094
Assets HV | 0.23053 | 675.6824 | 0.23053
Assets HV/LV | 0.083881 | 245.856 | 0.083881
Assets LV circuits | 0.019603 | 57.4564 | 0.019603
Assets LV customer |  | 0 | 0
Transmission exit | 0.10083 | 295.5418 | 0.10083
Operating 132kV | 0.19047 | 558.2582 | 0.19047
Operating 132kV/EHV | 0.063768 | 186.906 | 0.063768
Operating EHV | 0.075176 | 220.3425 | 0.075176
Operating EHV/HV | 0.1054 | 308.9226 | 0.1054
Operating 132kV/HV | 0.0092812 | 27.2033 | 0.0092812
Operating HV | 0.18592 | 544.9266 | 0.18592
Operating HV/LV | 0.12105 | 354.8101 | 0.12105
Operating LV circuits | 0.13436 | 393.822 | 0.13436
Operating LV customer | 0.58287 | 1708.3904 | 0.58287
Scaler | 1.1551 | 3385.5991 | 1.1551
Rounding | -0.00040083 | -1.1749 | -0.00040083
Total | 4.115 | 12061.1507 | 4.115
NHH UMS category D
| Rate 1 units (MWh) | MWh/year
NHH UMS category D | 8935.7808 | 8935.7808
| Unit rate 1 p/kWh | Revenue (£/year) | Average p/kWh
Assets 132kV | 0.092882 | 8299.7424 | 0.092882
Assets 132kV/EHV | 0.031097 | 2778.7712 | 0.031097
Assets EHV | 0.058356 | 5214.5418 | 0.058356
Assets EHV/HV | 0.081815 | 7310.845 | 0.081815
Assets 132kV/HV | 0.004526 | 404.4371 | 0.004526
Assets HV | 0.075171 | 6717.1073 | 0.075171
Assets HV/LV | 0.027352 | 2444.1088 | 0.027352
Assets LV circuits | 0.0063921 | 571.1865 | 0.0063921
Assets LV customer |  | 0 | 0
Transmission exit | 0.014841 | 1326.1369 | 0.014841
Operating 132kV | 0.039017 | 3486.4737 | 0.039017
Operating 132kV/EHV | 0.013063 | 1167.2787 | 0.013063
Operating EHV | 0.024514 | 2190.4731 | 0.024514
Operating EHV/HV | 0.034368 | 3071.0674 | 0.034368
Operating 132kV/HV | 0.0019013 | 169.8919 | 0.0019013
Operating HV | 0.060624 | 5417.2347 | 0.060624
Operating HV/LV | 0.039473 | 3527.2454 | 0.039473
Operating LV circuits | 0.043813 | 3915.0713 | 0.043813
Operating LV customer | 0.58287 | 52083.5678 | 0.58287
Scaler | 0.17001 | 15191.6491 | 0.17001
Rounding | -8.0395e-05 | -7.1839 | -8.0395e-05
Total | 1.402 | 125279.6463 | 1.402
LV UMS (Pseudo HH Metered)
| Rate 1 units (MWh) | Rate 2 units (MWh) | Rate 3 units (MWh) | MWh/year
LV UMS (Pseudo HH Metered) | 13649.2764 | 32369.8968 | 234932.4273 | 280951.6005
| Unit rate 1 p/kWh | Unit rate 2 p/kWh | Unit rate 3 p/kWh | Average unit rate (p/kWh) | Revenue (£/year) | Average p/kWh
Assets 132kV | 4.7432 | 0.044251 | 0 | 0.23553 | 661735.2237 | 0.23553
Assets 132kV/EHV | 1.588 | 0.014815 | 0 | 0.078857 | 221550.3432 | 0.078857
Assets EHV | 1.7731 | 0.052134 | 0.0046223 | 0.096012 | 269747.4372 | 0.096012
Assets EHV/HV | 2.4859 | 0.073092 | 0.0064805 | 0.13461 | 378188.8774 | 0.13461
Assets 132kV/HV | 0.23113 | 0.0021563 | 0 | 0.011477 | 32245.6137 | 0.011477
Assets HV | 2.284 | 0.067156 | 0.0059542 | 0.12368 | 347474.9202 | 0.12368
Assets HV/LV | 0.83106 | 0.024436 | 0.0021665 | 0.045002 | 126433.3684 | 0.045002
Assets LV circuits | 0.19422 | 0.0057106 | 0.00050631 | 0.010517 | 29547.3905 | 0.010517
Assets LV customer |  |  |  | 0 | 0 | 0
Transmission exit | 1.0727 | 0 | 0 | 0.052112 | 146410.5552 | 0.052112
Operating 132kV | 1.9925 | 0.018589 | 0 | 0.098941 | 277975.1866 | 0.098941
Operating 132kV/EHV | 0.66708 | 0.0062235 | 0 | 0.033126 | 93066.6765 | 0.033126
Operating EHV | 0.74482 | 0.0219 | 0.0019417 | 0.040332 | 113312.835 | 0.040332
Operating EHV/HV | 1.0442 | 0.030704 | 0.0027222 | 0.056546 | 158865.8424 | 0.056546
Operating 132kV/HV | 0.097091 | 0.00090581 | 0 | 0.0048213 | 13545.4184 | 0.0048213
Operating HV | 1.842 | 0.05416 | 0.0048019 | 0.099744 | 280232.713 | 0.099744
Operating HV/LV | 1.1994 | 0.035265 | 0.0031266 | 0.064945 | 182463.86 | 0.064945
Operating LV circuits | 1.3312 | 0.039142 | 0.0034704 | 0.072086 | 202526.0323 | 0.072086
Operating LV customer | 0.58287 | 0.58287 | 0.58287 | 0.58287 | 1637569.4648 | 0.58287
Scaler | 12.2879 | 0 | 0 | 0.59698 | 1677215.8123 | 0.59698
Rounding | -0.00034408 | 0.00049552 | 0.00034212 | 0.00032645 | 917.176 | 0.00032645
Total | 36.992 | 1.074 | 0.619 | 2.4385 | 6851024.7467 | 2.4385
LV Generation NHH
| Rate 1 units (MWh) | MPANs | MWh/year | MWh/MPAN/year
LV Generation NHH | 1384.25 | 0 | 1384.25
| Unit rate 1 p/kWh | Fixed charge p/MPAN/day | Revenue (£/year) | Average p/kWh | Average £/MPAN/year
Assets 132kV | -0.13051 |  | -1806.6482 | -0.13051
Assets 132kV/EHV | -0.043697 |  | -604.8696 | -0.043697
Assets EHV | -0.062334 |  | -862.8515 | -0.062334
Assets EHV/HV | -0.087392 |  | -1209.7273 | -0.087392
Assets 132kV/HV | -0.0063598 |  | -88.0359 | -0.0063598
Assets HV | -0.080295 |  | -1111.4814 | -0.080295
Assets HV/LV | -0.029216 |  | -404.4273 | -0.029216
Assets LV circuits | 0 |  | 0 | 0
Assets LV customer |  | 0 | 0 | 0
Assets HV customer |  | 0 | 0 | 0
Transmission exit | -0.026363 |  | -364.9304 | -0.026363
Operating 132kV | -0.054825 |  | -758.9189 | -0.054825
Operating 132kV/EHV | -0.018356 |  | -254.0876 | -0.018356
Operating EHV | -0.026184 |  | -362.4581 | -0.026184
Operating EHV/HV | -0.036711 |  | -508.1703 | -0.036711
Operating 132kV/HV | -0.0026716 |  | -36.9813 | -0.0026716
Operating HV | -0.064756 |  | -896.3912 | -0.064756
Operating HV/LV | -0.042164 |  | -583.6542 | -0.042164
Operating LV circuits | 0 |  | 0 | 0
Operating LV customer |  | 0 | 0 | 0
Operating HV customer |  | 0 | 0 | 0
Scaler | 0 | 0 | 0 | 0
Rounding | -0.00016087 | 0 | -2.2269 | -0.00016087
Total | -0.712 | 0 | -9855.86 | -0.712 | 0
LV Sub Generation NHH
| Rate 1 units (MWh) | MPANs | MWh/year | MWh/MPAN/year
LV Sub Generation NHH | 0 | 0 | 0
| Unit rate 1 p/kWh | Fixed charge p/MPAN/day | Revenue (£/year) | Average p/kWh | Average £/MPAN/year
Assets 132kV | -0.12587 |  | 0
Assets 132kV/EHV | -0.04214 |  | 0
Assets EHV | -0.060113 |  | 0
Assets EHV/HV | -0.08428 |  | 0
Assets 132kV/HV | -0.0061333 |  | 0
Assets HV | -0.077435 |  | 0
Assets HV/LV | 0 |  | 0
Assets LV circuits | 0 |  | 0
Assets LV customer |  | 0 | 0
Assets HV customer |  | 0 | 0
Transmission exit | -0.025424 |  | 0
Operating 132kV | -0.052873 |  | 0
Operating 132kV/EHV | -0.017702 |  | 0
Operating EHV | -0.025252 |  | 0
Operating EHV/HV | -0.035403 |  | 0
Operating 132kV/HV | -0.0025764 |  | 0
Operating HV | -0.06245 |  | 0
Operating HV/LV | 0 |  | 0
Operating LV circuits | 0 |  | 0
Operating LV customer |  | 0 | 0
Operating HV customer |  | 0 | 0
Scaler | 0 | 0 | 0
Rounding | -0.00035201 | 0 | 0
Total | -0.618 | 0 | 0 | 0 | 0
LV Generation Intermittent
| Rate 1 units (MWh) | MPANs | Reactive power units (MVArh) | MWh/year | MWh/MPAN/year
LV Generation Intermittent | 3179.477 | 109 | 313.467 | 3179.477 | 29.1695
| Unit rate 1 p/kWh | Fixed charge p/MPAN/day | Reactive power charge p/kVArh | Revenue (£/year) | Average p/kWh | Average £/MPAN/year
Assets 132kV | -0.13051 |  | 0.036038 | -4036.7136 | -0.12696 | -37.0341
Assets 132kV/EHV | -0.043697 |  | 0.013045 | -1348.4316 | -0.04241 | -12.3709
Assets EHV | -0.062334 |  | 0.018608 | -1923.5489 | -0.060499 | -17.6472
Assets EHV/HV | -0.087392 |  | 0.026089 | -2696.8367 | -0.08482 | -24.7416
Assets 132kV/HV | -0.0063598 |  | 0.023401 | -128.8555 | -0.0040527 | -1.1822
Assets HV | -0.080295 |  | 0.022171 | -2483.4565 | -0.078109 | -22.784
Assets HV/LV | -0.029216 |  | 0.0080673 | -903.6386 | -0.028421 | -8.2903
Assets LV circuits | 0 |  | 0.0018853 | 5.9099 | 0.00018588 | 0.054219
Assets LV customer |  | 0 |  | 0 | 0 | 0
Assets HV customer |  | 0 |  | 0 | 0 | 0
Transmission exit | -0.026363 |  | 0.0072795 | -815.3881 | -0.025645 | -7.4806
Operating 132kV | -0.054825 |  | 0.015139 | -1695.7027 | -0.053333 | -15.5569
Operating 132kV/EHV | -0.018356 |  | 0.0054796 | -566.4358 | -0.017815 | -5.1967
Operating EHV | -0.026184 |  | 0.0078167 | -808.0254 | -0.025414 | -7.4131
Operating EHV/HV | -0.036711 |  | 0.010959 | -1132.8605 | -0.03563 | -10.3932
Operating 132kV/HV | -0.0026716 |  | 0.00983 | -54.1283 | -0.0017024 | -0.49659
Operating HV | -0.064756 |  | 0.017881 | -2002.8661 | -0.062994 | -18.3749
Operating HV/LV | -0.042164 |  | 0.011642 | -1304.0971 | -0.041016 | -11.9642
Operating LV circuits | 0 |  | 0.012923 | 40.5079 | 0.001274 | 0.37163
Operating LV customer |  | 0 |  | 0 | 0 | 0
Operating HV customer |  | 0 |  | 0 | 0 | 0
Scaler | 0 | 0 | 0 | 0 | 0 | 0
Rounding | -0.00016087 | 0 | -0.00025382 | -5.9105 | -0.0001859 | -0.054225
Total | -0.712 | 0 | 0.248 | -21860.4781 | -0.68755 | -200.5548
LV Generation Non-Intermittent
| Rate 1 units (MWh) | Rate 2 units (MWh) | Rate 3 units (MWh) | MPANs | Reactive power units (MVArh) | MWh/year | MWh/MPAN/year
LV Generation Non-Intermittent | 462.318 | 1839.133 | 2472.74 | 63 | 343.549 | 4774.191 | 75.7808
| Unit rate 1 p/kWh | Unit rate 2 p/kWh | Unit rate 3 p/kWh | Fixed charge p/MPAN/day | Reactive power charge p/kVArh | Average unit rate (p/kWh) | Revenue (£/year) | Average p/kWh | Average £/MPAN/year
Assets 132kV | -1.3089 | -0.04321 | 0 |  | 0.036038 | -0.1408 | -6722.2908 | -0.1408 | -106.703
Assets 132kV/EHV | -0.43823 | -0.014467 | 0 |  | 0.013045 | -0.047071 | -2247.274 | -0.047071 | -35.671
Assets EHV | -0.49081 | -0.05156 | -0.0039026 |  | 0.018608 | -0.068073 | -3249.9398 | -0.068073 | -51.5863
Assets EHV/HV | -0.68812 | -0.072288 | -0.0054715 |  | 0.026089 | -0.095439 | -4556.4514 | -0.095439 | -72.3246
Assets 132kV/HV | -0.063783 | -0.0021056 | 0 |  | 0.023401 | -0.0053037 | -253.2095 | -0.0053037 | -4.0192
Assets HV | -0.63224 | -0.066417 | -0.0050271 |  | 0.022171 | -0.087818 | -4192.5869 | -0.087818 | -66.549
Assets HV/LV | -0.23005 | -0.024167 | -0.0018292 |  | 0.0080673 | -0.031954 | -1525.5285 | -0.031954 | -24.2147
Assets LV circuits | 0 | 0 | 0 |  | 0.0018853 | 0.00013567 | 6.477 | 0.00013567 | 0.10281
Assets LV customer |  |  |  | 0 |  | 0 | 0 | 0 | 0
Assets HV customer |  |  |  | 0 |  | 0 | 0 | 0 | 0
Transmission exit | -0.29494 | 0 | 0 |  | 0.0072795 | -0.028038 | -1338.5653 | -0.028038 | -21.2471
Operating 132kV | -0.54984 | -0.018151 | 0 |  | 0.015139 | -0.059148 | -2823.8334 | -0.059148 | -44.8228
Operating 132kV/EHV | -0.18409 | -0.006077 | 0 |  | 0.0054796 | -0.019773 | -944.0126 | -0.019773 | -14.9843
Operating EHV | -0.20618 | -0.021659 | -0.0016394 |  | 0.0078167 | -0.028595 | -1365.2026 | -0.028595 | -21.6699
Operating EHV/HV | -0.28906 | -0.030366 | -0.0022984 |  | 0.010959 | -0.040091 | -1914.029 | -0.040091 | -30.3814
Operating 132kV/HV | -0.026793 | -0.00088448 | 0 |  | 0.00983 | -0.0022279 | -106.3657 | -0.0022279 | -1.6883
Operating HV | -0.50989 | -0.053564 | -0.0040543 |  | 0.017881 | -0.070824 | -3381.2513 | -0.070824 | -53.6707
Operating HV/LV | -0.332 | -0.034877 | -0.0026398 |  | 0.011642 | -0.046114 | -2201.5851 | -0.046114 | -34.9458
Operating LV circuits | 0 | 0 | 0 |  | 0.012923 | 0.0009299 | 44.3953 | 0.0009299 | 0.70469
Operating LV customer |  |  |  | 0 |  | 0 | 0 | 0 | 0
Operating HV customer |  |  |  | 0 |  | 0 | 0 | 0 | 0
Scaler | 0 | 0 | 0 | 0 | 0 | 0 | 0 | 0 | 0
Rounding | -4.9243e-05 | -0.0002077 | -0.00013788 | 0 | -0.00025382 | -0.00017446 | -8.3288 | -0.00017446 | -0.1322
Total | -6.245 | -0.44 | -0.027 | 0 | 0.248 | -0.77038 | -36779.5826 | -0.77038 | -583.8029
LV Sub Generation Intermittent
| Rate 1 units (MWh) | MPANs | Reactive power units (MVArh) | MWh/year | MWh/MPAN/year
LV Sub Generation Intermittent | 20.11 | 1 | 2.669 | 20.11 | 20.11
| Unit rate 1 p/kWh | Fixed charge p/MPAN/day | Reactive power charge p/kVArh | Revenue (£/year) | Average p/kWh | Average £/MPAN/year
Assets 132kV | -0.12587 |  | 0.034755 | -24.3841 | -0.12125 | -24.3841
Assets 132kV/EHV | -0.04214 |  | 0.01258 | -8.1386 | -0.040471 | -8.1386
Assets EHV | -0.060113 |  | 0.017945 | -11.6098 | -0.057732 | -11.6098
Assets EHV/HV | -0.08428 |  | 0.02516 | -16.2771 | -0.08094 | -16.2771
Assets 132kV/HV | -0.0061333 |  | 0.022567 | -0.63109 | -0.0031382 | -0.63109
Assets HV | -0.077435 |  | 0.021382 | -15.0015 | -0.074597 | -15.0015
Assets HV/LV | 0 |  | 0.00778 | 0.20765 | 0.0010326 | 0.20765
Assets LV circuits | 0 |  | 0 | 0 | 0 | 0
Assets LV customer |  | 0 |  | 0 | 0 | 0
Assets HV customer |  | 0 |  | 0 | 0 | 0
Transmission exit | -0.025424 |  | 0.0070202 | -4.9254 | -0.024492 | -4.9254
Operating 132kV | -0.052873 |  | 0.014599 | -10.243 | -0.050935 | -10.243
Operating 132kV/EHV | -0.017702 |  | 0.0052845 | -3.4188 | -0.017001 | -3.4188
Operating EHV | -0.025252 |  | 0.0075383 | -4.8769 | -0.024251 | -4.8769
Operating EHV/HV | -0.035403 |  | 0.010569 | -6.8375 | -0.034001 | -6.8375
Operating 132kV/HV | -0.0025764 |  | 0.0094799 | -0.2651 | -0.0013183 | -0.2651
Operating HV | -0.06245 |  | 0.017244 | -12.0985 | -0.060161 | -12.0985
Operating HV/LV | 0 |  | 0.011228 | 0.29967 | 0.0014902 | 0.29967
Operating LV circuits | 0 |  | 0 | 0 | 0 | 0
Operating LV customer |  | 0 |  | 0 | 0 | 0
Operating HV customer |  | 0 |  | 0 | 0 | 0
Scaler | 0 | 0 | 0 | 0 | 0 | 0
Rounding | -0.00035201 | 0 | -0.00013142 | -0.074297 | -0.00036945 | -0.074297
Total | -0.618 | 0 | 0.225 | -118.2746 | -0.58814 | -118.2746
LV Sub Generation Non-Intermittent
| Rate 1 units (MWh) | Rate 2 units (MWh) | Rate 3 units (MWh) | MPANs | Reactive power units (MVArh) | MWh/year | MWh/MPAN/year
LV Sub Generation Non-Intermittent | 0 | 0 | 0 | 0 | 0 | 0
| Unit rate 1 p/kWh | Unit rate 2 p/kWh | Unit rate 3 p/kWh | Fixed charge p/MPAN/day | Reactive power charge p/kVArh | Average unit rate (p/kWh) | Revenue (£/year) | Average p/kWh | Average £/MPAN/year
Assets 132kV | -1.2623 | -0.041671 | 0 |  | 0.034755 | 0 | 0
Assets 132kV/EHV | -0.42262 | -0.013951 | 0 |  | 0.01258 | 0 | 0
Assets EHV | -0.47333 | -0.049724 | -0.0037636 |  | 0.017945 | 0 | 0
Assets EHV/HV | -0.66361 | -0.069713 | -0.0052766 |  | 0.02516 | 0 | 0
Assets 132kV/HV | -0.061511 | -0.0020306 | 0 |  | 0.022567 | 0 | 0
Assets HV | -0.60972 | -0.064052 | -0.0048481 |  | 0.021382 | 0 | 0
Assets HV/LV | 0 | 0 | 0 |  | 0.00778 | 0 | 0
Assets LV circuits | 0 | 0 | 0 |  | 0 | 0 | 0
Assets LV customer |  |  |  | 0 |  | 0 | 0
Assets HV customer |  |  |  | 0 |  | 0 | 0
Transmission exit | -0.28444 | 0 | 0 |  | 0.0070202 | 0 | 0
Operating 132kV | -0.53026 | -0.017505 | 0 |  | 0.014599 | 0 | 0
Operating 132kV/EHV | -0.17753 | -0.0058606 | 0 |  | 0.0052845 | 0 | 0
Operating EHV | -0.19883 | -0.020887 | -0.001581 |  | 0.0075383 | 0 | 0
Operating EHV/HV | -0.27876 | -0.029284 | -0.0022165 |  | 0.010569 | 0 | 0
Operating 132kV/HV | -0.025839 | -0.00085298 | 0 |  | 0.0094799 | 0 | 0
Operating HV | -0.49173 | -0.051657 | -0.0039099 |  | 0.017244 | 0 | 0
Operating HV/LV | 0 | 0 | 0 |  | 0.011228 | 0 | 0
Operating LV circuits | 0 | 0 | 0 |  | 0 | 0 | 0
Operating LV customer |  |  |  | 0 |  | 0 | 0
Operating HV customer |  |  |  | 0 |  | 0 | 0
Scaler | 0 | 0 | 0 | 0 | 0 | 0 | 0
Rounding | -0.00049911 | 0.00018807 | -0.00040442 | 0 | -0.00013142 | 0 | 0
Total | -5.481 | -0.367 | -0.022 | 0 | 0.225 | 0 | 0 | 0 | 0
HV Generation Intermittent
| Rate 1 units (MWh) | MPANs | Reactive power units (MVArh) | MWh/year | MWh/MPAN/year
HV Generation Intermittent | 10691.027 | 23 | 168.215 | 10691.027 | 464.8273
| Unit rate 1 p/kWh | Fixed charge p/MPAN/day | Reactive power charge p/kVArh | Revenue (£/year) | Average p/kWh | Average £/MPAN/year
Assets 132kV | -0.12456 |  | 0.034393 | -13258.357 | -0.12401 | -576.4503
Assets 132kV/EHV | -0.041701 |  | 0.012449 | -4437.3543 | -0.041505 | -192.9284
Assets EHV | -0.055596 |  | 0.016597 | -5915.8188 | -0.055334 | -257.2095
Assets EHV/HV | -0.054075 |  | 0.016143 | -5754.0416 | -0.053821 | -250.1757
Assets 132kV/HV | -0.0039352 |  | 0.01448 | -396.3603 | -0.0037074 | -17.2331
Assets HV | 0 |  | 0.014712 | 24.7476 | 0.00023148 | 1.076
Assets HV/LV | 0 |  | 0 | 0 | 0 | 0
Assets LV circuits | 0 |  | 0 | 0 | 0 | 0
Assets LV customer |  | 0 |  | 0 | 0 | 0
Assets HV customer |  | 0 |  | 0 | 0 | 0
Transmission exit | -0.025159 |  | 0.0069471 | -2678.0961 | -0.02505 | -116.439
Operating 132kV | -0.052322 |  | 0.014447 | -5569.4394 | -0.052095 | -242.1495
Operating 132kV/EHV | -0.017517 |  | 0.0052294 | -1863.9999 | -0.017435 | -81.0435
Operating EHV | -0.024989 |  | 0.0074598 | -2659.0113 | -0.024871 | -115.6092
Operating EHV/HV | -0.035035 |  | 0.010459 | -3727.9631 | -0.03487 | -162.0854
Operating 132kV/HV | -0.0025496 |  | 0.0093811 | -256.7963 | -0.002402 | -11.1651
Operating HV | 0 |  | 0.017064 | 28.7047 | 0.00026849 | 1.248
Operating HV/LV | 0 |  | 0 | 0 | 0 | 0
Operating LV circuits | 0 |  | 0 | 0 | 0 | 0
Operating LV customer |  | 0 |  | 0 | 0 | 0
Operating HV customer |  | 31.242 |  | 2622.7666 | 0.024532 | 114.0333
Scaler | 0 | 0 | 0 | 0 | 0 | 0
Rounding | 0.00043384 | -0.0020084 | 0.00023969 | 46.6162 | 0.00043603 | 2.0268
Total | -0.437 | 31.24 | 0.18 | -43794.403 | -0.40964 | -1904.1045
HV Generation Non-Intermittent
| Rate 1 units (MWh) | Rate 2 units (MWh) | Rate 3 units (MWh) | MPANs | Reactive power units (MVArh) | MWh/year | MWh/MPAN/year
HV Generation Non-Intermittent | 58988.399 | 191553.249 | 369639.072 | 150 | 4847.774 | 620180.72 | 4134.5381
| Unit rate 1 p/kWh | Unit rate 2 p/kWh | Unit rate 3 p/kWh | Fixed charge p/MPAN/day | Reactive power charge p/kVArh | Average unit rate (p/kWh) | Revenue (£/year) | Average p/kWh | Average £/MPAN/year
Assets 132kV | -1.2492 | -0.041237 | 0 |  | 0.034393 | -0.13128 | -814182.8126 | -0.13128 | -5427.8854
Assets 132kV/EHV | -0.41822 | -0.013806 | 0 |  | 0.012449 | -0.043946 | -272544.8273 | -0.043946 | -1816.9655
Assets EHV | -0.43776 | -0.045987 | -0.0034807 |  | 0.016597 | -0.057786 | -358376.4536 | -0.057786 | -2389.1764
Assets EHV/HV | -0.42579 | -0.044729 | -0.0033855 |  | 0.016143 | -0.056206 | -348576.0922 | -0.056206 | -2323.8406
Assets 132kV/HV | -0.039466 | -0.0013028 | 0 |  | 0.01448 | -0.0040431 | -25074.3235 | -0.0040431 | -167.1622
Assets HV | 0 | 0 | 0 |  | 0.014712 | 0.000115 | 713.1988 | 0.000115 | 4.7547
Assets HV/LV | 0 | 0 | 0 |  | 0 | 0 | 0 | 0 | 0
Assets LV circuits | 0 | 0 | 0 |  | 0 | 0 | 0 | 0 | 0
Assets LV customer |  |  |  | 0 |  | 0 | 0 | 0 | 0
Assets HV customer |  |  |  | 0 |  | 0 | 0 | 0 | 0
Transmission exit | -0.28148 | 0 | 0 |  | 0.0069471 | -0.026718 | -165700.8899 | -0.026718 | -1104.6726
Operating 132kV | -0.52473 | -0.017322 | 0 |  | 0.014447 | -0.055147 | -342013.8616 | -0.055147 | -2280.0924
Operating 132kV/EHV | -0.17568 | -0.0057995 | 0 |  | 0.0052294 | -0.01846 | -114487.9349 | -0.01846 | -763.2529
Operating EHV | -0.19676 | -0.02067 | -0.0015645 |  | 0.0074598 | -0.025973 | -161081.1738 | -0.025973 | -1073.8745
Operating EHV/HV | -0.27586 | -0.028979 | -0.0021934 |  | 0.010459 | -0.036415 | -225837.5794 | -0.036415 | -1505.5839
Operating 132kV/HV | -0.02557 | -0.0008441 | 0 |  | 0.0093811 | -0.0026194 | -16245.3038 | -0.0026194 | -108.302
Operating HV | 0 | 0 | 0 |  | 0.017064 | 0.00013339 | 827.2389 | 0.00013339 | 5.5149
Operating HV/LV | 0 | 0 | 0 |  | 0 | 0 | 0 | 0 | 0
Operating LV circuits | 0 | 0 | 0 |  | 0 | 0 | 0 | 0 | 0
Operating LV customer |  |  |  | 0 |  | 0 | 0 | 0 | 0
Operating HV customer |  |  |  | 31.242 |  | 0 | 17104.9996 | 0.0027581 | 114.0333
Scaler | 0 | 0 | 0 | 0 | 0 | 0 | 0 | 0 | 0
Rounding | 0.00047485 | -0.00032314 | -0.00037579 | -0.0020084 | 0.00023969 | -0.00027675 | -1717.4292 | -0.00027692 | -11.4495
Total | -4.05 | -0.221 | -0.011 | 31.24 | 0.18 | -0.45862 | -2827193.2445 | -0.45587 | -18847.955
HV Sub Generation Intermittent
| Rate 1 units (MWh) | MPANs | Reactive power units (MVArh) | MWh/year | MWh/MPAN/year
HV Sub Generation Intermittent | 0 | 0 | 0 | 0
| Unit rate 1 p/kWh | Fixed charge p/MPAN/day | Reactive power charge p/kVArh | Revenue (£/year) | Average p/kWh | Average £/MPAN/year
Assets 132kV | -0.12253 |  | 0.033833 | 0
Assets 132kV/EHV | -0.044351 |  | 0.012246 | 0
Assets EHV | -0.059128 |  | 0.016327 | 0
Assets EHV/HV | 0 |  | 0 | 0
Assets 132kV/HV | 0 |  | 0.021969 | 0
Assets HV | 0 |  | 0 | 0
Assets HV/LV | 0 |  | 0 | 0
Assets LV circuits | 0 |  | 0 | 0
Assets LV customer |  | 0 |  | 0
Assets HV customer |  | 0 |  | 0
Transmission exit | -0.02475 |  | 0.006834 | 0
Operating 132kV | -0.051471 |  | 0.014212 | 0
Operating 132kV/EHV | -0.018631 |  | 0.0051443 | 0
Operating EHV | -0.026577 |  | 0.0073385 | 0
Operating EHV/HV | 0 |  | 0 | 0
Operating 132kV/HV | 0 |  | 0.0092285 | 0
Operating HV | 0 |  | 0 | 0
Operating HV/LV | 0 |  | 0 | 0
Operating LV circuits | 0 |  | 0 | 0
Operating LV customer |  | 0 |  | 0
Operating HV customer |  | 31.242 |  | 0
Scaler | 0 | 0 | 0 | 0
Rounding | 0.00043631 | -0.0020084 | -0.00013282 | 0
Total | -0.347 | 31.24 | 0.127 | 0 | 0 | 0
HV Sub Generation Non-Intermittent
| Rate 1 units (MWh) | Rate 2 units (MWh) | Rate 3 units (MWh) | MPANs | Reactive power units (MVArh) | MWh/year | MWh/MPAN/year
HV Sub Generation Non-Intermittent | 0 | 0 | 0 | 0 | 0 | 0
| Unit rate 1 p/kWh | Unit rate 2 p/kWh | Unit rate 3 p/kWh | Fixed charge p/MPAN/day | Reactive power charge p/kVArh | Average unit rate (p/kWh) | Revenue (£/year) | Average p/kWh | Average £/MPAN/year
Assets 132kV | -1.2288 | -0.040566 | 0 |  | 0.033833 | 0 | 0
Assets 132kV/EHV | -0.4448 | -0.014683 | 0 |  | 0.012246 | 0 | 0
Assets EHV | -0.46557 | -0.048909 | -0.0037019 |  | 0.016327 | 0 | 0
Assets EHV/HV | 0 | 0 | 0 |  | 0 | 0 | 0
Assets 132kV/HV | 0 | 0 | 0 |  | 0.021969 | 0 | 0
Assets HV | 0 | 0 | 0 |  | 0 | 0 | 0
Assets HV/LV | 0 | 0 | 0 |  | 0 | 0 | 0
Assets LV circuits | 0 | 0 | 0 |  | 0 | 0 | 0
Assets LV customer |  |  |  | 0 |  | 0 | 0
Assets HV customer |  |  |  | 0 |  | 0 | 0
Transmission exit | -0.2769 | 0 | 0 |  | 0.006834 | 0 | 0
Operating 132kV | -0.5162 | -0.017041 | 0 |  | 0.014212 | 0 | 0
Operating 132kV/EHV | -0.18685 | -0.0061681 | 0 |  | 0.0051443 | 0 | 0
Operating EHV | -0.20926 | -0.021983 | -0.0016639 |  | 0.0073385 | 0 | 0
Operating EHV/HV | 0 | 0 | 0 |  | 0 | 0 | 0
Operating 132kV/HV | 0 | 0 | 0 |  | 0.0092285 | 0 | 0
Operating HV | 0 | 0 | 0 |  | 0 | 0 | 0
Operating HV/LV | 0 | 0 | 0 |  | 0 | 0 | 0
Operating LV circuits | 0 | 0 | 0 |  | 0 | 0 | 0
Operating LV customer |  |  |  | 0 |  | 0 | 0
Operating HV customer |  |  |  | 31.242 |  | 0 | 0
Scaler | 0 | 0 | 0 | 0 | 0 | 0 | 0
Rounding | 0.00041574 | 0.00035027 | 0.00036582 | -0.0020084 | -0.00013282 | 0 | 0
Total | -3.328 | -0.149 | -0.005 | 31.24 | 0.127 | 0 | 0 | 0 | 0

## M-Rev
Revenue matrix for WPD East Midlands in April 14 (102)
This sheet is for information only. It can be deleted without affecting any calculations elsewhere in the model.
3901. Revenue matrix by tariff
Revenue matrix by tariff, charging element and network level
| Assets 132kV | Assets 132kV/EHV | Assets EHV | Assets EHV/HV | Assets 132kV/HV | Assets HV | Assets HV/LV | Assets LV circuits | Assets LV customer | Assets HV customer | Transmission exit | Operating 132kV | Operating 132kV/EHV | Operating EHV | Operating EHV/HV | Operating 132kV/HV | Operating HV | Operating HV/LV | Operating LV circuits | Operating LV customer | Operating HV customer | Scaler | Rounding | Total net revenue by tariff (£/year)
Domestic Unrestricted | 14929900.1167 | 4998561.9259 | 7130490.0714 | 9997025.5989 | 727517.2526 | 9185134.4137 | 3342133.2473 | 776354.7614 | 0 | 0 | 3015736.2038 | 6271604.7469 | 2099746.4456 | 2995305.7308 | 4199451.618 | 305608.2505 | 7407657.3192 | 4823240.4182 | 5321351.4513 | 9183439.8115 | 0 | 34546965.8274 | 35459.2784 | 131292684.4895
Domestic Two Rate | 9967109.1095 | 3337009.0702 | 4584585.4203 | 6427639.2432 | 485686.0247 | 5905629.6123 | 2148841.8334 | 490508.1931 | 0 | 0 | 2057935.4181 | 4186884.595 | 1401777.7588 | 1925847.2903 | 2700059.1079 | 204022.1806 | 4762791.5338 | 3101127.3388 | 3362079.5738 | 5802183.0902 | 0 | 23574815.4883 | 23742.3926 | 86450274.2748
Domestic Off Peak (related MPAN) | 90285.4675 | 30227.7642 | 55077.8506 | 77219.753 | 4399.5094 | 70948.484 | 25815.549 | 0 |  |  | 15546.9139 | 37926.226 | 12697.7802 | 23136.5586 | 32437.71 | 1848.1024 | 57218.766 | 37256.0248 | 0 |  |  | 178098.7016 | 618.7771 | 750759.9383
Small Non Domestic Unrestricted | 2605271.4096 | 872250.3415 | 1244272.3511 | 1744483.5377 | 126951.9477 | 1602808.3171 | 583203.1111 | 49055.0859 | 0 | 0 | 526246.7431 | 1094396.6411 | 366406.2947 | 522681.6203 | 732805.3872 | 53328.7183 | 1292638.1071 | 841656.6933 | 336237.2018 | 1432660.8926 | 0 | 6028454.4206 | 5705.2704 | 22061514.092
Small Non Domestic Two Rate | 4142462.8068 | 1386905.2508 | 2011097.8859 | 2819581.3816 | 201857.5568 | 2590593.9446 | 942622.0415 | 42891.9955 | 0 | 0 | 823472.8459 | 1740124.7966 | 582597.4378 | 844802.1051 | 1184421.8541 | 84794.3256 | 2089270.6988 | 1360356.5128 | 293993.6663 | 1252666.9453 | 0 | 9433347.728 | 4256.2584 | 33832118.0381
Small Non Domestic Off Peak (related MPAN) | 1721.5556 | 576.3804 | 1211.8137 | 1698.9761 | 83.8895 | 1560.9967 | 567.9894 | 0 |  |  | 281.3805 | 723.174 | 242.1202 | 509.0467 | 713.6891 | 35.2395 | 1258.9177 | 819.7008 | 0 |  |  | 3223.3728 | -10.5465 | 15217.6962
LV Medium Non-Domestic | 1875820.9648 | 628028.8 | 899984.4559 | 1261788.1175 | 91406.6473 | 1159314.1726 | 421831.8716 | 85132.6584 | 0 | 0 | 374487.8071 | 787976.3143 | 263816.1255 | 378056.5671 | 530039.4701 | 38397.2002 | 934967.4952 | 608771.8179 | 583522.9172 | 142933.8299 | 0 | 4289969.8778 | 1640.2652 | 15357887.3755
LV Sub Medium Non-Domestic | 0 | 0 | 0 | 0 | 0 | 0 | 0 | 0 | 0 | 0 | 0 | 0 | 0 | 0 | 0 | 0 | 0 | 0 | 0 | 0 | 0 | 0 | 0 | 0
HV Medium Non-Domestic | 54786.2095 | 18228.2212 | 26107.7664 | 31059.4852 | 2438.9073 | 22837.8932 | 0 | 0 | 0 | 0 | 10802.1642 | 23014.0489 | 7657.1308 | 11734.7823 | 20123.0065 | 1580.134 | 26489.6591 | 0 | 0 | 0 | 40142.6756 | 123744.9072 | -10.0613 | 420736.9299
LV HH Metered | 5824818.3414 | 1950161.4183 | 2800247.2161 | 3925977.4325 | 283836.8511 | 4229845.687 | 2445410.4385 | 598640.0952 | 0 | 0 | 1161366.0584 | 2446832.0668 | 819204.5166 | 1176300.1491 | 1649185.7621 | 119231.3766 | 3411299.8189 | 3529123.9437 | 4103245.7041 | 247037.3956 | 0 | 13304105.8045 | 25491.5585 | 54051361.6352
LV Sub HH Metered | 62646.2392 | 20974.0925 | 29995.6833 | 42054.2782 | 3052.6808 | 120699.4741 | 43918.108 | 0 | 0 | 0 | 12536.2925 | 26315.8124 | 8810.5893 | 12600.2899 | 17665.7452 | 1282.34 | 97342.1076 | 63380.954 | 0 | 1229.7564 | 0 | 143610.3292 | -408.0309 | 707706.7416
HV HH Metered | 12177771.7873 | 4005891.5978 | 6464077.3729 | 10519328.957 | 826017.1699 | 7734813.0341 | 0 | 0 | 0 | 0 | 2393893.062 | 5115517.9038 | 1682755.3141 | 2905439.6851 | 6815326.242 | 535164.9822 | 8971605.178 | 0 | 0 | 0 | 672485.9645 | 27423400.5291 | 18155.7413 | 98261644.5213
HV Sub HH Metered | 0 | 0 | 0 | 0 | 0 | 0 | 0 | 0 | 0 | 0 | 0 | 0 | 0 | 0 | 0 | 0 | 0 | 0 | 0 | 0 | 0 | 0 | 0 | 0
NHH UMS category A | 93440.4963 | 31284.0745 | 44441.4614 | 62307.4182 | 4553.2504 | 57247.2288 | 20830.1651 | 4867.9951 | 0 |  | 18918.9521 | 39251.5593 | 13141.5045 | 18668.5295 | 26173.4839 | 1912.6844 | 46168.9328 | 30061.3072 | 33366.5926 | 346364.4397 |  | 216727.3087 | -273.1435 | 1109454.2411
NHH UMS category B | 56166.8804 | 18804.7896 | 22647.7273 | 31752.363 | 2736.949 | 29173.6496 | 10615.2202 | 2480.7696 | 0 |  | 12496.4253 | 23594.0275 | 7899.33 | 9513.6332 | 13338.2185 | 1149.7104 | 23528.0606 | 15319.4847 | 17003.8848 | 134834.4716 |  | 143153.6282 | 34.813 | 576244.0364
NHH UMS category C | 1328.9644 | 444.9401 | 524.5374 | 735.4072 | 64.7589 | 675.6824 | 245.856 | 57.4564 | 0 |  | 295.5418 | 558.2582 | 186.906 | 220.3425 | 308.9226 | 27.2033 | 544.9266 | 354.8101 | 393.822 | 1708.3904 |  | 3385.5991 | -1.1749 | 12061.1507
NHH UMS category D | 8299.7424 | 2778.7712 | 5214.5418 | 7310.845 | 404.4371 | 6717.1073 | 2444.1088 | 571.1865 | 0 |  | 1326.1369 | 3486.4737 | 1167.2787 | 2190.4731 | 3071.0674 | 169.8919 | 5417.2347 | 3527.2454 | 3915.0713 | 52083.5678 |  | 15191.6491 | -7.1839 | 125279.6463
LV UMS (Pseudo HH Metered) | 661735.2237 | 221550.3432 | 269747.4372 | 378188.8774 | 32245.6137 | 347474.9202 | 126433.3684 | 29547.3905 | 0 |  | 146410.5552 | 277975.1866 | 93066.6765 | 113312.835 | 158865.8424 | 13545.4184 | 280232.713 | 182463.86 | 202526.0323 | 1637569.4648 |  | 1677215.8123 | 917.176 | 6851024.7467
LV Generation NHH | -1806.6482 | -604.8696 | -862.8515 | -1209.7273 | -88.0359 | -1111.4814 | -404.4273 | 0 | 0 | 0 | -364.9304 | -758.9189 | -254.0876 | -362.4581 | -508.1703 | -36.9813 | -896.3912 | -583.6542 | 0 | 0 | 0 | 0 | -2.2269 | -9855.86
LV Sub Generation NHH | 0 | 0 | 0 | 0 | 0 | 0 | 0 | 0 | 0 | 0 | 0 | 0 | 0 | 0 | 0 | 0 | 0 | 0 | 0 | 0 | 0 | 0 | 0 | 0
LV Generation Intermittent | -4036.7136 | -1348.4316 | -1923.5489 | -2696.8367 | -128.8555 | -2483.4565 | -903.6386 | 5.9099 | 0 | 0 | -815.3881 | -1695.7027 | -566.4358 | -808.0254 | -1132.8605 | -54.1283 | -2002.8661 | -1304.0971 | 40.5079 | 0 | 0 | 0 | -5.9105 | -21860.4781
LV Generation Non-Intermittent | -6722.2908 | -2247.274 | -3249.9398 | -4556.4514 | -253.2095 | -4192.5869 | -1525.5285 | 6.477 | 0 | 0 | -1338.5653 | -2823.8334 | -944.0126 | -1365.2026 | -1914.029 | -106.3657 | -3381.2513 | -2201.5851 | 44.3953 | 0 | 0 | 0 | -8.3288 | -36779.5826
LV Sub Generation Intermittent | -24.3841 | -8.1386 | -11.6098 | -16.2771 | -0.63109 | -15.0015 | 0.20765 | 0 | 0 | 0 | -4.9254 | -10.243 | -3.4188 | -4.8769 | -6.8375 | -0.2651 | -12.0985 | 0.29967 | 0 | 0 | 0 | 0 | -0.074297 | -118.2746
LV Sub Generation Non-Intermittent | 0 | 0 | 0 | 0 | 0 | 0 | 0 | 0 | 0 | 0 | 0 | 0 | 0 | 0 | 0 | 0 | 0 | 0 | 0 | 0 | 0 | 0 | 0 | 0
HV Generation Intermittent | -13258.357 | -4437.3543 | -5915.8188 | -5754.0416 | -396.3603 | 24.7476 | 0 | 0 | 0 | 0 | -2678.0961 | -5569.4394 | -1863.9999 | -2659.0113 | -3727.9631 | -256.7963 | 28.7047 | 0 | 0 | 0 | 2622.7666 | 0 | 46.6162 | -43794.403
HV Generation Non-Intermittent | -814182.8126 | -272544.8273 | -358376.4536 | -348576.0922 | -25074.3235 | 713.1988 | 0 | 0 | 0 | 0 | -165700.8899 | -342013.8616 | -114487.9349 | -161081.1738 | -225837.5794 | -16245.3038 | 827.2389 | 0 | 0 | 0 | 17104.9996 | 0 | -1717.4292 | -2827193.2445
HV Sub Generation Intermittent | 0 | 0 | 0 | 0 | 0 | 0 | 0 | 0 | 0 | 0 | 0 | 0 | 0 | 0 | 0 | 0 | 0 | 0 | 0 | 0 | 0 | 0 | 0 | 0
HV Sub Generation Non-Intermittent | 0 | 0 | 0 | 0 | 0 | 0 | 0 | 0 | 0 | 0 | 0 | 0 | 0 | 0 | 0 | 0 | 0 | 0 | 0 | 0 | 0 | 0 | 0 | 0
3902. Revenues by charging element and network level
Total net revenue by charging element and network level (£/year)
| Assets 132kV | Assets 132kV/EHV | Assets EHV | Assets EHV/HV | Assets 132kV/HV | Assets HV | Assets HV/LV | Assets LV circuits | Assets LV customer | Assets HV customer | Transmission exit | Operating 132kV | Operating 132kV/EHV | Operating EHV | Operating EHV/HV | Operating 132kV/HV | Operating HV | Operating HV/LV | Operating LV circuits | Operating LV customer | Operating HV customer | Scaler | Rounding | Total net revenue (£/year)
Revenues by charging element and network level | 51713534.1088 | 17242486.8858 | 25219383.37 | 36965342.2455 | 2767312.0304 | 33058410.0378 | 10112079.5215 | 2080119.9746 | 0 | 0 | 10400849.7056 | 21723309.8321 | 7243053.3196 | 10774038.8905 | 17850859.687 | 1345397.9176 | 29402994.8058 | 14593371.0752 | 14257720.8208 | 20234712.0558 | 732356.4063 | 121105410.9837 | 113624.0366 | 448936367.711

## CData
Additional calculations for tariff comparisons for WPD East Midlands in April 14 (102)
This sheet is for information only. It can be deleted without affecting any calculations elsewhere in the model.
4001. Revenues under current tariffs (£)
Data sources:
x1 = 1201. Current revenues if known (£) (in Current tariff information)
x2 = 1010. Days in the charging year (in Financial and general assumptions)
x3 = 1201. Current Fixed charge p/MPAN/day (in Current tariff information)
x4 = 1053. MPANs by tariff (in Volume forecasts for the charging year)
x5 = 1201. Current Capacity charge p/kVA/day (in Current tariff information)
x6 = 1053. Import capacity (kVA) by tariff (in Volume forecasts for the charging year)
x7 = 1201. Current Unit rate 1 p/kWh (in Current tariff information)
x8 = 1053. Rate 1 units (MWh) by tariff (in Volume forecasts for the charging year)
x9 = 1201. Current Unit rate 2 p/kWh (in Current tariff information)
x10 = 1053. Rate 2 units (MWh) by tariff (in Volume forecasts for the charging year)
x11 = 1201. Current Unit rate 3 p/kWh (in Current tariff information)
x12 = 1053. Rate 3 units (MWh) by tariff (in Volume forecasts for the charging year)
x13 = 1201. Current Reactive power charge p/kVArh (in Current tariff information)
x14 = 1053. Reactive power units (MVArh) by tariff (in Volume forecasts for the charging year)
Calculation =IF(x1,x1,0.01*x2*(x3*x4+x5*x6)+10*(x7*x8+x9*x10+x11*x12+x13*x14))
Revenues under current tariffs (£)
Domestic Unrestricted | 121103871.6058
Domestic Two Rate | 80534433.5832
Domestic Off Peak (related MPAN) | 664133.7915
Small Non Domestic Unrestricted | 19455609.9818
Small Non Domestic Two Rate | 28320818.6098
Small Non Domestic Off Peak (related MPAN) | 14928.3864
LV Medium Non-Domestic | 13540909.3068
LV Sub Medium Non-Domestic | 0
HV Medium Non-Domestic | 395134.8713
LV HH Metered | 47675802.5654
LV Sub HH Metered | 637024.9301
HV HH Metered | 84222105.339
HV Sub HH Metered | 0
NHH UMS category A | 1025610.8743
NHH UMS category B | 502141.5694
NHH UMS category C | 10446.127
NHH UMS category D | 130131.4208
LV UMS (Pseudo HH Metered) | 6060337.2914
4002. All-the-way volumes
Data sources:
x1 = 1053. Rate 1 units (MWh) by tariff (in Volume forecasts for the charging year)
x2 = 1053. Rate 2 units (MWh) by tariff (in Volume forecasts for the charging year)
x3 = 1053. Rate 3 units (MWh) by tariff (in Volume forecasts for the charging year)
x4 = 1053. MPANs by tariff (in Volume forecasts for the charging year)
x5 = 1053. Import capacity (kVA) by tariff (in Volume forecasts for the charging year)
x6 = 1053. Reactive power units (MVArh) by tariff (in Volume forecasts for the charging year)
x7 = 3802. All units (MWh) (in Revenue summary)
Kind: | Copy cells | Copy cells | Copy cells | Copy cells | Copy cells | Copy cells | Copy cells
Formula: | = x1 | = x2 | = x3 | = x4 | = x5 | = x6 | = x7
| Rate 1 units (MWh) | Rate 2 units (MWh) | Rate 3 units (MWh) | MPANs | Import capacity (kVA) | Reactive power units (MVArh) | All units (MWh)
Domestic Unrestricted | 5092275.359 | 0 | 0 | 1465910 | 0 | 0 | 5092275.359
Domestic Two Rate | 2898919.3419 | 1337642.8721 | 0 | 932251 | 0 | 0 | 4236562.214
Domestic Off Peak (related MPAN) | 151975.696 | 0 | 0 | 0 | 0 | 0 | 151975.696
Small Non Domestic Unrestricted | 1155352.8611 | 0 | 0 | 92933 | 0 | 0 | 1155352.8611
Small Non Domestic Two Rate | 1617760.9583 | 512143.8266 | 0 | 81564 | 0 | 0 | 2129904.7848
Small Non Domestic Off Peak (related MPAN) | 5786.1963 | 0 | 0 | 0 | 0 | 0 | 5786.1963
LV Medium Non-Domestic | 744739.2306 | 192653.1275 | 0 | 7859 | 0 | 0 | 937392.3581
LV Sub Medium Non-Domestic | 0 | 0 | 0 | 0 | 0 | 0 | 0
HV Medium Non-Domestic | 21462.5072 | 6258.798 | 0 | 173 | 0 | 0 | 27721.3052
LV HH Metered | 325576.6451 | 1287894.6099 | 1401634.0675 | 7965 | 1557000 | 325942.64 | 3015105.3226
LV Sub HH Metered | 3650.1587 | 13946.1266 | 16824.0152 | 54 | 29000 | 1223.723 | 34420.3004
HV HH Metered | 785754.1736 | 3010722.2062 | 4164193.967 | 2891 | 2689000 | 700637.572 | 7960670.3468
HV Sub HH Metered | 0 | 0 | 0 | 0 | 0 | 0 | 0
NHH UMS category A | 58472.6838 | 0 | 0 | 0 | 0 | 0 | 58472.6838
NHH UMS category B | 22762.5371 | 0 | 0 | 0 | 0 | 0 | 22762.5371
NHH UMS category C | 288.4077 | 0 | 0 | 0 | 0 | 0 | 288.4077
NHH UMS category D | 8792.6636 | 0 | 0 | 0 | 0 | 0 | 8792.6636
LV UMS (Pseudo HH Metered) | 13649.2764 | 32369.8968 | 234932.4273 | 0 | 0 | 0 | 280951.6005
LV Generation NHH | 1377.241 | 0 | 0 | 0 | 0 | 0 | 1377.241
LV Sub Generation NHH | 0 | 0 | 0 | 0 | 0 | 0 | 0
LV Generation Intermittent | 3179.477 | 0 | 0 | 109 | 0 | 313.467 | 3179.477
LV Generation Non-Intermittent | 462.318 | 1839.133 | 2472.74 | 63 | 0 | 343.549 | 4774.191
LV Sub Generation Intermittent | 20.11 | 0 | 0 | 1 | 0 | 2.669 | 20.11
LV Sub Generation Non-Intermittent | 0 | 0 | 0 | 0 | 0 | 0 | 0
HV Generation Intermittent | 10691.027 | 0 | 0 | 23 | 0 | 168.215 | 10691.027
HV Generation Non-Intermittent | 58988.399 | 191553.249 | 369639.072 | 150 | 0 | 4847.774 | 620180.72
HV Sub Generation Intermittent | 0 | 0 | 0 | 0 | 0 | 0 | 0
HV Sub Generation Non-Intermittent | 0 | 0 | 0 | 0 | 0 | 0 | 0
4003. Normalised to
Normalised to
Domestic Unrestricted | = x1: MPAN
Domestic Two Rate | = x1: MPAN
Domestic Off Peak (related MPAN) | = x1: MPAN
Small Non Domestic Unrestricted | = x1: MPAN
Small Non Domestic Two Rate | = x1: MPAN
Small Non Domestic Off Peak (related MPAN) | = x1: MPAN
LV Medium Non-Domestic | = x1: MPAN
LV Sub Medium Non-Domestic | = x1: MPAN
HV Medium Non-Domestic | = x1: MPAN
LV HH Metered | = x1: kVA
LV Sub HH Metered | = x1: kVA
HV HH Metered | = x1: kVA
HV Sub HH Metered | = x1: kVA
NHH UMS category A | = x1: MWh
NHH UMS category B | = x1: MWh
NHH UMS category C | = x1: MWh
NHH UMS category D | = x1: MWh
LV UMS (Pseudo HH Metered) | = x1: MWh
LV Generation NHH | = x1: MWh
LV Sub Generation NHH | = x1: MWh
LV Generation Intermittent | = x1: MWh
LV Generation Non-Intermittent | = x1: MWh
LV Sub Generation Intermittent | = x1: MWh
LV Sub Generation Non-Intermittent | = x1: MWh
HV Generation Intermittent | = x1: MWh
HV Generation Non-Intermittent | = x1: MWh
HV Sub Generation Intermittent | = x1: MWh
HV Sub Generation Non-Intermittent | = x1: MWh
4004. Normalised volumes for comparisons
Data sources:
x1 = 4002. Rate 1 units (MWh) by tariff (in Volume forecasts for the charging year) (in All-the-way volumes)
x2 = 4003. Normalised to
x3 = 4002. Import capacity (kVA) by tariff (in Volume forecasts for the charging year) (in All-the-way volumes)
x4 = 4002. MPANs by tariff (in Volume forecasts for the charging year) (in All-the-way volumes)
x5 = 4002. All units (MWh) (in Revenue summary) (in All-the-way volumes)
x6 = 4002. Rate 2 units (MWh) by tariff (in Volume forecasts for the charging year) (in All-the-way volumes)
x7 = 4002. Rate 3 units (MWh) by tariff (in Volume forecasts for the charging year) (in All-the-way volumes)
x8 = 4002. Reactive power units (MVArh) by tariff (in Volume forecasts for the charging year) (in All-the-way volumes)
x9 = 1010. Days in the charging year (in Financial and general assumptions)
x10 = 3607. Fixed charge p/MPAN/day (in Tariffs)
x11 = Normalised MPANs (in Normalised volumes for comparisons)
x12 = 3607. Capacity charge p/kVA/day (in Tariffs)
x13 = Normalised Import capacity (kVA) (in Normalised volumes for comparisons)
x14 = 3607. Unit rate 1 p/kWh (in Tariffs)
x15 = Normalised Rate 1 units (MWh) (in Normalised volumes for comparisons)
x16 = 3607. Unit rate 2 p/kWh (in Tariffs)
x17 = Normalised Rate 2 units (MWh) (in Normalised volumes for comparisons)
x18 = 3607. Unit rate 3 p/kWh (in Tariffs)
x19 = Normalised Rate 3 units (MWh) (in Normalised volumes for comparisons)
x20 = 3607. Reactive power charge p/kVArh (in Tariffs)
x21 = Normalised Reactive power units (MVArh) (in Normalised volumes for comparisons)
Kind: | Calculation | Calculation | Calculation | Calculation | Calculation | Calculation | Calculation
Formula: | =x1/IF(x2="kVA",IF(x3,x3,1),IF(x2="MPAN",IF(x4,x4,1),IF(x5,x5,1))) | =x6/IF(x2="kVA",IF(x3,x3,1),IF(x2="MPAN",IF(x4,x4,1),IF(x5,x5,1))) | =x7/IF(x2="kVA",IF(x3,x3,1),IF(x2="MPAN",IF(x4,x4,1),IF(x5,x5,1))) | =x4/IF(x2="kVA",IF(x3,x3,1),IF(x2="MPAN",IF(x4,x4,1),IF(x5,x5,1))) | =x3/IF(x2="kVA",IF(x3,x3,1),IF(x2="MPAN",IF(x4,x4,1),IF(x5,x5,1))) | =x8/IF(x2="kVA",IF(x3,x3,1),IF(x2="MPAN",IF(x4,x4,1),IF(x5,x5,1))) | =0.01*x9*(x10*x11+x12*x13)+10*(x14*x15+x16*x17+x18*x19+x20*x21)
| Normalised Rate 1 units (MWh) | Normalised Rate 2 units (MWh) | Normalised Rate 3 units (MWh) | Normalised MPANs | Normalised Import capacity (kVA) | Normalised Reactive power units (MVArh) | Normalised revenues (£)
Domestic Unrestricted
Domestic Unrestricted | 3.4738 | 0 | 0 | 1 | 0 | 0 | 89.0823
LDNO LV: Domestic Unrestricted | 3.4738 | 0 | 0 | 1 | 0 | 0 | 63.2664
LDNO HV: Domestic Unrestricted | 3.4738 | 0 | 0 | 1 | 0 | 0 | 43.9818
Domestic Two Rate
Domestic Two Rate | 3.1096 | 1.4349 | 0 | 1 | 0 | 0 | 92.6719
LDNO LV: Domestic Two Rate | 3.1096 | 1.4349 | 0 | 1 | 0 | 0 | 65.8117
LDNO HV: Domestic Two Rate | 3.1096 | 1.4349 | 0 | 1 | 0 | 0 | 45.7738
Domestic Off Peak (related MPAN)
Domestic Off Peak (related MPAN) | 151975.696 | 0 | 0 | 0 | 0 | 0 | 750759.9383
LDNO LV: Domestic Off Peak (related MPAN) | 151975.696 | 0 | 0 | 0 | 0 | 0 | 533434.693
LDNO HV: Domestic Off Peak (related MPAN) | 151975.696 | 0 | 0 | 0 | 0 | 0 | 370820.6982
Small Non Domestic Unrestricted
Small Non Domestic Unrestricted | 12.4321 | 0 | 0 | 1 | 0 | 0 | 236.6799
LDNO LV: Small Non Domestic Unrestricted | 12.4321 | 0 | 0 | 1 | 0 | 0 | 167.9916
LDNO HV: Small Non Domestic Unrestricted | 12.4321 | 0 | 0 | 1 | 0 | 0 | 116.9251
Small Non Domestic Two Rate
Small Non Domestic Two Rate | 19.8343 | 6.279 | 0 | 1 | 0 | 0 | 414.7308
LDNO LV: Small Non Domestic Two Rate | 19.8343 | 6.279 | 0 | 1 | 0 | 0 | 294.3356
LDNO HV: Small Non Domestic Two Rate | 19.8343 | 6.279 | 0 | 1 | 0 | 0 | 204.9436
Small Non Domestic Off Peak (related MPAN)
Small Non Domestic Off Peak (related MPAN) | 5786.1963 | 0 | 0 | 0 | 0 | 0 | 15217.6962
LDNO LV: Small Non Domestic Off Peak (related MPAN) | 5786.1963 | 0 | 0 | 0 | 0 | 0 | 10820.187
LDNO HV: Small Non Domestic Off Peak (related MPAN) | 5786.1963 | 0 | 0 | 0 | 0 | 0 | 7522.0552
LV Medium Non-Domestic
LV Medium Non-Domestic | 94.7626 | 24.5137 | 0 | 1 | 0 | 0 | 1949.732
LDNO LV: LV Medium Non-Domestic | 94.7626 | 24.5137 | 0 | 1 | 0 | 0 | 1383.8737
LDNO HV: LV Medium Non-Domestic | 94.7626 | 24.5137 | 0 | 1 | 0 | 0 | 962.874
LV Sub Medium Non-Domestic
LV Sub Medium Non-Domestic | 0 | 0 | 0 | 0 | 0 | 0 | 0
HV Medium Non-Domestic
HV Medium Non-Domestic | 124.0607 | 36.178 | 0 | 1 | 0 | 0 | 2432.0054
LV HH Metered
LV HH Metered | 0.20911 | 0.82716 | 0.90021 | 0.0051156 | 1 | 0.20934 | 34.712
LDNO LV: LV HH Metered | 0.20911 | 0.82716 | 0.90021 | 0.0051156 | 1 | 0.20934 | 24.6385
LDNO HV: LV HH Metered | 0.20911 | 0.82716 | 0.90021 | 0.0051156 | 1 | 0.20934 | 17.1448
LV Sub HH Metered
LV Sub HH Metered | 0.12587 | 0.4809 | 0.58014 | 0.0018621 | 1 | 0.042197 | 24.4037
LDNO HV: LV Sub HH Metered | 0.12587 | 0.4809 | 0.58014 | 0.0018621 | 1 | 0.042197 | 17.1913
HV HH Metered
HV HH Metered | 0.29221 | 1.1196 | 1.5486 | 0.0010751 | 1 | 0.26056 | 36.3954
LDNO HV: HV HH Metered | 0.29221 | 1.1196 | 1.5486 | 0.0010751 | 1 | 0.26056 | 28.969
HV Sub HH Metered
HV Sub HH Metered | 0 | 0 | 0 | 0 | 0 | 0 | 0
NHH UMS category A
NHH UMS category A | 1 | 0 | 0 | 0 | 0 | 0 | 18.67
LDNO LV: NHH UMS category A | 1 | 0 | 0 | 0 | 0 | 0 | 13.25
LDNO HV: NHH UMS category A | 1 | 0 | 0 | 0 | 0 | 0 | 9.22
NHH UMS category B
NHH UMS category B | 1 | 0 | 0 | 0 | 0 | 0 | 24.91
LDNO LV: NHH UMS category B | 1 | 0 | 0 | 0 | 0 | 0 | 17.68
LDNO HV: NHH UMS category B | 1 | 0 | 0 | 0 | 0 | 0 | 12.3
NHH UMS category C
NHH UMS category C | 1 | 0 | 0 | 0 | 0 | 0 | 41.15
LDNO LV: NHH UMS category C | 1 | 0 | 0 | 0 | 0 | 0 | 29.21
LDNO HV: NHH UMS category C | 1 | 0 | 0 | 0 | 0 | 0 | 20.33
NHH UMS category D
NHH UMS category D | 1 | 0 | 0 | 0 | 0 | 0 | 14.02
LDNO LV: NHH UMS category D | 1 | 0 | 0 | 0 | 0 | 0 | 9.95
LDNO HV: NHH UMS category D | 1 | 0 | 0 | 0 | 0 | 0 | 6.93
LV UMS (Pseudo HH Metered)
LV UMS (Pseudo HH Metered) | 0.048582 | 0.11522 | 0.8362 | 0 | 0 | 0 | 24.3851
LDNO LV: LV UMS (Pseudo HH Metered) | 0.048582 | 0.11522 | 0.8362 | 0 | 0 | 0 | 17.3076
LDNO HV: LV UMS (Pseudo HH Metered) | 0.048582 | 0.11522 | 0.8362 | 0 | 0 | 0 | 12.0464
LV Generation NHH
LV Generation NHH | 1 | 0 | 0 | 0 | 0 | 0 | -7.12
LDNO LV: LV Generation NHH | 1 | 0 | 0 | 0 | 0 | 0 | -7.12
LDNO HV: LV Generation NHH | 1 | 0 | 0 | 0 | 0 | 0 | -7.12
LV Sub Generation NHH
LV Sub Generation NHH | 0 | 0 | 0 | 0 | 0 | 0 | 0
LDNO HV: LV Sub Generation NHH | 0 | 0 | 0 | 0 | 0 | 0 | 0
LV Generation Intermittent
LV Generation Intermittent | 1 | 0 | 0 | 0.034282 | 0 | 0.098591 | -6.8755
LDNO LV: LV Generation Intermittent | 1 | 0 | 0 | 0.034282 | 0 | 0.098591 | -6.8755
LDNO HV: LV Generation Intermittent | 1 | 0 | 0 | 0.034282 | 0 | 0.098591 | -6.8755
LV Generation Non-Intermittent
LV Generation Non-Intermittent | 0.096837 | 0.38522 | 0.51794 | 0.013196 | 0 | 0.07196 | -7.7038
LDNO LV: LV Generation Non-Intermittent | 0.096837 | 0.38522 | 0.51794 | 0.013196 | 0 | 0.07196 | -7.7038
LDNO HV: LV Generation Non-Intermittent | 0.096837 | 0.38522 | 0.51794 | 0.013196 | 0 | 0.07196 | -7.7038
LV Sub Generation Intermittent
LV Sub Generation Intermittent | 1 | 0 | 0 | 0.049727 | 0 | 0.13272 | -5.8814
LDNO HV: LV Sub Generation Intermittent | 1 | 0 | 0 | 0.049727 | 0 | 0.13272 | -5.8814
LV Sub Generation Non-Intermittent
LV Sub Generation Non-Intermittent | 0 | 0 | 0 | 0 | 0 | 0 | 0
LDNO HV: LV Sub Generation Non-Intermittent | 0 | 0 | 0 | 0 | 0 | 0 | 0
HV Generation Intermittent
HV Generation Intermittent | 1 | 0 | 0 | 0.0021513 | 0 | 0.015734 | -4.0964
LDNO HV: HV Generation Intermittent | 1 | 0 | 0 | 0.0021513 | 0 | 0.015734 | -4.3417
HV Generation Non-Intermittent
HV Generation Non-Intermittent | 0.095115 | 0.30887 | 0.59602 | 0.00024186 | 0 | 0.0078167 | -4.5587
LDNO HV: HV Generation Non-Intermittent | 0.095115 | 0.30887 | 0.59602 | 0.00024186 | 0 | 0.0078167 | -4.5862
HV Sub Generation Intermittent
HV Sub Generation Intermittent | 0 | 0 | 0 | 0 | 0 | 0 | 0
HV Sub Generation Non-Intermittent
HV Sub Generation Non-Intermittent | 0 | 0 | 0 | 0 | 0 | 0 | 0
4005. LDNO LV charges (normalised £)
Data sources:
x1 = 4004. Normalised revenues (£) (in Normalised volumes for comparisons)
Copy cells = x1
LDNO LV charges (normalised £)
LDNO LV: Domestic Unrestricted | = x1: 63.2664
LDNO LV: Domestic Two Rate | = x1: 65.8117
LDNO LV: Domestic Off Peak (related MPAN) | = x1: 533434.693
LDNO LV: Small Non Domestic Unrestricted | = x1: 167.9916
LDNO LV: Small Non Domestic Two Rate | = x1: 294.3356
LDNO LV: Small Non Domestic Off Peak (related MPAN) | = x1: 10820.187
LDNO LV: LV Medium Non-Domestic | = x1: 1383.8737
LDNO LV: LV HH Metered | = x1: 24.6385
N/A | bar: = x1
N/A | bar: = x1
LDNO LV: NHH UMS category A | = x1: 13.25
LDNO LV: NHH UMS category B | = x1: 17.68
LDNO LV: NHH UMS category C | = x1: 29.21
LDNO LV: NHH UMS category D | = x1: 9.95
LDNO LV: LV UMS (Pseudo HH Metered) | = x1: 17.3076
LDNO LV: LV Generation NHH | = x1: -7.12
N/A | bar: = x1
LDNO LV: LV Generation Intermittent | = x1: -6.8755
LDNO LV: LV Generation Non-Intermittent | = x1: -7.7038
N/A | bar: = x1
N/A | bar: = x1
N/A | bar: = x1
N/A | bar: = x1
4006. LDNO HV charges (normalised £)
Data sources:
x1 = 4004. Normalised revenues (£) (in Normalised volumes for comparisons)
Copy cells = x1
LDNO HV charges (normalised £)
LDNO HV: Domestic Unrestricted | = x1: 43.9818
LDNO HV: Domestic Two Rate | = x1: 45.7738
LDNO HV: Domestic Off Peak (related MPAN) | = x1: 370820.6982
LDNO HV: Small Non Domestic Unrestricted | = x1: 116.9251
LDNO HV: Small Non Domestic Two Rate | = x1: 204.9436
LDNO HV: Small Non Domestic Off Peak (related MPAN) | = x1: 7522.0552
LDNO HV: LV Medium Non-Domestic | = x1: 962.874
LDNO HV: LV HH Metered | = x1: 17.1448
LDNO HV: LV Sub HH Metered | = x1: 17.1913
LDNO HV: HV HH Metered | = x1: 28.969
LDNO HV: NHH UMS category A | = x1: 9.22
LDNO HV: NHH UMS category B | = x1: 12.3
LDNO HV: NHH UMS category C | = x1: 20.33
LDNO HV: NHH UMS category D | = x1: 6.93
LDNO HV: LV UMS (Pseudo HH Metered) | = x1: 12.0464
LDNO HV: LV Generation NHH | = x1: -7.12
LDNO HV: LV Sub Generation NHH | = x1: 0
LDNO HV: LV Generation Intermittent | = x1: -6.8755
LDNO HV: LV Generation Non-Intermittent | = x1: -7.7038
LDNO HV: LV Sub Generation Intermittent | = x1: -5.8814
LDNO HV: LV Sub Generation Non-Intermittent | = x1: 0
LDNO HV: HV Generation Intermittent | = x1: -4.3417
LDNO HV: HV Generation Non-Intermittent | = x1: -4.5862

## CTables
Tariff comparisons for WPD East Midlands in April 14 (102)
This sheet is for information only. It can be deleted without affecting any calculations elsewhere in the model.
4101. Comparison with current all-the-way demand tariffs
Data sources:
x1 = 4001. Revenues under current tariffs (£)
x2 = 3802. Net revenues (£) (in Revenue summary)
x3 = 3802. All units (MWh) (in Revenue summary)
x4 = 1053. MPANs by tariff (in Volume forecasts for the charging year)
Kind: | Calculation | Calculation | Copy cells
Formula: | =IF(x1,x2/x1-1,"") | =(x2-x1)/IF(x3,x3,1)/10 | = x4
| Change | Absolute change (average p/kWh) | MPANs
Domestic Unrestricted | 7.83% | 0.18622 | 1465910
Domestic Two Rate | 7.275% | 0.1383 | 932251
Domestic Off Peak (related MPAN) | 13.04% | 0.057 | 0
Small Non Domestic Unrestricted | 13.05% | 0.21983 | 92933
Small Non Domestic Two Rate | 19.44% | 0.25852 | 81564
Small Non Domestic Off Peak (related MPAN) | 1.938% | 0.005 | 0
LV Medium Non-Domestic | 13.16% | 0.19011 | 7859
LV Sub Medium Non-Domestic |  | 0 | 0
HV Medium Non-Domestic | 6.479% | 0.092355 | 173
LV HH Metered | 13.36% | 0.2113 | 7965
LV Sub HH Metered | 11.1% | 0.20535 | 54
HV HH Metered | 16.2% | 0.17141 | 2891
HV Sub HH Metered |  | 0 | 0
NHH UMS category A | 6.442% | 0.113 | 0
NHH UMS category B | 12.92% | 0.285 | 0
NHH UMS category C | 13.61% | 0.493 | 0
NHH UMS category D | -5.27% | -0.078 | 0
LV UMS (Pseudo HH Metered) | 13.05% | 0.28143 | 0
4102. LDNO margins in use of system charges
Data sources:
x1 = 4003. Normalised to
x2 = 4004. Normalised revenues (£) (in Normalised volumes for comparisons)
x3 = 4005. LDNO LV charges (normalised £)
x4 = All-the-way charges (normalised £) (in LDNO margins in use of system charges)
x5 = 4006. LDNO HV charges (normalised £)
Kind: | Copy cells | Copy cells | Calculation | Calculation
Formula: | = x1 | = x2 | =IF(x3,x4-x3,"") | =IF(x5,x4-x5,"")
| Normalised to | All-the-way charges (normalised £) | LDNO LV margin (normalised £) | LDNO HV margin (normalised £)
Domestic Unrestricted | MPAN | 89.0823 | 25.8159 | 45.1005
Domestic Two Rate | MPAN | 92.6719 | 26.8603 | 46.8981
Domestic Off Peak (related MPAN) | MPAN | 750759.9383 | 217325.2453 | 379939.24
Small Non Domestic Unrestricted | MPAN | 236.6799 | 68.6883 | 119.7548
Small Non Domestic Two Rate | MPAN | 414.7308 | 120.3951 | 209.7872
Small Non Domestic Off Peak (related MPAN) | MPAN | 15217.6962 | 4397.5092 | 7695.641
LV Medium Non-Domestic | MPAN | 1949.732 | 565.8583 | 986.858
LV HH Metered | kVA | 34.712 | 10.0735 | 17.5672
LV Sub HH Metered | kVA | 24.4037 |  | 7.2124
HV HH Metered | kVA | 36.3954 |  | 7.4264
NHH UMS category A | MWh | 18.67 | 5.42 | 9.45
NHH UMS category B | MWh | 24.91 | 7.23 | 12.61
NHH UMS category C | MWh | 41.15 | 11.94 | 20.82
NHH UMS category D | MWh | 14.02 | 4.07 | 7.09
LV UMS (Pseudo HH Metered) | MWh | 24.3851 | 7.0775 | 12.3387
LV Generation NHH | MWh | -7.12 | 0 | 0
LV Sub Generation NHH | MWh | 0
LV Generation Intermittent | MWh | -6.8755 | 0 | 0
LV Generation Non-Intermittent | MWh | -7.7038 | 0 | 0
LV Sub Generation Intermittent | MWh | -5.8814 |  | 0
LV Sub Generation Non-Intermittent | MWh | 0
HV Generation Intermittent | MWh | -4.0964 |  | 0.24531
HV Generation Non-Intermittent | MWh | -4.5587 |  | 0.027579