## Overview
Overview for WPD South Wales in April 14 (102)
Colour coding
Copyright © 2009-2013 DCUSA Limited and contributors. All rights reserved. |  | Data input
Unused cell in input data table
The use (including modification) of this model is permitted for the purposes of calculating use of system |  | Calculation
charges, testing the impact of changes in input data, and testing the impact of potential changes to the |  | Copy data
model (provided that this notice is not removed). DCUSA Limited reserves the right to modify or revoke |  | Unused cell in calculation table
such permission at any time. |  | Constant value
Unlocked cell for notes
This workbook is structured as a series of named and numbered tables. Above each calculation table, the
algorithm used in the calculations is stated together with hyperlinks to all source data tables.
Some versions of Microsoft Excel have a "Back" button which can be useful when using hyperlinks to navigate
around the workbook. The "Back" button might be in the "Web" toolbar (Microsoft Excel versions up to 2004), or
an additional command which can be added to the "Quick Access Toolbar" (Microsoft Excel versions 2007 and 2010).
Unless stated otherwise, all the data in this model are for illustration only.
List of data tables
This table lists the data tables (inputs and calculations) in the model. Each line contains a link is to the first data cell of the table.
Worksheet | Data table | Type of table
CDCM Revenue | 1001. CDCM Target Revenue Calculations | Input data
Input | 1000. Company, charging year, data version | Input data
Input | 1010. Financial and general assumptions | Composite
Input | 1017. Diversity allowance between top and bottom of network level | Input data
Input | 1018. Proportion of relevant load going through 132kV/HV direct transformation | Input data
Input | 1019. Network model GSP peak demand (MW) | Input data
Input | 1020. Gross asset cost by network level (£) | Input data
Input | 1022. LV service model asset cost (£) | Input data
Input | 1023. HV service model asset cost (£) | Input data
Input | 1025. Matrix of applicability of LV service models to tariffs with fixed charges | Input data
Input | 1026. Matrix of applicability of LV service models to unmetered tariffs | Input data
Input | 1028. Matrix of applicability of HV service models to tariffs with fixed charges | Input data
Input | 1032. Loss adjustment factors to transmission | Input data
Input | 1037. Embedded network (LDNO) discounts | Input data
Input | 1041. Load profile data for demand users | Input data
Input | 1053. Volume forecasts for the charging year | Input data
Input | 1055. Transmission exit charges (£/year) | Input data
Input | 1059. Other expenditure | Input data
Input | 1060. Customer contributions under current connection charging policy | Input data
Input | 1061. Average split of rate 1 units by distribution time band | Input data
Input | 1062. Average split of rate 2 units by distribution time band | Input data
Input | 1064. Average split of rate 1 units by special distribution time band | Input data
Input | 1066. Typical annual hours by special distribution time band | Input data
Input | 1068. Typical annual hours by distribution time band | Input data
Input | 1069. Peaking probabilities by network level | Input data
CDCM Revenue | 1076. Target revenue | Input data
Input | 1092. Average kVAr by kVA, by network level | Input data
Input | 1201. Current tariff information | Input data
LAFs | 2001. Loss adjustment factors to transmission | Composite
LAFs | 2002. Mapping of DRM network levels to core network levels | Fixed data
LAFs | 2003. Loss adjustment factor to transmission for each DRM network level | Sum-product calculation
LAFs | 2004. Loss adjustment factor to transmission for each network level | Combine tables
LAFs | 2005. Network use factors | Fixed data
LAFs | 2006. Proportion going through 132kV/EHV | Calculation
LAFs | 2007. Proportion going through EHV | Calculation
LAFs | 2008. Proportion going through EHV/HV | Calculation
LAFs | 2009. Rerouteing matrix for all network levels | Combine tables
LAFs | 2010. Network use factors: interim step in calculations before adjustments | Sum-product calculation
LAFs | 2011. Network use factors for all tariffs | Combine tables
LAFs | 2012. Loss adjustment factors between end user meter reading and each network level, scaled by network use | Calculation
DRM | 2101. Annuity rate | Calculation
DRM | 2102. Loss adjustment factor to transmission for each core level | Combine tables
DRM | 2103. Loss adjustment factors | Composite
DRM | 2104. Diversity calculations | Special calculation
DRM | 2105. Network model total maximum demand at substation (MW) | Calculation
DRM | 2106. Network model contribution to system maximum load measured at network level exit (MW) | Calculation
DRM | 2107. Rerouteing matrix for DRM network levels | Combine tables
DRM | 2108. GSP simultaneous maximum load assumed through each network level (MW) | Sum-product calculation
DRM | 2109. Network model annuity by simultaneous maximum load for each network level (£/kW/year) | Calculation
SM | 2201. Asset £/customer from LV service models | Sum-product calculation
SM | 2202. Asset £/(MWh/year) from LV service models | Sum-product calculation
SM | 2203. Service model asset p/kWh charge for unmetered tariffs | Calculation
SM | 2204. Asset £/customer from HV service models | Sum-product calculation
SM | 2205. Service model assets by tariff (£) | Combine tables
SM | 2206. Replacement annuities for service models | Composite
Loads | 2301. Demand coefficient (load at time of system maximum load divided by average load) | Calculation
Loads | 2302. Load coefficient | Combine tables
Loads | 2303. Discount map | Fixed data
Loads | 2304. LDNO discounts and volumes adjusted for discount | Composite
Loads | 2305. Equivalent volume for each end user | Cell summation
Multi | 2401. Adjust annual hours by distribution time band to match days in year | Composite
Multi | 2402. Normalisation of split of rate 1 units by time band | Composite
Multi | 2403. Split of rate 1 units between distribution time bands | Combine tables
Multi | 2404. Normalisation of split of rate 2 units by time band | Composite
Multi | 2405. Split of rate 2 units between distribution time bands | Combine tables
Multi | 2406. Split of rate 3 units between distribution time bands (default) | Fixed data
Multi | 2407. All units (MWh) | Calculation
Multi | 2408. Calculation of implied load coefficients for two-rate users | Calculation
Multi | 2409. Calculation of implied load coefficients for three-rate users | Calculation
Multi | 2410. Calculation of adjusted time band load coefficients | Composite
Multi | 2411. Normalisation of peaking probabilities | Composite
Multi | 2412. Peaking probabilities by network level (reshaped) | Reshape table
Multi | 2413. Pseudo load coefficient by time band and network level | Calculation
Multi | 2414. Unit rate 1 pseudo load coefficient by network level | Sum-product calculation
Multi | 2415. Unit rate 2 pseudo load coefficient by network level | Sum-product calculation
Multi | 2416. Unit rate 3 pseudo load coefficient by network level | Sum-product calculation
Multi | 2417. Adjust annual hours by special distribution time band to match days in year | Composite
Multi | 2418. Normalisation of split of rate 1 units by special time band | Composite
Multi | 2419. Split of rate 1 units between special distribution time bands | Combine tables
Multi | 2420. Split of rate 2 units between special distribution time bands (default) | Fixed data
Multi | 2421. Split of rate 3 units between special distribution time bands (default) | Fixed data
Multi | 2422. Calculation of implied special load coefficients for one-rate users | Calculation
Multi | 2423. Calculation of implied special load coefficients for three-rate users | Calculation
Multi | 2424. Estimated contributions to peak demand | Composite
Multi | 2425. Mapping of tariffs to tariff groups for coincidence adjustment factor | Fixed data
Multi | 2426. Group contribution to first-band peak kW | Sum-product calculation
Multi | 2427. Group contribution to system-peak-time kW | Sum-product calculation
Multi | 2428. Load coefficient correction factor for each group | Calculation
Multi | 2429. Load coefficient correction factor (based on group) | Sum-product calculation
Multi | 2430. Calculation of special peaking probabilities | Composite
Multi | 2431. Special peaking probabilities by network level | Combine tables
Multi | 2432. Special peaking probabilities by network level (reshaped) | Reshape table
Multi | 2433. Pseudo load coefficient by time band and network level | Calculation
Multi | 2434. Unit rate 1 pseudo load coefficient by network level (special) | Sum-product calculation
Multi | 2435. Unit rate 2 pseudo load coefficient by network level (special) | Sum-product calculation
Multi | 2436. Unit rate 3 pseudo load coefficient by network level (special) | Sum-product calculation
Multi | 2437. Unit rate 1 pseudo load coefficient by network level (combined) | Combine tables
Multi | 2438. Unit rate 2 pseudo load coefficient by network level (combined) | Combine tables
Multi | 2439. Unit rate 3 pseudo load coefficient by network level (combined) | Combine tables
SMD | 2501. Contributions of users on one-rate multi tariffs to system simultaneous maximum load by network level (kW) | Calculation
SMD | 2502. Contributions of users on two-rate multi tariffs to system simultaneous maximum load by network level (kW) | Calculation
SMD | 2503. Contributions of users on three-rate multi tariffs to system simultaneous maximum load by network level (kW) | Calculation
SMD | 2504. Estimated contributions of users on each tariff to system simultaneous maximum load by network level (kW) | Calculation
SMD | 2505. Contributions of users on each tariff to system simultaneous maximum load by network level (kW) | Combine tables
SMD | 2506. Forecast system simultaneous maximum load (kW) from forecast units | Cell summation
AMD | 2601. Pre-processing of data for standing charge factors | Composite
AMD | 2602. Standing charges factors adapted to use 132kV/HV | Combine tables
AMD | 2603. Capacity-based contributions to chargeable aggregate maximum load by network level (kW) | Calculation
AMD | 2604. Unit-based contributions to chargeable aggregate maximum load (kW) | Calculation
AMD | 2605. Contributions to aggregate maximum load by network level (kW) | Combine tables
AMD | 2606. Forecast chargeable aggregate maximum load (kW) | Cell summation
AMD | 2607. Forecast simultaneous load subject to standing charge factors (kW) | Calculation
AMD | 2608. Forecast simultaneous load replaced by standing charge (kW) | Cell summation
AMD | 2609. Calculated LV diversity allowance | Calculation
AMD | 2610. Network level mapping for diversity allowances | Fixed data
AMD | 2611. Diversity allowances including 132kV/HV | Sum-product calculation
AMD | 2612. Diversity allowances (including calculated LV value) | Combine tables
AMD | 2613. Forecast simultaneous maximum load (kW) adjusted for standing charges | Calculation
Otex | 2701. Operating expenditure coded by network level (£/year) | Combine tables
Otex | 2702. Network model assets (£) scaled by load forecast | Calculation
Otex | 2703. Annual consumption by tariff for unmetered users (MWh) | Copy cells
Otex | 2704. Total unmetered units | Cell summation
Otex | 2705. Service model asset data | Composite
Otex | 2706. Data for allocation of operating expenditure | Composite
Otex | 2707. Amount of expenditure to be allocated according to asset values (£/year) | Calculation
Otex | 2708. Total operating expenditure by network level (£/year) | Calculation
Otex | 2709. Operating expenditure percentage by network level | Calculation
Otex | 2710. Unit operating expenditure based on simultaneous maximum load (£/kW/year) | Calculation
Otex | 2711. Operating expenditure for customer assets p/MPAN/day | Composite
Otex | 2712. Operating expenditure for unmetered customer assets (p/kWh) | Calculation
Contrib | 2801. Network level of supply (for customer contributions) by tariff | Fixed data
Contrib | 2802. Contribution proportion of asset annuities, by customer type and network level of assets | Calculation
Contrib | 2803. Proportion of assets annuities deemed to be covered by customer contributions | Sum-product calculation
Contrib | 2804. Proportion of annual charge covered by contributions (for all charging levels) | Combine tables
Yard | 2901. Unit cost at each level, £/kW/year (relative to system simultaneous maximum load) | Combine tables
Yard | 2902. Pay-as-you-go yardstick unit costs by charging level (p/kWh) | Calculation
Yard | 2903. Pay-as-you-go unit rate 1 p/kWh | Composite
Yard | 2904. Pay-as-you-go unit rate 2 p/kWh | Composite
Yard | 2905. Pay-as-you-go unit rate 3 p/kWh | Composite
Standing | 3001. Costs based on aggregate maximum load (£/kW/year) | Calculation
Standing | 3002. Capacity elements p/kVA/day | Calculation
Standing | 3003. Yardstick unit rate p/kWh (taking account of standing charges) | Composite
Standing | 3004. Unit rate 1 (taking account of standing charges) | Composite
Standing | 3005. Unit rate 2 (taking account of standing charges) | Composite
Standing | 3006. Unit rate 3 (taking account of standing charges) | Composite
NHH | 3101. Average maximum kVA/MPAN by end user class, for user classes without an agreed import capacity | Calculation
NHH | 3102. Capacity-driven fixed charge elements from standing charges factors p/MPAN/day | Calculation
NHH | 3103. Statistics for tariffs charged for LV circuits on an exit point basis | Composite
NHH | 3104. Aggregate data for tariffs charged for LV circuits on an exit point basis | Composite
NHH | 3105. LV fixed charge elements from standing charges factors p/MPAN/day | Calculation
NHH | 3106. Fixed charge elements from standing charges factors p/MPAN/day | Combine tables
Reactive | 3201. Standard components p/kWh for reactive power (absolute value) | Calculation
Reactive | 3202. Standard reactive p/kVArh | Calculation
Reactive | 3203. Network use factors for generator reactive unit charges | Fixed data
Reactive | 3204. Absolute value of load coefficient (kW peak / average kW) | Calculation
Reactive | 3205. Pay-as-you-go components p/kWh for reactive power (absolute value) | Calculation
Reactive | 3206. Pay-as-you-go reactive p/kVArh | Calculation
Aggreg | 3301. Unit rate 1 p/kWh (elements) | Combine tables
Aggreg | 3302. Unit rate 2 p/kWh (elements) | Combine tables
Aggreg | 3303. Unit rate 3 p/kWh (elements) | Combine tables
Aggreg | 3304. Fixed charge p/MPAN/day (elements) | Combine tables
Aggreg | 3305. Capacity charge p/kVA/day (elements) | Copy cells
Aggreg | 3306. Reactive power charge p/kVArh (elements) | Combine tables
Aggreg | 3307. Summary of charges before revenue matching | Cell summation
Revenue | 3401. Net revenues by tariff before matching (£) | Calculation
Revenue | 3402. Target Revenue £/year | Calculation
Revenue | 3403. Revenue surplus or shortfall | Composite
Scaler | 3501. Factor to scale to £1/kW at transmission exit level | Calculation
Scaler | 3502. Applicability factor for £1/kW scaler | Combine tables
Scaler | 3503. Scalable elements of tariff components | Sum-product calculation
Scaler | 3504. Marginal revenue effect of scaler | Calculation
Scaler | 3505. Scaler value at which the minimum is breached | Calculation
Scaler | 3506. Constraint-free solution | Special calculation
Scaler | 3507. Starting point | Special calculation
Scaler | 3508. Solve for General scaler rate | Composite
Scaler | 3509. General scaler rate | Optimisation result
Scaler | 3510. Scaler | Calculation
Adjust | 3601. Tariffs before rounding | Calculation
Adjust | 3602. Decimal places | Fixed data
Adjust | 3603. Tariff rounding | Calculation
Adjust | 3604. All the way tariffs | Calculation
Adjust | 3605. Net revenues by tariff from rounding | Calculation
Adjust | 3606. Revenue forecast summary | Composite
Adjust | 3607. Tariffs | Calculation
Tariffs | 3701. Tariffs | Composite
Summary | 3801. Workbook build options and main parameters | Composite
Summary | 3802. Revenue summary | Composite
Summary | 3803. Revenue summary by tariff component | Cell summation
M-Rev | 3901. Revenue matrix by tariff | Composite
M-Rev | 3902. Revenues by charging element and network level | Cell summation
CData | 4001. Revenues under current tariffs (£) | Calculation
CData | 4002. All-the-way volumes | Copy cells
CData | 4003. Normalised to | Fixed data
CData | 4004. Normalised volumes for comparisons | Calculation
CData | 4005. LDNO LV charges (normalised £) | Copy cells
CData | 4006. LDNO HV charges (normalised £) | Copy cells
CTables | 4101. Comparison with current all-the-way demand tariffs | Composite
CTables | 4102. LDNO margins in use of system charges | Composite
M-ATW | Tariff matrices | Notes
Model identification
Version 102
Date published: 01/04/2013

## CDCM Revenues
CDCM Revnues for WPD South Wales in April 14 (102)
1001. CDCM Target Revenue Calculations
Description | Licence Term | CRC | April 14 (£)
Base Demand Before Inflation (A1) | PUt | CRC3 | 247700000
RPI Effective % (A2) | PIADt | CRC3 | 1.1682
Merger adjustment (A3) | MGt | CRC3 | 0
Base Demand Revenue (A): [A = A1 * A2 - A3] | BRt | CRC3 | 289360217.5556
Pass-Through Business Rates (B1) | RBt | CRC4 | -1487473.5896
Pass-Through Licence Fees (B2) | LFt | CRC4 | -304962.5095
Pass-Through Transmission Exit (B3) | TBt | CRC4 | 1084448.2823
Price Control Reopener (B4) | UNCt | CRC4 | 0
Pass-Through Others (B5) | MPTt, HBt, IEDt | CRC4 | 0
Allowed Pass-Through Items (B): [B = B1 + B2 + B3 +B4 + B5] | PTt | CRC3 | -707987.8168
Losses Incentive (C1) | UILt | CRC7 | 0
| PCOLt | CRC7 | 0
| -COLt | CRC7 | 0
| PPLt | CRC7 | 0
Quality of service incentive adjustment (C2) | IQt | CRC8 | 6404863.9573
Transmission connection point charges incentive adjustment (C3) | ITt | CRC9 | -502900.7997
Innovation funding incentive adjustment (C4) | IFIt | CRC10 | 120000
Incentive revenue for Distributed Generation (C5) | IGt | CRC11 | 1542615.8
Connection Guaranteed Standards Systems & Processes penalty (C6) | CGSRAt,CGSSPt & AUMt | CRC12 | 0
Low Carbon Networks Fund (C7) | LCN1t | CRC13 | 280000
| LCN2t | CRC13 | 998807.2519
| LCN3t | CRC13 | 0
Incentive Revenue and Other Adjustments (C): [C = C1 + C2 + C3 + C4 + C5 + C6 + C7] |  |  | 8843386.2095
Correction Factor (D) | -Kt | CRC3 | -6590739.164
Tax Trigger Mechanism Adjustment (E) | CTRAt | CRC3 | -12850070.2185
Total allowed Revenue (F): [F= A + B + C + D + E] | ARt |  | 278054806.566
Other 1. Excluded services - Top-up, standby, and enhanced system security (G1) (see note 1) | ES4 | CRC15 | 570397.0246
Other 2. Excluded services - Revenue protection services (G2) (see note 1) | ES5 | CRC15 | 0
Other 3. Excluded services - Miscellaneous (G3) (see note 1) | ES7 | CRC15 | 0
Other 4. - blank or if required please provide description (G4) |  |  | 0
Other 5. - blank or if required please provide description (G5) |  |  | 0
Total Other Revenue to be recovered by Use of System Charges (G): [G = G1 + G2 + G3 + G4 +G5] |  |  | 570397.0246
Total Revenue for Use of System Charges (H): [H =F + G] |  |  | 278625203.5907
1. Revenue raised outside CDCM - EDCM and Certain Interconnector Revenue (I1) |  |  | 14059898.1345
2. Revenue raised outside CDCM - Voluntary under-recovery (I2) |  |  | 0
3. Revenue raised outside CDCM - blank or if required please provide description (I3) |  |  | 0
4. Revenue raised outside CDCM - blank or if required please provide description (I4) |  |  | 0
Total Revenue to be raised outside the CDCM (I): [I = I1 + I2 + I3 + I4] |  |  | 14059898.1345
CDCM Target Revenue (J): [J = H - I] |  |  | 264565305.4561
Note 1: Cost categories associated with excluded services should only be populated if the Company recovers the costs of providing these services from Use of System charges.
1076. Target revenue
Source: CDCM Revenues
CDCM Target Revenue (£/year)
Target revenue | 264565305.4561 | 264579113.3381

## Input
Input data for WPD South Wales in April 14 (102)
This sheet contains all the input data (except LLFCs, which are entered directly into the Tariff sheet).
1000. Company, charging year, data version
| Company | Year | Version
Company, charging year, data version | WPD South Wales | April 14 | 102
1010. Financial and general assumptions
Sources: financial assumptions; calendar; network model.
These financial assumptions determine the annuity rate applied to convert the asset values of the network model into an annual charge.
| Rate of return | Annualisation period (years) | Annuity proportion for customer-contributed assets | Power factor | Days in the charging year
Financial and general assumptions | 5.6% | 40 | 0 | 0.95 | 365
1017. Diversity allowance between top and bottom of network level
Source: operational data analysis and/or network model.
The diversity figure against GSP is the diversity between GSP Group (the whole system) and individual GSPs.
The diversity figure against 132kV is the diversity between GSPs (the top of the 132kV network) and 132kV/EHV bulk supply points (the bottom of the 132kV network).
The diversity figure against EHV is the diversity between 132kV/EHV bulk supply points (the top of the EHV network) and EHV/HV primary substations (the bottom of the EHV network).
The diversity figure against HV is the diversity between EHV/HV primary substations (the top of the HV network) and HV/LV substations (the bottom of the HV network).
Diversity allowance between top and bottom of network level
GSPs | 6.383%
132kV | 5.3%
132kV/EHV
EHV | 9.9%
EHV/HV
HV | 37%
HV/LV
LV circuits
1018. Proportion of relevant load going through 132kV/HV direct transformation
132kV/HV
EHV/HV | 30%
1019. Network model GSP peak demand (MW)
Network model GSP peak demand (MW)
Network model GSP peak demand (MW) | 500
1020. Gross asset cost by network level (£)
Gross assets £
132kV | 123290662.2245
132kV/EHV | 11408190.1604
EHV | 39713623.7238
EHV/HV | 27462026.8238
132kV/HV | 8835479.482
HV | 155569906.088
HV/LV | 54881718.3434
LV circuits | 117702639.0371
1022. LV service model asset cost (£)
| LV service model 1 | LV service model 2 | LV service model 3 | LV service model 4 | LV service model 5 | LV service model 6 | LV service model 7 | LV service model 8
LV service model asset cost (£) | 4689.7767 | 578.9438 | 683.8749 | 509.4741 | 1169.0366 | 858.6035 | 0 | 450.3143
1023. HV service model asset cost (£)
| HV service model 1 | HV service model 2 | HV service model 3 | HV service model 4 | HV service model 5
HV service model asset cost (£) | 8748.3778 | 4299.3136
1025. Matrix of applicability of LV service models to tariffs with fixed charges
| LV service model 1 | LV service model 2 | LV service model 3 | LV service model 4 | LV service model 5 | LV service model 6 | LV service model 7 | LV service model 8
Domestic Unrestricted | 5% | 0% | 0% | 0% | 0% | 0% | 0% | 0%
Domestic Two Rate | 5% | 0% | 0% | 0% | 0% | 0% | 0% | 0%
Small Non Domestic Unrestricted | 0% | 100% | 0% | 0% | 0% | 0% | 0% | 0%
Small Non Domestic Two Rate | 0% | 100% | 0% | 0% | 0% | 0% | 0% | 0%
LV Medium Non-Domestic | 0% | 0% | 100% | 0% | 0% | 0% | 0% | 0%
LV Sub Medium Non-Domestic | 0% | 0% | 0% | 100% | 0% | 0% | 0% | 0%
LV HH Metered | 0% | 0% | 0% | 0% | 100% | 0% | 0% | 0%
LV Sub HH Metered | 0% | 0% | 0% | 0% | 0% | 100% | 0% | 0%
LV Generation NHH | 0% | 0% | 0% | 0% | 0% | 0% | 100% | 0%
LV Sub Generation NHH | 0% | 0% | 0% | 0% | 0% | 0% | 100% | 0%
LV Generation Intermittent | 0% | 0% | 0% | 0% | 0% | 0% | 100% | 0%
LV Generation Non-Intermittent | 0% | 0% | 0% | 0% | 0% | 0% | 0% | 0%
LV Sub Generation Intermittent | 0% | 0% | 0% | 0% | 0% | 0% | 0% | 0%
LV Sub Generation Non-Intermittent | 0% | 0% | 0% | 0% | 0% | 0% | 0% | 0%
1026. Matrix of applicability of LV service models to unmetered tariffs
Source: service models
Proportion of service model involved in connecting load of 1 MWh/year
| LV service model 1 | LV service model 2 | LV service model 3 | LV service model 4 | LV service model 5 | LV service model 6 | LV service model 7 | LV service model 8
All LV unmetered tariffs | [7 empty] | 0.4876
1028. Matrix of applicability of HV service models to tariffs with fixed charges
| HV service model 1 | HV service model 2 | HV service model 3 | HV service model 4 | HV service model 5
HV Medium Non-Domestic | 100% | 0% | 0% | 0% | 0%
HV HH Metered | 100% | 0% | 0% | 0% | 0%
HV Sub HH Metered | 100% | 0% | 0% | 0% | 0%
HV Generation Intermittent | 0% | 100% | 0% | 0% | 0%
HV Generation Non-Intermittent | 0% | 100% | 0% | 0% | 0%
HV Sub Generation Intermittent | 0% | 100% | 0% | 0% | 0%
HV Sub Generation Non-Intermittent | 0% | 100% | 0% | 0% | 0%
1032. Loss adjustment factors to transmission
Source: losses model or loss adjustment factors at time of system peak.
| 132kV | 132kV/EHV | EHV | EHV/HV | HV | HV/LV | LV circuits
Loss adjustment factor | 1.01 | 1.015 | 1.024 | 1.032 | 1.047 | 1.063 | 1.086
1037. Embedded network (LDNO) discounts
Source: separate price control disaggregation model.
| No discount | LDNO LV: LV user | LDNO HV: LV user | LDNO HV: LV sub user | LDNO HV: HV user
LDNO discount |  | 31.92% | 67.22% | 50.49% | 40.64%
1041. Load profile data for demand users
Source: load data analysis.
| Coincidence factor | Load factor
Domestic Unrestricted | 0.85616 | 0.42646
Domestic Two Rate | 0.28211 | 0.2332
Domestic Off Peak (related MPAN) |  | 0.32516
Small Non Domestic Unrestricted | 0.6291 | 0.39066
Small Non Domestic Two Rate | 0.69489 | 0.51115
Small Non Domestic Off Peak (related MPAN) | 0 | 0.34262
LV Medium Non-Domestic | 0.74101 | 0.48653
LV Sub Medium Non-Domestic | 0.74101 | 0.48653
HV Medium Non-Domestic | 0.56578 | 0.39658
LV HH Metered | 0.77204 | 0.58158
LV Sub HH Metered | 0.77204 | 0.58158
HV HH Metered | 0.85067 | 0.73164
HV Sub HH Metered | 0.85067 | 0.73164
NHH UMS category A | 1 | 1
NHH UMS category B | 0.99388 | 0.47351
NHH UMS category C | 0.78657 | 0.24931
NHH UMS category D | 0 | 0.51283
LV UMS (Pseudo HH Metered) | 0.98053 | 0.48216
1053. Volume forecasts for the charging year
Source: forecast.
Please include MPAN counts for tariffs with no fixed charge (e.g. off-peak tariffs),
but exclude MPANs on tariffs with a fixed charge that are not subject to a fixed charge due to a site grouping arrangement.
| Rate 1 units (MWh) | Rate 2 units (MWh) | Rate 3 units (MWh) | MPANs | Import capacity (kVA) | Reactive power units (MVArh)
> Domestic Unrestricted
Domestic Unrestricted | 3217327.5103 |  |  | 959008
LDNO LV: Domestic Unrestricted | 1505.545 |  |  | 574
LDNO HV: Domestic Unrestricted | 6994.161 |  |  | 2414
> Domestic Two Rate
Domestic Two Rate | 179734.8864 | 185911.6968 |  | 59551
LDNO LV: Domestic Two Rate
LDNO HV: Domestic Two Rate | 0 | 0 |  | 1
> Domestic Off Peak (related MPAN)
Domestic Off Peak (related MPAN) | 3947.6207
LDNO LV: Domestic Off Peak (related MPAN)
LDNO HV: Domestic Off Peak (related MPAN)
> Small Non Domestic Unrestricted
Small Non Domestic Unrestricted | 843172.3601 |  |  | 63123
LDNO LV: Small Non Domestic Unrestricted | 41.528 |  |  | 4
LDNO HV: Small Non Domestic Unrestricted | 1618.725 |  |  | 49
> Small Non Domestic Two Rate
Small Non Domestic Two Rate | 201962.6418 | 94532.5547 |  | 13493
LDNO LV: Small Non Domestic Two Rate
LDNO HV: Small Non Domestic Two Rate | 734.177 | 118.388 |  | 7
> Small Non Domestic Off Peak (related MPAN)
Small Non Domestic Off Peak (related MPAN) | 2480.0756
LDNO LV: Small Non Domestic Off Peak (related MPAN)
LDNO HV: Small Non Domestic Off Peak (related MPAN)
> LV Medium Non-Domestic
LV Medium Non-Domestic | 398544.9509 | 107370.3015 |  | 4645
LDNO LV: LV Medium Non-Domestic
LDNO HV: LV Medium Non-Domestic | 1148.426 | 281.073 |  | 16
> LV Sub Medium Non-Domestic
LV Sub Medium Non-Domestic | 571.8253 | 125.3641 |  | 5
> HV Medium Non-Domestic
HV Medium Non-Domestic | 970.6701 | 223.5006 |  | 14
> LV HH Metered
LV HH Metered | 105444.3184 | 670583.22 | 495345.7802 | 3011 | 576694 | 103154
LDNO LV: LV HH Metered | 0 | 0 | 0
LDNO HV: LV HH Metered | 4633.839 | 24852.192 | 18538.468 | 51 | 17036 | 1912
> LV Sub HH Metered
LV Sub HH Metered | 671.9372 | 3218.3004 | 3394.1034 | 14 | 4148 | 555
LDNO HV: LV Sub HH Metered
> HV HH Metered
HV HH Metered | 167450.5077 | 1017072.642 | 951429.8068 | 582 | 709859 | 165548
LDNO HV: HV HH Metered | 553.5499 | 3211.7596 | 2758.2759 | 38 | 5030 | 22
> HV Sub HH Metered
HV Sub HH Metered
> NHH UMS category A
NHH UMS category A | 8960.4888
LDNO LV: NHH UMS category A | 3.588
LDNO HV: NHH UMS category A | 100.6902
> NHH UMS category B
NHH UMS category B | 5705.1957
LDNO LV: NHH UMS category B | 1.794
LDNO HV: NHH UMS category B | 64.11
> NHH UMS category C
NHH UMS category C | 418.9446
LDNO LV: NHH UMS category C | 0.897
LDNO HV: NHH UMS category C | 4.7077
> NHH UMS category D
NHH UMS category D | 0
LDNO LV: NHH UMS category D | 0
LDNO HV: NHH UMS category D | 0
> LV UMS (Pseudo HH Metered)
LV UMS (Pseudo HH Metered) | 6097.8756 | 35905.6183 | 104410.683
LDNO LV: LV UMS (Pseudo HH Metered)
LDNO HV: LV UMS (Pseudo HH Metered)
> LV Generation NHH
LV Generation NHH | 842.083
LDNO LV: LV Generation NHH
LDNO HV: LV Generation NHH
> LV Sub Generation NHH
LV Sub Generation NHH
LDNO HV: LV Sub Generation NHH
> LV Generation Intermittent
LV Generation Intermittent | 4005.824 |  |  | 87 |  | 107
LDNO LV: LV Generation Intermittent
LDNO HV: LV Generation Intermittent
> LV Generation Non-Intermittent
LV Generation Non-Intermittent | 138.559 | 870.282 | 891.012 | 11 |  | 97
LDNO LV: LV Generation Non-Intermittent
LDNO HV: LV Generation Non-Intermittent
> LV Sub Generation Intermittent
LV Sub Generation Intermittent | 0
LDNO HV: LV Sub Generation Intermittent
> LV Sub Generation Non-Intermittent
LV Sub Generation Non-Intermittent | 0 | 0 | 0
LDNO HV: LV Sub Generation Non-Intermittent
> HV Generation Intermittent
HV Generation Intermittent | 26486.334 |  |  | 16 |  | 88
LDNO HV: HV Generation Intermittent
> HV Generation Non-Intermittent
HV Generation Non-Intermittent | 7704.283 | 40972.336 | 48320.563 | 24 |  | 519
LDNO HV: HV Generation Non-Intermittent
> HV Sub Generation Intermittent
HV Sub Generation Intermittent
> HV Sub Generation Non-Intermittent
HV Sub Generation Non-Intermittent
1055. Transmission exit charges (£/year)
Source: forecast.
Transmission exit
Transmission exit charges (£/year) | 9508036.6772
1059. Other expenditure
| Direct cost (£/year) | Indirect cost (£/year) | Indirect cost proportion | Network rates (£/year)
Other expenditure | 20915556.922 | 60058779.5053 | 60% | 15862604
1060. Customer contributions under current connection charging policy
Source: analysis of expenditure data and/or survey of capital expenditure schemes.
Customer contribution percentages by network level of supply and by asset network level.
These proportions should reflect the current connection charging method, not necessarily the method that was in place when the connection was built.
| Assets 132kV | Assets 132kV/EHV | Assets EHV | Assets EHV/HV | Assets 132kV/HV | Assets HV | Assets HV/LV | Assets LV circuits
LV network | 0% |  |  | 75% | 75% | 75% | 95% | 95%
LV substation | 0% | 0% |  | 75% | 75% | 75% | 95%
HV network | 0% | 36% | 36% | 91% | 91% | 91%
HV substation | 0% | 36% | 36% | 91%
1061. Average split of rate 1 units by distribution time band
| Red | Amber | Green
Domestic Two Rate | 13.38% | 57.67% | 28.95%
Domestic Off Peak (related MPAN) | 4.256e-05% | 16.5% | 83.5%
Small Non Domestic Two Rate | 9.742% | 65.17% | 25.09%
Small Non Domestic Off Peak (related MPAN) | 0.002963% | 17.39% | 82.6%
LV Medium Non-Domestic | 9.968% | 65.55% | 24.48%
LV Sub Medium Non-Domestic | 9.968% | 65.55% | 24.48%
HV Medium Non-Domestic | 9.8% | 68.89% | 21.31%
1062. Average split of rate 2 units by distribution time band
| Red | Amber | Green
Domestic Two Rate | 0% | 3.854% | 96.15%
Small Non Domestic Two Rate | 2.484e-06% | 5.572% | 94.43%
LV Medium Non-Domestic | 0% | 0.4127% | 99.59%
LV Sub Medium Non-Domestic | 0% | 0.4127% | 99.59%
HV Medium Non-Domestic | 0% | 0.858% | 99.14%
1064. Average split of rate 1 units by special distribution time band
| Black | Yellow | Green
NHH UMS category A | 2.207% | 48.09% | 49.71%
NHH UMS category B | 4.319% | 19.24% | 76.44%
NHH UMS category C | 7.884% | 35.74% | 56.38%
NHH UMS category D | 0.439% | 73.38% | 26.19%
1066. Typical annual hours by special distribution time band
Source: definition of distribution time bands.
The figures in this table will be automatically adjusted to match the number of days in the charging period.
| Black | Yellow | Green
Annual hours | 187.5 | 4221 | 4351.5
1068. Typical annual hours by distribution time band
Source: definition of distribution time bands.
The figures in this table will be automatically adjusted to match the number of days in the charging period.
| Red | Amber | Green
Annual hours | 652.5 | 3756 | 4351.5
1069. Peaking probabilities by network level
Source: analysis of network operation data.
Red, amber and green peaking probabilities
| Red | Amber | Green | Black peaking probabilities
GSPs | 63.77% | 35.6% | 0.6384% | 41.9%
132kV | 60.31% | 32.04% | 7.647% | 55.25%
132kV/EHV | 60.31% | 32.04% | 7.647% | 55.25%
EHV | 61.04% | 34.31% | 4.657% | 56.49%
EHV/HV | 61.04% | 34.31% | 4.657% | 56.49%
132kV/HV | 60.31% | 32.04% | 7.647% | 55.25%
HV | 61.04% | 34.31% | 4.657% | 56.49%
HV/LV | 61.04% | 34.31% | 4.657% | 56.49%
LV circuits | 61.04% | 34.31% | 4.657% | 56.49%
1092. Average kVAr by kVA, by network level
Source: analysis of operational data.
This is the average of MVAr/MVA or SQRT(1-PF^2) across relevant network elements.
| GSPs | 132kV | 132kV/EHV | EHV | EHV/HV | 132kV/HV | HV | HV/LV | LV circuits
Average kVAr by kVA, by network level | 0.2749 | 0.2749 | 0.2749 | 0.2749 | 0.2749 | 0.2749 | 0.2749 | 0.2749 | 0.2749
1201. Current tariff information
| Current revenues if known (£) | Current Unit rate 1 p/kWh | Current Unit rate 2 p/kWh | Current Unit rate 3 p/kWh | Current Fixed charge p/MPAN/day | Current Capacity charge p/kVA/day | Current Reactive power charge p/kVArh
Domestic Unrestricted |  | 3.355 | 0 | 0 | 4.09 | 0 | 0
Domestic Two Rate |  | 3.712 | 0.267 | 0 | 4.09 | 0 | 0
Domestic Off Peak (related MPAN) |  | 0.285 | 0 | 0 | 0 | 0 | 0
Small Non Domestic Unrestricted |  | 2.74 | 0 | 0 | 6.86 | 0 | 0
Small Non Domestic Two Rate |  | 3.427 | 0.31 | 0 | 6.86 | 0 | 0
Small Non Domestic Off Peak (related MPAN) |  | 0.317 | 0 | 0 | 0 | 0 | 0
LV Medium Non-Domestic |  | 3.273 | 0.213 | 0 | 48.19 | 0 | 0
LV Sub Medium Non-Domestic |  | 2.119 | 0.138 | 0 | 4.14 | 0 | 0
HV Medium Non-Domestic |  | 2.363 | 0.156 | 0 | 137.8 | 0 | 0
LV HH Metered |  | 16.458 | 1.367 | 0.163 | 10.66 | 2.74 | 0.551
LV Sub HH Metered |  | 12.451 | 1.017 | 0.122 | 7.7 | 3.2 | 0.486
HV HH Metered |  | 12.469 | 1.002 | 0.116 | 85.89 | 3.24 | 0.385
HV Sub HH Metered |  | 10.56 | 0.846 | 0.101 | 85.89 | 2.54 | 0.351
NHH UMS category A |  | 2.635 | 0 | 0 | 0 | 0 | 0
NHH UMS category B |  | 3.043 | 0 | 0 | 0 | 0 | 0
NHH UMS category C |  | 4.979 | 0 | 0 | 0 | 0 | 0
NHH UMS category D |  | 2.341 | 0 | 0 | 0 | 0 | 0
LV UMS (Pseudo HH Metered) |  | 42.645 | 2.546 | 0.959 | 0 | 0 | 0

## LAFs
Loss adjustment factors and network use matrices for WPD South Wales in April 14 (102)
This sheet calculates matrices of loss adjustment factors and of network use factors.
These matrices map out the extent to which each type of user uses each level of the network, and are used throughout the workbook.
2001. Loss adjustment factors to transmission
Data sources:
x1 = Network level for each tariff (to get loss factors applicable to capacity) (in Loss adjustment factors to transmission)
x2 = 1032. Loss adjustment factors to transmission
Kind: | Fixed data | [6 empty] | Sum-product calculation
Formula: | [7 empty] | =SUMPRODUCT(x1, x2)
Network level for each tariff (to get loss factors applicable to capacity)
| 132kV | 132kV/EHV | EHV | EHV/HV | HV | HV/LV | LV circuits | Loss adjustment factor
Domestic Unrestricted | 0 | 0 | 0 | 0 | 0 | 0 | 1 | 1.086
Domestic Two Rate | 0 | 0 | 0 | 0 | 0 | 0 | 1 | 1.086
Domestic Off Peak (related MPAN) | 0 | 0 | 0 | 0 | 0 | 0 | 1 | 1.086
Small Non Domestic Unrestricted | 0 | 0 | 0 | 0 | 0 | 0 | 1 | 1.086
Small Non Domestic Two Rate | 0 | 0 | 0 | 0 | 0 | 0 | 1 | 1.086
Small Non Domestic Off Peak (related MPAN) | 0 | 0 | 0 | 0 | 0 | 0 | 1 | 1.086
LV Medium Non-Domestic | 0 | 0 | 0 | 0 | 0 | 0 | 1 | 1.086
LV Sub Medium Non-Domestic | 0 | 0 | 0 | 0 | 0 | 1 | 0 | 1.063
HV Medium Non-Domestic | 0 | 0 | 0 | 0 | 1 | 0 | 0 | 1.047
LV HH Metered | 0 | 0 | 0 | 0 | 0 | 0 | 1 | 1.086
LV Sub HH Metered | 0 | 0 | 0 | 0 | 0 | 1 | 0 | 1.063
HV HH Metered | 0 | 0 | 0 | 0 | 1 | 0 | 0 | 1.047
HV Sub HH Metered | 0 | 0 | 0 | 1 | 0 | 0 | 0 | 1.032
NHH UMS category A | 0 | 0 | 0 | 0 | 0 | 0 | 1 | 1.086
NHH UMS category B | 0 | 0 | 0 | 0 | 0 | 0 | 1 | 1.086
NHH UMS category C | 0 | 0 | 0 | 0 | 0 | 0 | 1 | 1.086
NHH UMS category D | 0 | 0 | 0 | 0 | 0 | 0 | 1 | 1.086
LV UMS (Pseudo HH Metered) | 0 | 0 | 0 | 0 | 0 | 0 | 1 | 1.086
LV Generation NHH | 0 | 0 | 0 | 0 | 0 | 0 | 1 | 1.086
LV Sub Generation NHH | 0 | 0 | 0 | 0 | 0 | 1 | 0 | 1.063
LV Generation Intermittent | 0 | 0 | 0 | 0 | 0 | 0 | 1 | 1.086
LV Generation Non-Intermittent | 0 | 0 | 0 | 0 | 0 | 0 | 1 | 1.086
LV Sub Generation Intermittent | 0 | 0 | 0 | 0 | 0 | 1 | 0 | 1.063
LV Sub Generation Non-Intermittent | 0 | 0 | 0 | 0 | 0 | 1 | 0 | 1.063
HV Generation Intermittent | 0 | 0 | 0 | 0 | 1 | 0 | 0 | 1.047
HV Generation Non-Intermittent | 0 | 0 | 0 | 0 | 1 | 0 | 0 | 1.047
HV Sub Generation Intermittent | 0 | 0 | 0 | 1 | 0 | 0 | 0 | 1.032
HV Sub Generation Non-Intermittent | 0 | 0 | 0 | 1 | 0 | 0 | 0 | 1.032
2002. Mapping of DRM network levels to core network levels
| 132kV | 132kV/EHV | EHV | EHV/HV | HV | HV/LV | LV circuits
132kV | 1 | 0 | 0 | 0 | 0 | 0 | 0
132kV/EHV | 0 | 1 | 0 | 0 | 0 | 0 | 0
EHV | 0 | 0 | 1 | 0 | 0 | 0 | 0
EHV/HV | 0 | 0 | 0 | 1 | 0 | 0 | 0
132kV/HV | 0 | 0 | 0 | 1 | 0 | 0 | 0
HV | 0 | 0 | 0 | 0 | 1 | 0 | 0
HV/LV | 0 | 0 | 0 | 0 | 0 | 1 | 0
LV circuits | 0 | 0 | 0 | 0 | 0 | 0 | 1
2003. Loss adjustment factor to transmission for each DRM network level
Data sources:
x1 = 2002. Mapping of DRM network levels to core network levels
x2 = 1032. Loss adjustment factors to transmission
Sum-product calculation =SUMPRODUCT(x1, x2)
Loss adjustment factor to transmission for each DRM network level
132kV | 1.01
132kV/EHV | 1.015
EHV | 1.024
EHV/HV | 1.032
132kV/HV | 1.032
HV | 1.047
HV/LV | 1.063
LV circuits | 1.086
2004. Loss adjustment factor to transmission for each network level
Data sources:
x1 = 2003. Loss adjustment factor to transmission for each DRM network level
x2 = 1 for GSP level
Combine tables = x1 or x2
| GSPs | 132kV | 132kV/EHV | EHV | EHV/HV | 132kV/HV | HV | HV/LV | LV circuits
Loss adjustment factor to transmission for each network level | 1 | 1.01 | 1.015 | 1.024 | 1.032 | 1.032 | 1.047 | 1.063 | 1.086
2005. Network use factors
These network use factors indicate to what extent each network level is used by each tariff.
This table reflects the policy that generators receive credits only in respect of network levels above the voltage of connection. Generators do not receive credits at the voltage of connection.
The factors in this table are before any adjustment for a 132kV/HV network level or for generation-dominated areas.
| GSPs | 132kV | 132kV/EHV | EHV | EHV/HV | HV | HV/LV | LV circuits
Domestic Unrestricted | 1 | 1 | 1 | 1 | 1 | 1 | 1 | 1
Domestic Two Rate | 1 | 1 | 1 | 1 | 1 | 1 | 1 | 1
Domestic Off Peak (related MPAN) | 1 | 1 | 1 | 1 | 1 | 1 | 1 | 1
Small Non Domestic Unrestricted | 1 | 1 | 1 | 1 | 1 | 1 | 1 | 1
Small Non Domestic Two Rate | 1 | 1 | 1 | 1 | 1 | 1 | 1 | 1
Small Non Domestic Off Peak (related MPAN) | 1 | 1 | 1 | 1 | 1 | 1 | 1 | 1
LV Medium Non-Domestic | 1 | 1 | 1 | 1 | 1 | 1 | 1 | 1
LV Sub Medium Non-Domestic | 1 | 1 | 1 | 1 | 1 | 1 | 1 | 0
HV Medium Non-Domestic | 1 | 1 | 1 | 1 | 1 | 1 | 0 | 0
LV HH Metered | 1 | 1 | 1 | 1 | 1 | 1 | 1 | 1
LV Sub HH Metered | 1 | 1 | 1 | 1 | 1 | 1 | 1 | 0
HV HH Metered | 1 | 1 | 1 | 1 | 1 | 1 | 0 | 0
HV Sub HH Metered | 1 | 1 | 1 | 1 | 1 | 0 | 0 | 0
NHH UMS category A | 1 | 1 | 1 | 1 | 1 | 1 | 1 | 1
NHH UMS category B | 1 | 1 | 1 | 1 | 1 | 1 | 1 | 1
NHH UMS category C | 1 | 1 | 1 | 1 | 1 | 1 | 1 | 1
NHH UMS category D | 1 | 1 | 1 | 1 | 1 | 1 | 1 | 1
LV UMS (Pseudo HH Metered) | 1 | 1 | 1 | 1 | 1 | 1 | 1 | 1
LV Generation NHH | 1 | 1 | 1 | 1 | 1 | 1 | 1 | 0
LV Sub Generation NHH | 1 | 1 | 1 | 1 | 1 | 1 | 0 | 0
LV Generation Intermittent | 1 | 1 | 1 | 1 | 1 | 1 | 1 | 0
LV Generation Non-Intermittent | 1 | 1 | 1 | 1 | 1 | 1 | 1 | 0
LV Sub Generation Intermittent | 1 | 1 | 1 | 1 | 1 | 1 | 0 | 0
LV Sub Generation Non-Intermittent | 1 | 1 | 1 | 1 | 1 | 1 | 0 | 0
HV Generation Intermittent | 1 | 1 | 1 | 1 | 1 | 0 | 0 | 0
HV Generation Non-Intermittent | 1 | 1 | 1 | 1 | 1 | 0 | 0 | 0
HV Sub Generation Intermittent | 1 | 1 | 1 | 1 | 0 | 0 | 0 | 0
HV Sub Generation Non-Intermittent | 1 | 1 | 1 | 1 | 0 | 0 | 0 | 0
2006. Proportion going through 132kV/EHV
Data sources:
x1 = 1018. Proportion of relevant load going through 132kV/HV direct transformation
Calculation =1-x1
132kV/EHV
132kV/EHV | 70%
2007. Proportion going through EHV
Data sources:
x1 = 1018. Proportion of relevant load going through 132kV/HV direct transformation
Calculation =1-x1
EHV
EHV | 70%
2008. Proportion going through EHV/HV
Data sources:
x1 = 1018. Proportion of relevant load going through 132kV/HV direct transformation
Calculation =1-x1
EHV/HV
EHV/HV | 70%
2009. Rerouteing matrix for all network levels
Data sources:
x1 = 1018. Proportion of relevant load going through 132kV/HV direct transformation
x2 = 2006. Proportion going through 132kV/EHV
x3 = 2007. Proportion going through EHV
x4 = 2008. Proportion going through EHV/HV
x5 = Rerouteing matrix: default elements
x6 = Map GSP to GSP
Combine tables = x1 or x2 or x3 or x4 or x5 or x6
| GSPs | 132kV | 132kV/EHV | EHV | EHV/HV | HV | HV/LV | LV circuits
GSPs | 1
132kV |  | 100% | 0% | 0% | 0% | 0% | 0% | 0%
132kV/EHV |  | 0% | 70% | 0% | 0% | 0% | 0% | 0%
EHV |  | 0% | 0% | 70% | 0% | 0% | 0% | 0%
EHV/HV |  | 0% | 0% | 0% | 70% | 0% | 0% | 0%
132kV/HV |  | 0% | 0% | 0% | 30% | 0% | 0% | 0%
HV |  | 0% | 0% | 0% | 0% | 100% | 0% | 0%
HV/LV |  | 0% | 0% | 0% | 0% | 0% | 100% | 0%
LV circuits |  | 0% | 0% | 0% | 0% | 0% | 0% | 100%
2010. Network use factors: interim step in calculations before adjustments
Data sources:
x1 = 2005. Network use factors
x2 = 2009. Rerouteing matrix for all network levels
Sum-product calculation =SUMPRODUCT(x1, x2)
| GSPs | 132kV | 132kV/EHV | EHV | EHV/HV | 132kV/HV | HV | HV/LV | LV circuits
Domestic Unrestricted | 1 | 1 | 0.7 | 0.7 | 0.7 | 0.3 | 1 | 1 | 1
Domestic Two Rate | 1 | 1 | 0.7 | 0.7 | 0.7 | 0.3 | 1 | 1 | 1
Domestic Off Peak (related MPAN) | 1 | 1 | 0.7 | 0.7 | 0.7 | 0.3 | 1 | 1 | 1
Small Non Domestic Unrestricted | 1 | 1 | 0.7 | 0.7 | 0.7 | 0.3 | 1 | 1 | 1
Small Non Domestic Two Rate | 1 | 1 | 0.7 | 0.7 | 0.7 | 0.3 | 1 | 1 | 1
Small Non Domestic Off Peak (related MPAN) | 1 | 1 | 0.7 | 0.7 | 0.7 | 0.3 | 1 | 1 | 1
LV Medium Non-Domestic | 1 | 1 | 0.7 | 0.7 | 0.7 | 0.3 | 1 | 1 | 1
LV Sub Medium Non-Domestic | 1 | 1 | 0.7 | 0.7 | 0.7 | 0.3 | 1 | 1 | 0
HV Medium Non-Domestic | 1 | 1 | 0.7 | 0.7 | 0.7 | 0.3 | 1 | 0 | 0
LV HH Metered | 1 | 1 | 0.7 | 0.7 | 0.7 | 0.3 | 1 | 1 | 1
LV Sub HH Metered | 1 | 1 | 0.7 | 0.7 | 0.7 | 0.3 | 1 | 1 | 0
HV HH Metered | 1 | 1 | 0.7 | 0.7 | 0.7 | 0.3 | 1 | 0 | 0
HV Sub HH Metered | 1 | 1 | 0.7 | 0.7 | 0.7 | 0.3 | 0 | 0 | 0
NHH UMS category A | 1 | 1 | 0.7 | 0.7 | 0.7 | 0.3 | 1 | 1 | 1
NHH UMS category B | 1 | 1 | 0.7 | 0.7 | 0.7 | 0.3 | 1 | 1 | 1
NHH UMS category C | 1 | 1 | 0.7 | 0.7 | 0.7 | 0.3 | 1 | 1 | 1
NHH UMS category D | 1 | 1 | 0.7 | 0.7 | 0.7 | 0.3 | 1 | 1 | 1
LV UMS (Pseudo HH Metered) | 1 | 1 | 0.7 | 0.7 | 0.7 | 0.3 | 1 | 1 | 1
LV Generation NHH | 1 | 1 | 0.7 | 0.7 | 0.7 | 0.3 | 1 | 1 | 0
LV Sub Generation NHH | 1 | 1 | 0.7 | 0.7 | 0.7 | 0.3 | 1 | 0 | 0
LV Generation Intermittent | 1 | 1 | 0.7 | 0.7 | 0.7 | 0.3 | 1 | 1 | 0
LV Generation Non-Intermittent | 1 | 1 | 0.7 | 0.7 | 0.7 | 0.3 | 1 | 1 | 0
LV Sub Generation Intermittent | 1 | 1 | 0.7 | 0.7 | 0.7 | 0.3 | 1 | 0 | 0
LV Sub Generation Non-Intermittent | 1 | 1 | 0.7 | 0.7 | 0.7 | 0.3 | 1 | 0 | 0
HV Generation Intermittent | 1 | 1 | 0.7 | 0.7 | 0.7 | 0.3 | 0 | 0 | 0
HV Generation Non-Intermittent | 1 | 1 | 0.7 | 0.7 | 0.7 | 0.3 | 0 | 0 | 0
HV Sub Generation Intermittent | 1 | 1 | 0.7 | 0.7 | 0 | 0 | 0 | 0 | 0
HV Sub Generation Non-Intermittent | 1 | 1 | 0.7 | 0.7 | 0 | 0 | 0 | 0 | 0
2011. Network use factors for all tariffs
Data sources:
x1 = Network use factors including 132kV/HV for generation dominated tariffs
x2 = Network use factors including 132kV/HV for HV Sub tariffs
x3 = 2010. Network use factors: interim step in calculations before adjustments
Combine tables = x1 or x2 or x3
| GSPs | 132kV | 132kV/EHV | EHV | EHV/HV | 132kV/HV | HV | HV/LV | LV circuits
Domestic Unrestricted | 1 | 1 | 0.7 | 0.7 | 0.7 | 0.3 | 1 | 1 | 1
Domestic Two Rate | 1 | 1 | 0.7 | 0.7 | 0.7 | 0.3 | 1 | 1 | 1
Domestic Off Peak (related MPAN) | 1 | 1 | 0.7 | 0.7 | 0.7 | 0.3 | 1 | 1 | 1
Small Non Domestic Unrestricted | 1 | 1 | 0.7 | 0.7 | 0.7 | 0.3 | 1 | 1 | 1
Small Non Domestic Two Rate | 1 | 1 | 0.7 | 0.7 | 0.7 | 0.3 | 1 | 1 | 1
Small Non Domestic Off Peak (related MPAN) | 1 | 1 | 0.7 | 0.7 | 0.7 | 0.3 | 1 | 1 | 1
LV Medium Non-Domestic | 1 | 1 | 0.7 | 0.7 | 0.7 | 0.3 | 1 | 1 | 1
LV Sub Medium Non-Domestic | 1 | 1 | 0.7 | 0.7 | 0.7 | 0.3 | 1 | 1 | 0
HV Medium Non-Domestic | 1 | 1 | 0.7 | 0.7 | 0.7 | 0.3 | 1 | 0 | 0
LV HH Metered | 1 | 1 | 0.7 | 0.7 | 0.7 | 0.3 | 1 | 1 | 1
LV Sub HH Metered | 1 | 1 | 0.7 | 0.7 | 0.7 | 0.3 | 1 | 1 | 0
HV HH Metered | 1 | 1 | 0.7 | 0.7 | 0.7 | 0.3 | 1 | 0 | 0
HV Sub HH Metered | 1 | 1 | 1 | 1 | 1 | 0 | 0 | 0 | 0
NHH UMS category A | 1 | 1 | 0.7 | 0.7 | 0.7 | 0.3 | 1 | 1 | 1
NHH UMS category B | 1 | 1 | 0.7 | 0.7 | 0.7 | 0.3 | 1 | 1 | 1
NHH UMS category C | 1 | 1 | 0.7 | 0.7 | 0.7 | 0.3 | 1 | 1 | 1
NHH UMS category D | 1 | 1 | 0.7 | 0.7 | 0.7 | 0.3 | 1 | 1 | 1
LV UMS (Pseudo HH Metered) | 1 | 1 | 0.7 | 0.7 | 0.7 | 0.3 | 1 | 1 | 1
LV Generation NHH | 1 | 1 | 0.7 | 0.7 | 0.7 | 0.3 | 1 | 1 | 0
LV Sub Generation NHH | 1 | 1 | 0.7 | 0.7 | 0.7 | 0.3 | 1 | 0 | 0
LV Generation Intermittent | 1 | 1 | 0.7 | 0.7 | 0.7 | 0.3 | 1 | 1 | 0
LV Generation Non-Intermittent | 1 | 1 | 0.7 | 0.7 | 0.7 | 0.3 | 1 | 1 | 0
LV Sub Generation Intermittent | 1 | 1 | 0.7 | 0.7 | 0.7 | 0.3 | 1 | 0 | 0
LV Sub Generation Non-Intermittent | 1 | 1 | 0.7 | 0.7 | 0.7 | 0.3 | 1 | 0 | 0
HV Generation Intermittent | 1 | 1 | 0.7 | 0.7 | 0.7 | 0.3 | 0 | 0 | 0
HV Generation Non-Intermittent | 1 | 1 | 0.7 | 0.7 | 0.7 | 0.3 | 0 | 0 | 0
HV Sub Generation Intermittent | 1 | 1 | 1 | 1 | 0 | 0 | 0 | 0 | 0
HV Sub Generation Non-Intermittent | 1 | 1 | 1 | 1 | 0 | 0 | 0 | 0 | 0
2012. Loss adjustment factors between end user meter reading and each network level, scaled by network use
Data sources:
x1 = 2004. Loss adjustment factor to transmission for each network level
x2 = 2011. Network use factors for all tariffs
x3 = 2001. Loss adjustment factor to transmission (in Loss adjustment factors to transmission)
Calculation =IF(x1="",x2,x2*x3/x1)
| GSPs | 132kV | 132kV/EHV | EHV | EHV/HV | 132kV/HV | HV | HV/LV | LV circuits
Domestic Unrestricted | 1.086 | 1.0752 | 0.74897 | 0.74238 | 0.73663 | 0.3157 | 1.0372 | 1.0216 | 1
Domestic Two Rate | 1.086 | 1.0752 | 0.74897 | 0.74238 | 0.73663 | 0.3157 | 1.0372 | 1.0216 | 1
Domestic Off Peak (related MPAN) | 1.086 | 1.0752 | 0.74897 | 0.74238 | 0.73663 | 0.3157 | 1.0372 | 1.0216 | 1
Small Non Domestic Unrestricted | 1.086 | 1.0752 | 0.74897 | 0.74238 | 0.73663 | 0.3157 | 1.0372 | 1.0216 | 1
Small Non Domestic Two Rate | 1.086 | 1.0752 | 0.74897 | 0.74238 | 0.73663 | 0.3157 | 1.0372 | 1.0216 | 1
Small Non Domestic Off Peak (related MPAN) | 1.086 | 1.0752 | 0.74897 | 0.74238 | 0.73663 | 0.3157 | 1.0372 | 1.0216 | 1
LV Medium Non-Domestic | 1.086 | 1.0752 | 0.74897 | 0.74238 | 0.73663 | 0.3157 | 1.0372 | 1.0216 | 1
LV Sub Medium Non-Domestic | 1.063 | 1.0525 | 0.7331 | 0.72666 | 0.72103 | 0.30901 | 1.0153 | 1 | 0
HV Medium Non-Domestic | 1.047 | 1.0366 | 0.72207 | 0.71572 | 0.71017 | 0.30436 | 1 | 0 | 0
LV HH Metered | 1.086 | 1.0752 | 0.74897 | 0.74238 | 0.73663 | 0.3157 | 1.0372 | 1.0216 | 1
LV Sub HH Metered | 1.063 | 1.0525 | 0.7331 | 0.72666 | 0.72103 | 0.30901 | 1.0153 | 1 | 0
HV HH Metered | 1.047 | 1.0366 | 0.72207 | 0.71572 | 0.71017 | 0.30436 | 1 | 0 | 0
HV Sub HH Metered | 1.032 | 1.0218 | 1.0167 | 1.0078 | 1 | 0 | 0 | 0 | 0
NHH UMS category A | 1.086 | 1.0752 | 0.74897 | 0.74238 | 0.73663 | 0.3157 | 1.0372 | 1.0216 | 1
NHH UMS category B | 1.086 | 1.0752 | 0.74897 | 0.74238 | 0.73663 | 0.3157 | 1.0372 | 1.0216 | 1
NHH UMS category C | 1.086 | 1.0752 | 0.74897 | 0.74238 | 0.73663 | 0.3157 | 1.0372 | 1.0216 | 1
NHH UMS category D | 1.086 | 1.0752 | 0.74897 | 0.74238 | 0.73663 | 0.3157 | 1.0372 | 1.0216 | 1
LV UMS (Pseudo HH Metered) | 1.086 | 1.0752 | 0.74897 | 0.74238 | 0.73663 | 0.3157 | 1.0372 | 1.0216 | 1
LV Generation NHH | 1.086 | 1.0752 | 0.74897 | 0.74238 | 0.73663 | 0.3157 | 1.0372 | 1.0216 | 0
LV Sub Generation NHH | 1.063 | 1.0525 | 0.7331 | 0.72666 | 0.72103 | 0.30901 | 1.0153 | 0 | 0
LV Generation Intermittent | 1.086 | 1.0752 | 0.74897 | 0.74238 | 0.73663 | 0.3157 | 1.0372 | 1.0216 | 0
LV Generation Non-Intermittent | 1.086 | 1.0752 | 0.74897 | 0.74238 | 0.73663 | 0.3157 | 1.0372 | 1.0216 | 0
LV Sub Generation Intermittent | 1.063 | 1.0525 | 0.7331 | 0.72666 | 0.72103 | 0.30901 | 1.0153 | 0 | 0
LV Sub Generation Non-Intermittent | 1.063 | 1.0525 | 0.7331 | 0.72666 | 0.72103 | 0.30901 | 1.0153 | 0 | 0
HV Generation Intermittent | 1.047 | 1.0366 | 0.72207 | 0.71572 | 0.71017 | 0.30436 | 0 | 0 | 0
HV Generation Non-Intermittent | 1.047 | 1.0366 | 0.72207 | 0.71572 | 0.71017 | 0.30436 | 0 | 0 | 0
HV Sub Generation Intermittent | 1.032 | 1.0218 | 1.0167 | 1.0078 | 0 | 0 | 0 | 0 | 0
HV Sub Generation Non-Intermittent | 1.032 | 1.0218 | 1.0167 | 1.0078 | 0 | 0 | 0 | 0 | 0

## DRM
Network model for WPD South Wales in April 14 (102)
This sheet collects data from a network model and calculates aggregated annuitised unit costs from these data.
2101. Annuity rate
Data sources:
x1 = 1010. Rate of return (in Financial and general assumptions)
x2 = 1010. Annualisation period (years) (in Financial and general assumptions)
x3 = 1010. Days in the charging year (in Financial and general assumptions)
Calculation =PMT(x1,x2,-1)*IF(OR(x3>366,x3<365),x3/365.25,1)
Annuity rate
Annuity rate | 6.314%
2102. Loss adjustment factor to transmission for each core level
Data sources:
x1 = 1032. Loss adjustment factors to transmission
x2 = 1 for GSP level
Combine tables = x1 or x2
| GSPs | 132kV | 132kV/EHV | EHV | EHV/HV | HV | HV/LV | LV circuits
Loss adjustment factor to transmission for each core level | 1 | 1.01 | 1.015 | 1.024 | 1.032 | 1.047 | 1.063 | 1.086
2103. Loss adjustment factors
Data sources:
x1 = 2102. Loss adjustment factor to transmission for each core level
x2 = Loss adjustment factor to transmission for network level exit (in Loss adjustment factors)
Kind: | Copy cells | Special copy
Formula: | =x1 | = x2
| Loss adjustment factor to transmission for network level exit | Loss adjustment factor to transmission for network level entry
GSPs | 1
132kV | 1.01 | 1
132kV/EHV | 1.015 | 1.01
EHV | 1.024 | 1.015
EHV/HV | 1.032 | 1.024
HV | 1.047 | 1.032
HV/LV | 1.063 | 1.047
LV circuits | 1.086 | 1.063
2104. Diversity calculations
Data sources:
x1 = 1017. Diversity allowance between top and bottom of network level
x2 = Coincidence to system peak at level exit (in Diversity calculations)
Kind: | Special calculation | Special calculation | Special calculation
Formula: | =previous/(1+x1) | =previous/(1+x1) | =1/x2-1
| Coincidence to GSP peak at level exit | Coincidence to system peak at level exit | Diversity allowance between level exit and GSP Group
GSPs |  | 94% | 6.383%
132kV | 94.97% | 89.27% | 12.02%
132kV/EHV | 94.97% | 89.27% | 12.02%
EHV | 86.41% | 81.23% | 23.11%
EHV/HV | 86.41% | 81.23% | 23.11%
HV | 63.07% | 59.29% | 68.66%
HV/LV | 63.07% | 59.29% | 68.66%
LV circuits | 63.07% | 59.29%
2105. Network model total maximum demand at substation (MW)
Data sources:
x1 = 1019. Network model GSP peak demand (MW)
x2 = 2104. Coincidence to GSP peak at level exit (in Diversity calculations)
Calculation =x1/x2
Network model total maximum demand at substation (MW)
132kV | 526.5
132kV/EHV | 526.5
EHV | 578.6235
EHV/HV | 578.6235
HV | 792.7142
HV/LV | 792.7142
LV circuits | 792.7142
2106. Network model contribution to system maximum load measured at network level exit (MW)
Data sources:
x1 = 2105. Network model total maximum demand at substation (MW)
x2 = 2104. Coincidence to system peak at level exit (in Diversity calculations)
x3 = 2103. Loss adjustment factor to transmission for network level exit (in Loss adjustment factors)
Calculation =x1*x2/x3
Network model contribution to system maximum load measured at network level exit (MW)
132kV | 465.3465
132kV/EHV | 463.0542
EHV | 458.9844
EHV/HV | 455.4264
HV | 448.9016
HV/LV | 442.1449
LV circuits | 432.7808
2107. Rerouteing matrix for DRM network levels
Data sources:
x1 = 1018. Proportion of relevant load going through 132kV/HV direct transformation
x2 = 2006. Proportion going through 132kV/EHV
x3 = 2007. Proportion going through EHV
x4 = 2008. Proportion going through EHV/HV
x5 = Rerouteing matrix: default elements
Combine tables = x1 or x2 or x3 or x4 or x5
| 132kV | 132kV/EHV | EHV | EHV/HV | 132kV/HV | HV | HV/LV | LV circuits
132kV | 100% | 0% | 0% | 0% | 0% | 0% | 0% | 0%
132kV/EHV | 0% | 70% | 0% | 0% | 0% | 0% | 0% | 0%
EHV | 0% | 0% | 70% | 0% | 0% | 0% | 0% | 0%
EHV/HV | 0% | 0% | 0% | 70% | 30% | 0% | 0% | 0%
HV | 0% | 0% | 0% | 0% | 0% | 100% | 0% | 0%
HV/LV | 0% | 0% | 0% | 0% | 0% | 0% | 100% | 0%
LV circuits | 0% | 0% | 0% | 0% | 0% | 0% | 0% | 100%
2108. GSP simultaneous maximum load assumed through each network level (MW)
Data sources:
x1 = 2106. Network model contribution to system maximum load measured at network level exit (MW)
x2 = 2107. Rerouteing matrix for DRM network levels
Sum-product calculation =SUMPRODUCT(x1, x2)
GSP simultaneous maximum load assumed through each network level (MW)
132kV | 465.3465
132kV/EHV | 324.1379
EHV | 321.2891
EHV/HV | 318.7984
132kV/HV | 136.6279
HV | 448.9016
HV/LV | 442.1449
LV circuits | 432.7808
2109. Network model annuity by simultaneous maximum load for each network level (£/kW/year)
Data sources:
x1 = 2108. GSP simultaneous maximum load assumed through each network level (MW)
x2 = 1020. Gross asset cost by network level (£)
x3 = 2101. Annuity rate
Calculation =IF(x1,0.001*x2*x3/x1,0)
Model £/kW SML
Assets 132kV | 16.7288
Assets 132kV/EHV | 2.2223
Assets EHV | 7.8047
Assets EHV/HV | 5.4391
Assets 132kV/HV | 4.0832
Assets HV | 21.8819
Assets HV/LV | 7.8374
Assets LV circuits | 17.1723

## SM
Service models for WPD South Wales in April 14 (102)
This sheet collects and processes data from the service models.
2201. Asset £/customer from LV service models
Data sources:
x1 = 1025. Matrix of applicability of LV service models to tariffs with fixed charges
x2 = 1022. LV service model asset cost (£)
Sum-product calculation =SUMPRODUCT(x1, x2)
Assets LV customer
Domestic Unrestricted | 234.4888
Domestic Two Rate | 234.4888
Small Non Domestic Unrestricted | 578.9438
Small Non Domestic Two Rate | 578.9438
LV Medium Non-Domestic | 683.8749
LV Sub Medium Non-Domestic | 509.4741
LV HH Metered | 1169.0366
LV Sub HH Metered | 858.6035
LV Generation NHH | 0
LV Sub Generation NHH | 0
LV Generation Intermittent | 0
LV Generation Non-Intermittent | 0
LV Sub Generation Intermittent | 0
LV Sub Generation Non-Intermittent | 0
2202. Asset £/(MWh/year) from LV service models
Data sources:
x1 = 1026. Matrix of applicability of LV service models to unmetered tariffs
x2 = 1022. LV service model asset cost (£)
Sum-product calculation =SUMPRODUCT(x1, x2)
Assets LV customer
Asset £/(MWh/year) from LV service models | 219.5732
2203. Service model asset p/kWh charge for unmetered tariffs
Data sources:
x1 = 1010. Annuity proportion for customer-contributed assets (in Financial and general assumptions)
x2 = 2202. Asset £/(MWh/year) from LV service models
x3 = 2101. Annuity rate
Calculation =0.1*x1*x2*x3
Assets LV customer
Service model asset p/kWh charge for unmetered tariffs | 0
2204. Asset £/customer from HV service models
Data sources:
x1 = 1028. Matrix of applicability of HV service models to tariffs with fixed charges
x2 = 1023. HV service model asset cost (£)
Sum-product calculation =SUMPRODUCT(x1, x2)
Assets HV customer
HV Medium Non-Domestic | 8748.3778
HV HH Metered | 8748.3778
HV Sub HH Metered | 8748.3778
HV Generation Intermittent | 4299.3136
HV Generation Non-Intermittent | 4299.3136
HV Sub Generation Intermittent | 4299.3136
HV Sub Generation Non-Intermittent | 4299.3136
2205. Service model assets by tariff (£)
Data sources:
x1 = 2201. Asset £/customer from LV service models
x2 = 2204. Asset £/customer from HV service models
Combine tables = x1 or x2
| Assets LV customer | Assets HV customer
Domestic Unrestricted | 234.4888
Domestic Two Rate | 234.4888
Domestic Off Peak (related MPAN)
Small Non Domestic Unrestricted | 578.9438
Small Non Domestic Two Rate | 578.9438
Small Non Domestic Off Peak (related MPAN)
LV Medium Non-Domestic | 683.8749
LV Sub Medium Non-Domestic | 509.4741
HV Medium Non-Domestic |  | 8748.3778
LV HH Metered | 1169.0366
LV Sub HH Metered | 858.6035
HV HH Metered |  | 8748.3778
HV Sub HH Metered |  | 8748.3778
NHH UMS category A
NHH UMS category B
NHH UMS category C
NHH UMS category D
LV UMS (Pseudo HH Metered)
LV Generation NHH | 0
LV Sub Generation NHH | 0
LV Generation Intermittent | 0
LV Generation Non-Intermittent | 0
LV Sub Generation Intermittent | 0
LV Sub Generation Non-Intermittent | 0
HV Generation Intermittent |  | 4299.3136
HV Generation Non-Intermittent |  | 4299.3136
HV Sub Generation Intermittent |  | 4299.3136
HV Sub Generation Non-Intermittent |  | 4299.3136
2206. Replacement annuities for service models
Data sources:
x1 = 1010. Days in the charging year (in Financial and general assumptions)
x2 = 2205. Service model assets by tariff (£)
x3 = 2101. Annuity rate
x4 = 1010. Annuity proportion for customer-contributed assets (in Financial and general assumptions)
x5 = Service model p/MPAN/day charge (in Replacement annuities for service models)
Kind: | Calculation |  | Cell summation
Formula: | =100/x1*x2*x3*x4 |  | =SUM(x5)
Service model p/MPAN/day charge
| Assets LV customer | Assets HV customer | Service model p/MPAN/day
Domestic Unrestricted | 0 | 0 | 0
Domestic Two Rate | 0 | 0 | 0
Domestic Off Peak (related MPAN) | 0 | 0 | 0
Small Non Domestic Unrestricted | 0 | 0 | 0
Small Non Domestic Two Rate | 0 | 0 | 0
Small Non Domestic Off Peak (related MPAN) | 0 | 0 | 0
LV Medium Non-Domestic | 0 | 0 | 0
LV Sub Medium Non-Domestic | 0 | 0 | 0
HV Medium Non-Domestic | 0 | 0 | 0
LV HH Metered | 0 | 0 | 0
LV Sub HH Metered | 0 | 0 | 0
HV HH Metered | 0 | 0 | 0
HV Sub HH Metered | 0 | 0 | 0
NHH UMS category A | 0 | 0 | 0
NHH UMS category B | 0 | 0 | 0
NHH UMS category C | 0 | 0 | 0
NHH UMS category D | 0 | 0 | 0
LV UMS (Pseudo HH Metered) | 0 | 0 | 0
LV Generation NHH | 0 | 0 | 0
LV Sub Generation NHH | 0 | 0 | 0
LV Generation Intermittent | 0 | 0 | 0
LV Generation Non-Intermittent | 0 | 0 | 0
LV Sub Generation Intermittent | 0 | 0 | 0
LV Sub Generation Non-Intermittent | 0 | 0 | 0
HV Generation Intermittent | 0 | 0 | 0
HV Generation Non-Intermittent | 0 | 0 | 0
HV Sub Generation Intermittent | 0 | 0 | 0
HV Sub Generation Non-Intermittent | 0 | 0 | 0

## Loads
Load characteristics for WPD South Wales in April 14 (102)
This sheet compiles information about the assumed characteristics of network users.
A load factor represents the average load of a user or user group, relative to the maximum load level of that user or
user group. Load factors are numbers between 0 and 1.
A coincidence factor represents the expectation value of the load of a user or user group at the time of system maximum load,
relative to the maximum load level of that user or user group. Coincidence factors are numbers between 0 and 1.
A load coefficient is the expectation value of the load of a user or user group at the time of system maximum load, relative to the average load level of that user or user group.
For demand users, the load coefficient is a demand coefficient and can be calculated as the ratio of the coincidence factor to the load factor.
2301. Demand coefficient (load at time of system maximum load divided by average load)
Data sources:
x1 = 1041. Coincidence factor to system maximum load for each type of demand user (in Load profile data for demand users)
x2 = 1041. Load factor for each type of demand user (in Load profile data for demand users)
Calculation =x1/x2
Demand coefficient
Domestic Unrestricted | 2.0076
Domestic Two Rate | 1.2097
Domestic Off Peak (related MPAN) | 0
Small Non Domestic Unrestricted | 1.6104
Small Non Domestic Two Rate | 1.3595
Small Non Domestic Off Peak (related MPAN) | 0
LV Medium Non-Domestic | 1.523
LV Sub Medium Non-Domestic | 1.523
HV Medium Non-Domestic | 1.4266
LV HH Metered | 1.3275
LV Sub HH Metered | 1.3275
HV HH Metered | 1.1627
HV Sub HH Metered | 1.1627
NHH UMS category A | 1
NHH UMS category B | 2.099
NHH UMS category C | 3.155
NHH UMS category D | 0
LV UMS (Pseudo HH Metered) | 2.0336
2302. Load coefficient
Data sources:
x1 = 2301. Demand coefficient (load at time of system maximum load divided by average load)
x2 = Negative of generation coefficient; set to -1
Combine tables = x1 or x2
Load coefficient
Domestic Unrestricted | 2.0076
Domestic Two Rate | 1.2097
Domestic Off Peak (related MPAN) | 0
Small Non Domestic Unrestricted | 1.6104
Small Non Domestic Two Rate | 1.3595
Small Non Domestic Off Peak (related MPAN) | 0
LV Medium Non-Domestic | 1.523
LV Sub Medium Non-Domestic | 1.523
HV Medium Non-Domestic | 1.4266
LV HH Metered | 1.3275
LV Sub HH Metered | 1.3275
HV HH Metered | 1.1627
HV Sub HH Metered | 1.1627
NHH UMS category A | 1
NHH UMS category B | 2.099
NHH UMS category C | 3.155
NHH UMS category D | 0
LV UMS (Pseudo HH Metered) | 2.0336
LV Generation NHH | -1
LV Sub Generation NHH | -1
LV Generation Intermittent | -1
LV Generation Non-Intermittent | -1
LV Sub Generation Intermittent | -1
LV Sub Generation Non-Intermittent | -1
HV Generation Intermittent | -1
HV Generation Non-Intermittent | -1
HV Sub Generation Intermittent | -1
HV Sub Generation Non-Intermittent | -1
2303. Discount map
| No discount | LDNO LV: LV user | LDNO HV: LV user | LDNO HV: LV sub user | LDNO HV: HV user
> Domestic Unrestricted
Domestic Unrestricted | 1 | 0 | 0 | 0 | 0
LDNO LV: Domestic Unrestricted | 0 | 1 | 0 | 0 | 0
LDNO HV: Domestic Unrestricted | 0 | 0 | 1 | 0 | 0
> Domestic Two Rate
Domestic Two Rate | 1 | 0 | 0 | 0 | 0
LDNO LV: Domestic Two Rate | 0 | 1 | 0 | 0 | 0
LDNO HV: Domestic Two Rate | 0 | 0 | 1 | 0 | 0
> Domestic Off Peak (related MPAN)
Domestic Off Peak (related MPAN) | 1 | 0 | 0 | 0 | 0
LDNO LV: Domestic Off Peak (related MPAN) | 0 | 1 | 0 | 0 | 0
LDNO HV: Domestic Off Peak (related MPAN) | 0 | 0 | 1 | 0 | 0
> Small Non Domestic Unrestricted
Small Non Domestic Unrestricted | 1 | 0 | 0 | 0 | 0
LDNO LV: Small Non Domestic Unrestricted | 0 | 1 | 0 | 0 | 0
LDNO HV: Small Non Domestic Unrestricted | 0 | 0 | 1 | 0 | 0
> Small Non Domestic Two Rate
Small Non Domestic Two Rate | 1 | 0 | 0 | 0 | 0
LDNO LV: Small Non Domestic Two Rate | 0 | 1 | 0 | 0 | 0
LDNO HV: Small Non Domestic Two Rate | 0 | 0 | 1 | 0 | 0
> Small Non Domestic Off Peak (related MPAN)
Small Non Domestic Off Peak (related MPAN) | 1 | 0 | 0 | 0 | 0
LDNO LV: Small Non Domestic Off Peak (related MPAN) | 0 | 1 | 0 | 0 | 0
LDNO HV: Small Non Domestic Off Peak (related MPAN) | 0 | 0 | 1 | 0 | 0
> LV Medium Non-Domestic
LV Medium Non-Domestic | 1 | 0 | 0 | 0 | 0
LDNO LV: LV Medium Non-Domestic | 0 | 1 | 0 | 0 | 0
LDNO HV: LV Medium Non-Domestic | 0 | 0 | 1 | 0 | 0
> LV Sub Medium Non-Domestic
LV Sub Medium Non-Domestic | 1 | 0 | 0 | 0 | 0
> HV Medium Non-Domestic
HV Medium Non-Domestic | 1 | 0 | 0 | 0 | 0
> LV HH Metered
LV HH Metered | 1 | 0 | 0 | 0 | 0
LDNO LV: LV HH Metered | 0 | 1 | 0 | 0 | 0
LDNO HV: LV HH Metered | 0 | 0 | 1 | 0 | 0
> LV Sub HH Metered
LV Sub HH Metered | 1 | 0 | 0 | 0 | 0
LDNO HV: LV Sub HH Metered | 0 | 0 | 0 | 1 | 0
> HV HH Metered
HV HH Metered | 1 | 0 | 0 | 0 | 0
LDNO HV: HV HH Metered | 0 | 0 | 0 | 0 | 1
> HV Sub HH Metered
HV Sub HH Metered | 1 | 0 | 0 | 0 | 0
> NHH UMS category A
NHH UMS category A | 1 | 0 | 0 | 0 | 0
LDNO LV: NHH UMS category A | 0 | 1 | 0 | 0 | 0
LDNO HV: NHH UMS category A | 0 | 0 | 1 | 0 | 0
> NHH UMS category B
NHH UMS category B | 1 | 0 | 0 | 0 | 0
LDNO LV: NHH UMS category B | 0 | 1 | 0 | 0 | 0
LDNO HV: NHH UMS category B | 0 | 0 | 1 | 0 | 0
> NHH UMS category C
NHH UMS category C | 1 | 0 | 0 | 0 | 0
LDNO LV: NHH UMS category C | 0 | 1 | 0 | 0 | 0
LDNO HV: NHH UMS category C | 0 | 0 | 1 | 0 | 0
> NHH UMS category D
NHH UMS category D | 1 | 0 | 0 | 0 | 0
LDNO LV: NHH UMS category D | 0 | 1 | 0 | 0 | 0
LDNO HV: NHH UMS category D | 0 | 0 | 1 | 0 | 0
> LV UMS (Pseudo HH Metered)
LV UMS (Pseudo HH Metered) | 1 | 0 | 0 | 0 | 0
LDNO LV: LV UMS (Pseudo HH Metered) | 0 | 1 | 0 | 0 | 0
LDNO HV: LV UMS (Pseudo HH Metered) | 0 | 0 | 1 | 0 | 0
> LV Generation NHH
LV Generation NHH | 1 | 0 | 0 | 0 | 0
LDNO LV: LV Generation NHH | 1 | 0 | 0 | 0 | 0
LDNO HV: LV Generation NHH | 1 | 0 | 0 | 0 | 0
> LV Sub Generation NHH
LV Sub Generation NHH | 1 | 0 | 0 | 0 | 0
LDNO HV: LV Sub Generation NHH | 1 | 0 | 0 | 0 | 0
> LV Generation Intermittent
LV Generation Intermittent | 1 | 0 | 0 | 0 | 0
LDNO LV: LV Generation Intermittent | 1 | 0 | 0 | 0 | 0
LDNO HV: LV Generation Intermittent | 1 | 0 | 0 | 0 | 0
> LV Generation Non-Intermittent
LV Generation Non-Intermittent | 1 | 0 | 0 | 0 | 0
LDNO LV: LV Generation Non-Intermittent | 1 | 0 | 0 | 0 | 0
LDNO HV: LV Generation Non-Intermittent | 1 | 0 | 0 | 0 | 0
> LV Sub Generation Intermittent
LV Sub Generation Intermittent | 1 | 0 | 0 | 0 | 0
LDNO HV: LV Sub Generation Intermittent | 1 | 0 | 0 | 0 | 0
> LV Sub Generation Non-Intermittent
LV Sub Generation Non-Intermittent | 1 | 0 | 0 | 0 | 0
LDNO HV: LV Sub Generation Non-Intermittent | 1 | 0 | 0 | 0 | 0
> HV Generation Intermittent
HV Generation Intermittent | 1 | 0 | 0 | 0 | 0
LDNO HV: HV Generation Intermittent | 1 | 0 | 0 | 0 | 0
> HV Generation Non-Intermittent
HV Generation Non-Intermittent | 1 | 0 | 0 | 0 | 0
LDNO HV: HV Generation Non-Intermittent | 1 | 0 | 0 | 0 | 0
> HV Sub Generation Intermittent
HV Sub Generation Intermittent | 1 | 0 | 0 | 0 | 0
> HV Sub Generation Non-Intermittent
HV Sub Generation Non-Intermittent | 1 | 0 | 0 | 0 | 0
2304. LDNO discounts and volumes adjusted for discount
Data sources:
x1 = 2303. Discount map
x2 = 1037. Embedded network (LDNO) discounts
x3 = 100 per cent discount for generators on LDNO networks
x4 = Discount for each tariff (except for fixed charges) (in LDNO discounts and volumes adjusted for discount)
x5 = 1053. Rate 1 units (MWh) by tariff (in Volume forecasts for the charging year)
x6 = 1053. Rate 2 units (MWh) by tariff (in Volume forecasts for the charging year)
x7 = 1053. Rate 3 units (MWh) by tariff (in Volume forecasts for the charging year)
x8 = 1053. MPANs by tariff (in Volume forecasts for the charging year)
x9 = Discount for each tariff for fixed charges only (in LDNO discounts and volumes adjusted for discount)
x10 = 1053. Import capacity (kVA) by tariff (in Volume forecasts for the charging year)
x11 = 1053. Reactive power units (MVArh) by tariff (in Volume forecasts for the charging year)
Kind: | Sum-product calculation | Combine tables | Calculation | Calculation | Calculation | Calculation | Calculation | Calculation
Formula: | =SUMPRODUCT(x1, x2) | = x3 or x4 | =x5*(1-x4) | =x6*(1-x4) | =x7*(1-x4) | =x8*(1-x9) | =x10*(1-x4) | =x11*(1-x4)
| Discount for each tariff (except for fixed charges) | Discount for each tariff for fixed charges only | Rate 1 units (MWh) | Rate 2 units (MWh) | Rate 3 units (MWh) | MPANs | Import capacity (kVA) | Reactive power units (MVArh)
> Domestic Unrestricted
Domestic Unrestricted | 0% | 0% | 3217327.5103 | 0 | 0 | 959008 | 0 | 0
LDNO LV: Domestic Unrestricted | 31.92% | 31.92% | 1025.0128 | 0 | 0 | 390.7936 | 0 | 0
LDNO HV: Domestic Unrestricted | 67.22% | 67.22% | 2292.3401 | 0 | 0 | 791.1898 | 0 | 0
> Domestic Two Rate
Domestic Two Rate | 0% | 0% | 179734.8864 | 185911.6968 | 0 | 59551 | 0 | 0
LDNO LV: Domestic Two Rate | 31.92% | 31.92% | 0 | 0 | 0 | 0 | 0 | 0
LDNO HV: Domestic Two Rate | 67.22% | 67.22% | 0 | 0 | 0 | 0.32775 | 0 | 0
> Domestic Off Peak (related MPAN)
Domestic Off Peak (related MPAN) | 0% | 0% | 3947.6207 | 0 | 0 | 0 | 0 | 0
LDNO LV: Domestic Off Peak (related MPAN) | 31.92% | 31.92% | 0 | 0 | 0 | 0 | 0 | 0
LDNO HV: Domestic Off Peak (related MPAN) | 67.22% | 67.22% | 0 | 0 | 0 | 0 | 0 | 0
> Small Non Domestic Unrestricted
Small Non Domestic Unrestricted | 0% | 0% | 843172.3601 | 0 | 0 | 63123 | 0 | 0
LDNO LV: Small Non Domestic Unrestricted | 31.92% | 31.92% | 28.2733 | 0 | 0 | 2.7233 | 0 | 0
LDNO HV: Small Non Domestic Unrestricted | 67.22% | 67.22% | 530.538 | 0 | 0 | 16.0598 | 0 | 0
> Small Non Domestic Two Rate
Small Non Domestic Two Rate | 0% | 0% | 201962.6418 | 94532.5547 | 0 | 13493 | 0 | 0
LDNO LV: Small Non Domestic Two Rate | 31.92% | 31.92% | 0 | 0 | 0 | 0 | 0 | 0
LDNO HV: Small Non Domestic Two Rate | 67.22% | 67.22% | 240.6269 | 38.8017 | 0 | 2.2943 | 0 | 0
> Small Non Domestic Off Peak (related MPAN)
Small Non Domestic Off Peak (related MPAN) | 0% | 0% | 2480.0756 | 0 | 0 | 0 | 0 | 0
LDNO LV: Small Non Domestic Off Peak (related MPAN) | 31.92% | 31.92% | 0 | 0 | 0 | 0 | 0 | 0
LDNO HV: Small Non Domestic Off Peak (related MPAN) | 67.22% | 67.22% | 0 | 0 | 0 | 0 | 0 | 0
> LV Medium Non-Domestic
LV Medium Non-Domestic | 0% | 0% | 398544.9509 | 107370.3015 | 0 | 4645 | 0 | 0
LDNO LV: LV Medium Non-Domestic | 31.92% | 31.92% | 0 | 0 | 0 | 0 | 0 | 0
LDNO HV: LV Medium Non-Domestic | 67.22% | 67.22% | 376.3972 | 92.1218 | 0 | 5.244 | 0 | 0
> LV Sub Medium Non-Domestic
LV Sub Medium Non-Domestic | 0% | 0% | 571.8253 | 125.3641 | 0 | 5 | 0 | 0
> HV Medium Non-Domestic
HV Medium Non-Domestic | 0% | 0% | 970.6701 | 223.5006 | 0 | 14 | 0 | 0
> LV HH Metered
LV HH Metered | 0% | 0% | 105444.3184 | 670583.22 | 495345.7802 | 3011 | 576694 | 103154
LDNO LV: LV HH Metered | 31.92% | 31.92% | 0 | 0 | 0 | 0 | 0 | 0
LDNO HV: LV HH Metered | 67.22% | 67.22% | 1518.7432 | 8145.3194 | 6075.9929 | 16.7153 | 5583.5582 | 626.659
> LV Sub HH Metered
LV Sub HH Metered | 0% | 0% | 671.9372 | 3218.3004 | 3394.1034 | 14 | 4148 | 555
LDNO HV: LV Sub HH Metered | 50.49% | 50.49% | 0 | 0 | 0 | 0 | 0 | 0
> HV HH Metered
HV HH Metered | 0% | 0% | 167450.5077 | 1017072.642 | 951429.8068 | 582 | 709859 | 165548
LDNO HV: HV HH Metered | 40.64% | 40.64% | 328.5783 | 1906.4487 | 1637.2681 | 22.5562 | 2985.7269 | 13.0588
> HV Sub HH Metered
HV Sub HH Metered | 0% | 0% | 0 | 0 | 0 | 0 | 0 | 0
> NHH UMS category A
NHH UMS category A | 0% | 0% | 8960.4888 | 0 | 0 | 0 | 0 | 0
LDNO LV: NHH UMS category A | 31.92% | 31.92% | 2.4428 | 0 | 0 | 0 | 0 | 0
LDNO HV: NHH UMS category A | 67.22% | 67.22% | 33.0013 | 0 | 0 | 0 | 0 | 0
> NHH UMS category B
NHH UMS category B | 0% | 0% | 5705.1957 | 0 | 0 | 0 | 0 | 0
LDNO LV: NHH UMS category B | 31.92% | 31.92% | 1.2214 | 0 | 0 | 0 | 0 | 0
LDNO HV: NHH UMS category B | 67.22% | 67.22% | 21.0121 | 0 | 0 | 0 | 0 | 0
> NHH UMS category C
NHH UMS category C | 0% | 0% | 418.9446 | 0 | 0 | 0 | 0 | 0
LDNO LV: NHH UMS category C | 31.92% | 31.92% | 0.6107 | 0 | 0 | 0 | 0 | 0
LDNO HV: NHH UMS category C | 67.22% | 67.22% | 1.543 | 0 | 0 | 0 | 0 | 0
> NHH UMS category D
NHH UMS category D | 0% | 0% | 0 | 0 | 0 | 0 | 0 | 0
LDNO LV: NHH UMS category D | 31.92% | 31.92% | 0 | 0 | 0 | 0 | 0 | 0
LDNO HV: NHH UMS category D | 67.22% | 67.22% | 0 | 0 | 0 | 0 | 0 | 0
> LV UMS (Pseudo HH Metered)
LV UMS (Pseudo HH Metered) | 0% | 0% | 6097.8756 | 35905.6183 | 104410.683 | 0 | 0 | 0
LDNO LV: LV UMS (Pseudo HH Metered) | 31.92% | 31.92% | 0 | 0 | 0 | 0 | 0 | 0
LDNO HV: LV UMS (Pseudo HH Metered) | 67.22% | 67.22% | 0 | 0 | 0 | 0 | 0 | 0
> LV Generation NHH
LV Generation NHH | 0% | 0% | 842.083 | 0 | 0 | 0 | 0 | 0
LDNO LV: LV Generation NHH | 0% | 100% | 0 | 0 | 0 | 0 | 0 | 0
LDNO HV: LV Generation NHH | 0% | 100% | 0 | 0 | 0 | 0 | 0 | 0
> LV Sub Generation NHH
LV Sub Generation NHH | 0% | 0% | 0 | 0 | 0 | 0 | 0 | 0
LDNO HV: LV Sub Generation NHH | 0% | 100% | 0 | 0 | 0 | 0 | 0 | 0
> LV Generation Intermittent
LV Generation Intermittent | 0% | 0% | 4005.824 | 0 | 0 | 87 | 0 | 107
LDNO LV: LV Generation Intermittent | 0% | 100% | 0 | 0 | 0 | 0 | 0 | 0
LDNO HV: LV Generation Intermittent | 0% | 100% | 0 | 0 | 0 | 0 | 0 | 0
> LV Generation Non-Intermittent
LV Generation Non-Intermittent | 0% | 0% | 138.559 | 870.282 | 891.012 | 11 | 0 | 97
LDNO LV: LV Generation Non-Intermittent | 0% | 100% | 0 | 0 | 0 | 0 | 0 | 0
LDNO HV: LV Generation Non-Intermittent | 0% | 100% | 0 | 0 | 0 | 0 | 0 | 0
> LV Sub Generation Intermittent
LV Sub Generation Intermittent | 0% | 0% | 0 | 0 | 0 | 0 | 0 | 0
LDNO HV: LV Sub Generation Intermittent | 0% | 100% | 0 | 0 | 0 | 0 | 0 | 0
> LV Sub Generation Non-Intermittent
LV Sub Generation Non-Intermittent | 0% | 0% | 0 | 0 | 0 | 0 | 0 | 0
LDNO HV: LV Sub Generation Non-Intermittent | 0% | 100% | 0 | 0 | 0 | 0 | 0 | 0
> HV Generation Intermittent
HV Generation Intermittent | 0% | 0% | 26486.334 | 0 | 0 | 16 | 0 | 88
LDNO HV: HV Generation Intermittent | 0% | 100% | 0 | 0 | 0 | 0 | 0 | 0
> HV Generation Non-Intermittent
HV Generation Non-Intermittent | 0% | 0% | 7704.283 | 40972.336 | 48320.563 | 24 | 0 | 519
LDNO HV: HV Generation Non-Intermittent | 0% | 100% | 0 | 0 | 0 | 0 | 0 | 0
> HV Sub Generation Intermittent
HV Sub Generation Intermittent | 0% | 0% | 0 | 0 | 0 | 0 | 0 | 0
> HV Sub Generation Non-Intermittent
HV Sub Generation Non-Intermittent | 0% | 0% | 0 | 0 | 0 | 0 | 0 | 0
2305. Equivalent volume for each end user
Data sources:
x1 = 2304. Rate 1 units (MWh) (in LDNO discounts and volumes adjusted for discount)
x2 = 2304. Rate 2 units (MWh) (in LDNO discounts and volumes adjusted for discount)
x3 = 2304. Rate 3 units (MWh) (in LDNO discounts and volumes adjusted for discount)
x4 = 2304. MPANs (in LDNO discounts and volumes adjusted for discount)
x5 = 2304. Import capacity (kVA) (in LDNO discounts and volumes adjusted for discount)
x6 = 2304. Reactive power units (MVArh) (in LDNO discounts and volumes adjusted for discount)
Kind: | Cell summation | Cell summation | Cell summation | Cell summation | Cell summation | Cell summation
Formula: | =SUM(x1) | =SUM(x2) | =SUM(x3) | =SUM(x4) | =SUM(x5) | =SUM(x6)
| Rate 1 units (MWh) | Rate 2 units (MWh) | Rate 3 units (MWh) | MPANs | Import capacity (kVA) | Reactive power units (MVArh)
Domestic Unrestricted | 3220644.8632 | 0 | 0 | 960189.9834 | 0 | 0
Domestic Two Rate | 179734.8864 | 185911.6968 | 0 | 59551.3278 | 0 | 0
Domestic Off Peak (related MPAN) | 3947.6207 | 0 | 0 | 0 | 0 | 0
Small Non Domestic Unrestricted | 843731.1714 | 0 | 0 | 63141.7831 | 0 | 0
Small Non Domestic Two Rate | 202203.2687 | 94571.3565 | 0 | 13495.2943 | 0 | 0
Small Non Domestic Off Peak (related MPAN) | 2480.0756 | 0 | 0 | 0 | 0 | 0
LV Medium Non-Domestic | 398921.3482 | 107462.4233 | 0 | 4650.244 | 0 | 0
LV Sub Medium Non-Domestic | 571.8253 | 125.3641 | 0 | 5 | 0 | 0
HV Medium Non-Domestic | 970.6701 | 223.5006 | 0 | 14 | 0 | 0
LV HH Metered | 106963.0617 | 678728.5394 | 501421.7732 | 3027.7153 | 582277.5582 | 103780.659
LV Sub HH Metered | 671.9372 | 3218.3004 | 3394.1034 | 14 | 4148 | 555
HV HH Metered | 167779.086 | 1018979.0907 | 953067.075 | 604.5562 | 712844.7269 | 165561.0588
HV Sub HH Metered | 0 | 0 | 0 | 0 | 0 | 0
NHH UMS category A | 8995.9329 | 0 | 0 | 0 | 0 | 0
NHH UMS category B | 5727.4292 | 0 | 0 | 0 | 0 | 0
NHH UMS category C | 421.0982 | 0 | 0 | 0 | 0 | 0
NHH UMS category D | 0 | 0 | 0 | 0 | 0 | 0
LV UMS (Pseudo HH Metered) | 6097.8756 | 35905.6183 | 104410.683 | 0 | 0 | 0
LV Generation NHH | 842.083 | 0 | 0 | 0 | 0 | 0
LV Sub Generation NHH | 0 | 0 | 0 | 0 | 0 | 0
LV Generation Intermittent | 4005.824 | 0 | 0 | 87 | 0 | 107
LV Generation Non-Intermittent | 138.559 | 870.282 | 891.012 | 11 | 0 | 97
LV Sub Generation Intermittent | 0 | 0 | 0 | 0 | 0 | 0
LV Sub Generation Non-Intermittent | 0 | 0 | 0 | 0 | 0 | 0
HV Generation Intermittent | 26486.334 | 0 | 0 | 16 | 0 | 88
HV Generation Non-Intermittent | 7704.283 | 40972.336 | 48320.563 | 24 | 0 | 519
HV Sub Generation Intermittent | 0 | 0 | 0 | 0 | 0 | 0
HV Sub Generation Non-Intermittent | 0 | 0 | 0 | 0 | 0 | 0

## Multi
Load characteristics for multiple unit rates for WPD South Wales in April 14 (102)
2401. Adjust annual hours by distribution time band to match days in year
Data sources:
x1 = 1068. Typical annual hours by distribution time band
x2 = 1010. Days in the charging year (in Financial and general assumptions)
x3 = Total hours in the year according to time band hours input data (in Adjust annual hours by distribution time band to match days in year)
Kind: | Cell summation | Calculation
Formula: | =SUM(x1) | =x1*24*x2/x3
Annual hours by distribution time band (reconciled to days in year)
| Hours aggregate | Red | Amber | Green
Adjust annual hours by distribution time band to match days in year | 8760 | 652.5 | 3756 | 4351.5
2402. Normalisation of split of rate 1 units by time band
Data sources:
x1 = 1061. Average split of rate 1 units by distribution time band
x2 = Total split (in Normalisation of split of rate 1 units by time band)
x3 = 2401. Annual hours by distribution time band (reconciled to days in year) (in Adjust annual hours by distribution time band to match days in year)
x4 = 1010. Days in the charging year (in Financial and general assumptions)
Kind: | Cell summation | Calculation
Formula: | =SUM(x1) | =IF(x2,x1/x2,x3/x4/24)
Normalised split of rate 1 units by distribution time band
| Total split | Red | Amber | Green
Domestic Two Rate | 100% | 13.38% | 57.67% | 28.95%
Domestic Off Peak (related MPAN) | 100% | 4.256e-05% | 16.5% | 83.5%
Small Non Domestic Two Rate | 100% | 9.742% | 65.17% | 25.09%
Small Non Domestic Off Peak (related MPAN) | 100% | 0.002963% | 17.39% | 82.6%
LV Medium Non-Domestic | 100% | 9.968% | 65.55% | 24.48%
LV Sub Medium Non-Domestic | 100% | 9.968% | 65.55% | 24.48%
HV Medium Non-Domestic | 100% | 9.8% | 68.89% | 21.31%
2403. Split of rate 1 units between distribution time bands
Data sources:
x1 = 2402. Normalised split of rate 1 units by distribution time band (in Normalisation of split of rate 1 units by time band)
x2 = Split of rate 1 units between distribution time bands (default)
Combine tables = x1 or x2
| Red | Amber | Green
Domestic Two Rate | 13.38% | 57.67% | 28.95%
Domestic Off Peak (related MPAN) | 4.256e-05% | 16.5% | 83.5%
Small Non Domestic Two Rate | 9.742% | 65.17% | 25.09%
Small Non Domestic Off Peak (related MPAN) | 0.002963% | 17.39% | 82.6%
LV Medium Non-Domestic | 9.968% | 65.55% | 24.48%
LV Sub Medium Non-Domestic | 9.968% | 65.55% | 24.48%
HV Medium Non-Domestic | 9.8% | 68.89% | 21.31%
LV HH Metered | 100% | 0% | 0%
LV Sub HH Metered | 100% | 0% | 0%
HV HH Metered | 100% | 0% | 0%
HV Sub HH Metered | 100% | 0% | 0%
LV Generation Non-Intermittent | 100% | 0% | 0%
LV Sub Generation Non-Intermittent | 100% | 0% | 0%
HV Generation Non-Intermittent | 100% | 0% | 0%
HV Sub Generation Non-Intermittent | 100% | 0% | 0%
2404. Normalisation of split of rate 2 units by time band
Data sources:
x1 = 1062. Average split of rate 2 units by distribution time band
x2 = Total split (in Normalisation of split of rate 2 units by time band)
x3 = 2401. Annual hours by distribution time band (reconciled to days in year) (in Adjust annual hours by distribution time band to match days in year)
x4 = 1010. Days in the charging year (in Financial and general assumptions)
Kind: | Cell summation | Calculation
Formula: | =SUM(x1) | =IF(x2,x1/x2,x3/x4/24)
Normalised split of rate 2 units by distribution time band
| Total split | Red | Amber | Green
Domestic Two Rate | 100% | 0% | 3.854% | 96.15%
Small Non Domestic Two Rate | 100% | 2.484e-06% | 5.572% | 94.43%
LV Medium Non-Domestic | 100% | 0% | 0.4127% | 99.59%
LV Sub Medium Non-Domestic | 100% | 0% | 0.4127% | 99.59%
HV Medium Non-Domestic | 100% | 0% | 0.858% | 99.14%
2405. Split of rate 2 units between distribution time bands
Data sources:
x1 = 2404. Normalised split of rate 2 units by distribution time band (in Normalisation of split of rate 2 units by time band)
x2 = Split of rate 2 units between distribution time bands (default)
Combine tables = x1 or x2
| Red | Amber | Green
Domestic Two Rate | 0% | 3.854% | 96.15%
Small Non Domestic Two Rate | 2.484e-06% | 5.572% | 94.43%
LV Medium Non-Domestic | 0% | 0.4127% | 99.59%
LV Sub Medium Non-Domestic | 0% | 0.4127% | 99.59%
HV Medium Non-Domestic | 0% | 0.858% | 99.14%
LV HH Metered | 0% | 100% | 0%
LV Sub HH Metered | 0% | 100% | 0%
HV HH Metered | 0% | 100% | 0%
HV Sub HH Metered | 0% | 100% | 0%
LV Generation Non-Intermittent | 0% | 100% | 0%
LV Sub Generation Non-Intermittent | 0% | 100% | 0%
HV Generation Non-Intermittent | 0% | 100% | 0%
HV Sub Generation Non-Intermittent | 0% | 100% | 0%
2406. Split of rate 3 units between distribution time bands (default)
| Red | Amber | Green
LV HH Metered | 0% | 0% | 100%
LV Sub HH Metered | 0% | 0% | 100%
HV HH Metered | 0% | 0% | 100%
HV Sub HH Metered | 0% | 0% | 100%
LV Generation Non-Intermittent | 0% | 0% | 100%
LV Sub Generation Non-Intermittent | 0% | 0% | 100%
HV Generation Non-Intermittent | 0% | 0% | 100%
HV Sub Generation Non-Intermittent | 0% | 0% | 100%
2407. All units (MWh)
Data sources:
x1 = 2305. Rate 1 units (MWh) (in Equivalent volume for each end user)
x2 = 2305. Rate 2 units (MWh) (in Equivalent volume for each end user)
x3 = 2305. Rate 3 units (MWh) (in Equivalent volume for each end user)
Calculation =x1+x2+x3
All units (MWh)
Domestic Unrestricted | 3220644.8632
Domestic Two Rate | 365646.5832
Domestic Off Peak (related MPAN) | 3947.6207
Small Non Domestic Unrestricted | 843731.1714
Small Non Domestic Two Rate | 296774.6252
Small Non Domestic Off Peak (related MPAN) | 2480.0756
LV Medium Non-Domestic | 506383.7715
LV Sub Medium Non-Domestic | 697.1895
HV Medium Non-Domestic | 1194.1707
LV HH Metered | 1287113.3743
LV Sub HH Metered | 7284.3409
HV HH Metered | 2139825.2517
HV Sub HH Metered | 0
NHH UMS category A | 8995.9329
NHH UMS category B | 5727.4292
NHH UMS category C | 421.0982
NHH UMS category D | 0
LV UMS (Pseudo HH Metered) | 146414.1769
LV Generation NHH | 842.083
LV Sub Generation NHH | 0
LV Generation Intermittent | 4005.824
LV Generation Non-Intermittent | 1899.853
LV Sub Generation Intermittent | 0
LV Sub Generation Non-Intermittent | 0
HV Generation Intermittent | 26486.334
HV Generation Non-Intermittent | 96997.182
HV Sub Generation Intermittent | 0
HV Sub Generation Non-Intermittent | 0
2408. Calculation of implied load coefficients for two-rate users
Data sources:
x1 = 2407. All units (MWh)
x2 = 2305. Rate 1 units (MWh) (in Equivalent volume for each end user)
x3 = 2403. Split of rate 1 units between distribution time bands
x4 = 2305. Rate 2 units (MWh) (in Equivalent volume for each end user)
x5 = 2405. Split of rate 2 units between distribution time bands
x6 = 2401. Annual hours by distribution time band (reconciled to days in year) (in Adjust annual hours by distribution time band to match days in year)
x7 = Use of distribution time bands by units in demand forecast for two-rate tariffs (in Calculation of implied load coefficients for two-rate users)
x8 = 1010. Days in the charging year (in Financial and general assumptions)
Kind: | Calculation |  |  | Calculation
Formula: | =IF(x1>0,(x2*x3+x4*x5)/x1,0) |  |  | =IF(x6>0,x7*x8*24/x6,0)
Use of distribution time bands by units in demand forecast for two-rate tariffs
| Red | Amber | Green | First-time-band load coefficient for two-rate tariffs
Domestic Two Rate | 6.577% | 30.31% | 63.11% | 0.88304
Small Non Domestic Two Rate | 6.637% | 46.18% | 47.19% | 0.89109
LV Medium Non-Domestic | 7.852% | 51.73% | 40.42% | 1.0542
LV Sub Medium Non-Domestic | 8.175% | 53.84% | 37.99% | 1.0976
HV Medium Non-Domestic | 7.966% | 56.16% | 35.88% | 1.0694
2409. Calculation of implied load coefficients for three-rate users
Data sources:
x1 = 2407. All units (MWh)
x2 = 2305. Rate 1 units (MWh) (in Equivalent volume for each end user)
x3 = 2403. Split of rate 1 units between distribution time bands
x4 = 2305. Rate 2 units (MWh) (in Equivalent volume for each end user)
x5 = 2405. Split of rate 2 units between distribution time bands
x6 = 2305. Rate 3 units (MWh) (in Equivalent volume for each end user)
x7 = 2406. Split of rate 3 units between distribution time bands (default)
x8 = 2401. Annual hours by distribution time band (reconciled to days in year) (in Adjust annual hours by distribution time band to match days in year)
x9 = Use of distribution time bands by units in demand forecast for three-rate tariffs (in Calculation of implied load coefficients for three-rate users)
x10 = 1010. Days in the charging year (in Financial and general assumptions)
Kind: | Calculation |  |  | Calculation
Formula: | =IF(x1>0,(x2*x3+x4*x5+x6*x7)/x1,0) |  |  | =IF(x8>0,x9*x10*24/x8,0)
Use of distribution time bands by units in demand forecast for three-rate tariffs
| Red | Amber | Green | First-time-band load coefficient for three-rate tariffs
LV HH Metered | 8.31% | 52.73% | 38.96% | 1.1157
LV Sub HH Metered | 9.224% | 44.18% | 46.59% | 1.2384
HV HH Metered | 7.841% | 47.62% | 44.54% | 1.0526
HV Sub HH Metered | 0% | 0% | 0% | 0
2410. Calculation of adjusted time band load coefficients
Data sources:
x1 = 2408. First-time-band load coefficient for two-rate tariffs (in Calculation of implied load coefficients for two-rate users)
x2 = 2409. First-time-band load coefficient for three-rate tariffs (in Calculation of implied load coefficients for three-rate users)
x3 = First-time-band load coefficient (in Calculation of adjusted time band load coefficients)
x4 = 2302. Load coefficient
Kind: | Combine tables | Calculation
Formula: | = x1 or x2 | =IF(x3<>0,x4/x3,IF(x4<0,-1,1))
| First-time-band load coefficient | Load coefficient correction factor (kW at peak in band / band average kW)
Domestic Two Rate | 0.88304 | 1.37
Domestic Off Peak (related MPAN) |  | 1
Small Non Domestic Two Rate | 0.89109 | 1.5256
Small Non Domestic Off Peak (related MPAN) |  | 1
LV Medium Non-Domestic | 1.0542 | 1.4447
LV Sub Medium Non-Domestic | 1.0976 | 1.3877
HV Medium Non-Domestic | 1.0694 | 1.334
LV HH Metered | 1.1157 | 1.1898
LV Sub HH Metered | 1.2384 | 1.0719
HV HH Metered | 1.0526 | 1.1045
HV Sub HH Metered | 0 | 1
LV Generation Non-Intermittent |  | -1
LV Sub Generation Non-Intermittent |  | -1
HV Generation Non-Intermittent |  | -1
HV Sub Generation Non-Intermittent |  | -1
2411. Normalisation of peaking probabilities
Data sources:
x1 = 1069. Red, amber and green peaking probabilities (in Peaking probabilities by network level)
x2 = Total probability (should be 100%) (in Normalisation of peaking probabilities)
x3 = 1068. Typical annual hours by distribution time band
x4 = 2401. Total hours in the year according to time band hours input data (in Adjust annual hours by distribution time band to match days in year)
Kind: | Cell summation | Calculation
Formula: | =SUM(x1) | =IF(x2,x1/x2,x3/x4)
Normalised peaking probabilities
| Total probability (should be 100%) | Red | Amber | Green
GSPs | 100% | 63.77% | 35.6% | 0.6384%
132kV | 100% | 60.31% | 32.04% | 7.647%
132kV/EHV | 100% | 60.31% | 32.04% | 7.647%
EHV | 100% | 61.04% | 34.31% | 4.657%
EHV/HV | 100% | 61.04% | 34.31% | 4.657%
132kV/HV | 100% | 60.31% | 32.04% | 7.647%
HV | 100% | 61.04% | 34.31% | 4.657%
HV/LV | 100% | 61.04% | 34.31% | 4.657%
LV circuits | 100% | 61.04% | 34.31% | 4.657%
2412. Peaking probabilities by network level (reshaped)
Data sources:
x1 = 2411. Normalised peaking probabilities (in Normalisation of peaking probabilities)
Reshape table = x1
| GSPs | Red | Amber | Green | 132kV | Red | Amber | Green | 132kV/EHV | Red | Amber | Green | EHV | Red | Amber | Green | EHV/HV | Red | Amber | Green | 132kV/HV | Red | Amber | Green | HV | Red | Amber | Green | HV/LV | Red | Amber | Green | LV circuits | Red | Amber | Green
Probability of peak within timeband |  | 63.77% | 35.6% | 0.6384% |  | 60.31% | 32.04% | 7.647% |  | 60.31% | 32.04% | 7.647% |  | 61.04% | 34.31% | 4.657% |  | 61.04% | 34.31% | 4.657% |  | 60.31% | 32.04% | 7.647% |  | 61.04% | 34.31% | 4.657% |  | 61.04% | 34.31% | 4.657% |  | 61.04% | 34.31% | 4.657%
2413. Pseudo load coefficient by time band and network level
Data sources:
x1 = 2401. Annual hours by distribution time band (reconciled to days in year) (in Adjust annual hours by distribution time band to match days in year)
x2 = 2410. Load coefficient correction factor (kW at peak in band / band average kW) (in Calculation of adjusted time band load coefficients)
x3 = 2412. Peaking probabilities by network level (reshaped)
x4 = 1010. Days in the charging year (in Financial and general assumptions)
Calculation =IF(x1>0,x2*x3*24*x4/x1,0)
| GSPs | Red | Amber | Green | 132kV | Red | Amber | Green | 132kV/EHV | Red | Amber | Green | EHV | Red | Amber | Green | EHV/HV | Red | Amber | Green | 132kV/HV | Red | Amber | Green | HV | Red | Amber | Green | HV/LV | Red | Amber | Green | LV circuits | Red | Amber | Green
Domestic Two Rate |  | 11.7278 | 1.1373 | 0.017607 |  | 11.0927 | 1.0237 | 0.2109 |  | 11.0927 | 1.0237 | 0.2109 |  | 11.2258 | 1.0962 | 0.12843 |  | 11.2258 | 1.0962 | 0.12843 |  | 11.0927 | 1.0237 | 0.2109 |  | 11.2258 | 1.0962 | 0.12843 |  | 11.2258 | 1.0962 | 0.12843 |  | 11.2258 | 1.0962 | 0.12843
Domestic Off Peak (related MPAN) |  | 8.5607 | 0.8302 | 0.012852 |  | 8.0971 | 0.74727 | 0.15395 |  | 8.0971 | 0.74727 | 0.15395 |  | 8.1943 | 0.80013 | 0.093746 |  | 8.1943 | 0.80013 | 0.093746 |  | 8.0971 | 0.74727 | 0.15395 |  | 8.1943 | 0.80013 | 0.093746 |  | 8.1943 | 0.80013 | 0.093746 |  | 8.1943 | 0.80013 | 0.093746
Small Non Domestic Two Rate |  | 13.0604 | 1.2666 | 0.019608 |  | 12.3531 | 1.14 | 0.23487 |  | 12.3531 | 1.14 | 0.23487 |  | 12.5013 | 1.2207 | 0.14302 |  | 12.5013 | 1.2207 | 0.14302 |  | 12.3531 | 1.14 | 0.23487 |  | 12.5013 | 1.2207 | 0.14302 |  | 12.5013 | 1.2207 | 0.14302 |  | 12.5013 | 1.2207 | 0.14302
Small Non Domestic Off Peak (related MPAN) |  | 8.5607 | 0.8302 | 0.012852 |  | 8.0971 | 0.74727 | 0.15395 |  | 8.0971 | 0.74727 | 0.15395 |  | 8.1943 | 0.80013 | 0.093746 |  | 8.1943 | 0.80013 | 0.093746 |  | 8.0971 | 0.74727 | 0.15395 |  | 8.1943 | 0.80013 | 0.093746 |  | 8.1943 | 0.80013 | 0.093746 |  | 8.1943 | 0.80013 | 0.093746
LV Medium Non-Domestic |  | 12.3679 | 1.1994 | 0.018568 |  | 11.6982 | 1.0796 | 0.22241 |  | 11.6982 | 1.0796 | 0.22241 |  | 11.8385 | 1.156 | 0.13544 |  | 11.8385 | 1.156 | 0.13544 |  | 11.6982 | 1.0796 | 0.22241 |  | 11.8385 | 1.156 | 0.13544 |  | 11.8385 | 1.156 | 0.13544 |  | 11.8385 | 1.156 | 0.13544
LV Sub Medium Non-Domestic |  | 11.8793 | 1.152 | 0.017835 |  | 11.236 | 1.037 | 0.21363 |  | 11.236 | 1.037 | 0.21363 |  | 11.3708 | 1.1103 | 0.13009 |  | 11.3708 | 1.1103 | 0.13009 |  | 11.236 | 1.037 | 0.21363 |  | 11.3708 | 1.1103 | 0.13009 |  | 11.3708 | 1.1103 | 0.13009 |  | 11.3708 | 1.1103 | 0.13009
HV Medium Non-Domestic |  | 11.4201 | 1.1075 | 0.017145 |  | 10.8016 | 0.99686 | 0.20537 |  | 10.8016 | 0.99686 | 0.20537 |  | 10.9312 | 1.0674 | 0.12506 |  | 10.9312 | 1.0674 | 0.12506 |  | 10.8016 | 0.99686 | 0.20537 |  | 10.9312 | 1.0674 | 0.12506 |  | 10.9312 | 1.0674 | 0.12506 |  | 10.9312 | 1.0674 | 0.12506
LV HH Metered |  | 10.1859 | 0.9878 | 0.015292 |  | 9.6342 | 0.88913 | 0.18317 |  | 9.6342 | 0.88913 | 0.18317 |  | 9.7498 | 0.95203 | 0.11154 |  | 9.7498 | 0.95203 | 0.11154 |  | 9.6342 | 0.88913 | 0.18317 |  | 9.7498 | 0.95203 | 0.11154 |  | 9.7498 | 0.95203 | 0.11154 |  | 9.7498 | 0.95203 | 0.11154
LV Sub HH Metered |  | 9.1765 | 0.88991 | 0.013777 |  | 8.6795 | 0.80102 | 0.16502 |  | 8.6795 | 0.80102 | 0.16502 |  | 8.7837 | 0.85769 | 0.10049 |  | 8.7837 | 0.85769 | 0.10049 |  | 8.6795 | 0.80102 | 0.16502 |  | 8.7837 | 0.85769 | 0.10049 |  | 8.7837 | 0.85769 | 0.10049 |  | 8.7837 | 0.85769 | 0.10049
HV HH Metered |  | 9.4556 | 0.91698 | 0.014196 |  | 8.9436 | 0.82538 | 0.17004 |  | 8.9436 | 0.82538 | 0.17004 |  | 9.0509 | 0.88378 | 0.10355 |  | 9.0509 | 0.88378 | 0.10355 |  | 8.9436 | 0.82538 | 0.17004 |  | 9.0509 | 0.88378 | 0.10355 |  | 9.0509 | 0.88378 | 0.10355 |  | 9.0509 | 0.88378 | 0.10355
HV Sub HH Metered |  | 8.5607 | 0.8302 | 0.012852 |  | 8.0971 | 0.74727 | 0.15395 |  | 8.0971 | 0.74727 | 0.15395 |  | 8.1943 | 0.80013 | 0.093746 |  | 8.1943 | 0.80013 | 0.093746 |  | 8.0971 | 0.74727 | 0.15395 |  | 8.1943 | 0.80013 | 0.093746 |  | 8.1943 | 0.80013 | 0.093746 |  | 8.1943 | 0.80013 | 0.093746
LV Generation Non-Intermittent |  | -8.5607 | -0.8302 | -0.012852 |  | -8.0971 | -0.74727 | -0.15395 |  | -8.0971 | -0.74727 | -0.15395 |  | -8.1943 | -0.80013 | -0.093746 |  | -8.1943 | -0.80013 | -0.093746 |  | -8.0971 | -0.74727 | -0.15395 |  | -8.1943 | -0.80013 | -0.093746 |  | -8.1943 | -0.80013 | -0.093746 |  | -8.1943 | -0.80013 | -0.093746
LV Sub Generation Non-Intermittent |  | -8.5607 | -0.8302 | -0.012852 |  | -8.0971 | -0.74727 | -0.15395 |  | -8.0971 | -0.74727 | -0.15395 |  | -8.1943 | -0.80013 | -0.093746 |  | -8.1943 | -0.80013 | -0.093746 |  | -8.0971 | -0.74727 | -0.15395 |  | -8.1943 | -0.80013 | -0.093746 |  | -8.1943 | -0.80013 | -0.093746 |  | -8.1943 | -0.80013 | -0.093746
HV Generation Non-Intermittent |  | -8.5607 | -0.8302 | -0.012852 |  | -8.0971 | -0.74727 | -0.15395 |  | -8.0971 | -0.74727 | -0.15395 |  | -8.1943 | -0.80013 | -0.093746 |  | -8.1943 | -0.80013 | -0.093746 |  | -8.0971 | -0.74727 | -0.15395 |  | -8.1943 | -0.80013 | -0.093746 |  | -8.1943 | -0.80013 | -0.093746 |  | -8.1943 | -0.80013 | -0.093746
HV Sub Generation Non-Intermittent |  | -8.5607 | -0.8302 | -0.012852 |  | -8.0971 | -0.74727 | -0.15395 |  | -8.0971 | -0.74727 | -0.15395 |  | -8.1943 | -0.80013 | -0.093746 |  | -8.1943 | -0.80013 | -0.093746 |  | -8.0971 | -0.74727 | -0.15395 |  | -8.1943 | -0.80013 | -0.093746 |  | -8.1943 | -0.80013 | -0.093746 |  | -8.1943 | -0.80013 | -0.093746
2414. Unit rate 1 pseudo load coefficient by network level
Data sources:
x1 = 2413. Pseudo load coefficient by time band and network level
x2 = 2403. Split of rate 1 units between distribution time bands
Sum-product calculation =SUMPRODUCT(x1, x2)
| GSPs | 132kV | 132kV/EHV | EHV | EHV/HV | 132kV/HV | HV | HV/LV | LV circuits
Domestic Two Rate | 2.2303 | 2.1358 | 2.1358 | 2.1715 | 2.1715 | 2.1358 | 2.1715 | 2.1715 | 2.1715
Domestic Off Peak (related MPAN) | 0.14769 | 0.25183 | 0.25183 | 0.21028 | 0.21028 | 0.25183 | 0.21028 | 0.21028 | 0.21028
Small Non Domestic Two Rate | 2.1026 | 2.0053 | 2.0053 | 2.0492 | 2.0492 | 2.0053 | 2.0492 | 2.0492 | 2.0492
Small Non Domestic Off Peak (related MPAN) | 0.15526 | 0.25738 | 0.25738 | 0.21684 | 0.21684 | 0.25738 | 0.21684 | 0.21684 | 0.21684
LV Medium Non-Domestic | 2.0235 | 1.9282 | 1.9282 | 1.9709 | 1.9709 | 1.9282 | 1.9709 | 1.9709 | 1.9709
LV Sub Medium Non-Domestic | 1.9436 | 1.852 | 1.852 | 1.8931 | 1.8931 | 1.852 | 1.8931 | 1.8931 | 1.8931
HV Medium Non-Domestic | 1.8857 | 1.789 | 1.789 | 1.8332 | 1.8332 | 1.789 | 1.8332 | 1.8332 | 1.8332
LV HH Metered | 10.1859 | 9.6342 | 9.6342 | 9.7498 | 9.7498 | 9.6342 | 9.7498 | 9.7498 | 9.7498
LV Sub HH Metered | 9.1765 | 8.6795 | 8.6795 | 8.7837 | 8.7837 | 8.6795 | 8.7837 | 8.7837 | 8.7837
HV HH Metered | 9.4556 | 8.9436 | 8.9436 | 9.0509 | 9.0509 | 8.9436 | 9.0509 | 9.0509 | 9.0509
HV Sub HH Metered | 8.5607 | 8.0971 | 8.0971 | 8.1943 | 8.1943 | 8.0971 | 8.1943 | 8.1943 | 8.1943
LV Generation Non-Intermittent | -8.5607 | -8.0971 | -8.0971 | -8.1943 | -8.1943 | -8.0971 | -8.1943 | -8.1943 | -8.1943
LV Sub Generation Non-Intermittent | -8.5607 | -8.0971 | -8.0971 | -8.1943 | -8.1943 | -8.0971 | -8.1943 | -8.1943 | -8.1943
HV Generation Non-Intermittent | -8.5607 | -8.0971 | -8.0971 | -8.1943 | -8.1943 | -8.0971 | -8.1943 | -8.1943 | -8.1943
HV Sub Generation Non-Intermittent | -8.5607 | -8.0971 | -8.0971 | -8.1943 | -8.1943 | -8.0971 | -8.1943 | -8.1943 | -8.1943
2415. Unit rate 2 pseudo load coefficient by network level
Data sources:
x1 = 2413. Pseudo load coefficient by time band and network level
x2 = 2405. Split of rate 2 units between distribution time bands
Sum-product calculation =SUMPRODUCT(x1, x2)
| GSPs | 132kV | 132kV/EHV | EHV | EHV/HV | 132kV/HV | HV | HV/LV | LV circuits
Domestic Two Rate | 0.060765 | 0.24223 | 0.24223 | 0.16573 | 0.16573 | 0.24223 | 0.16573 | 0.16573 | 0.16573
Small Non Domestic Two Rate | 0.089086 | 0.2853 | 0.2853 | 0.20307 | 0.20307 | 0.2853 | 0.20307 | 0.20307 | 0.20307
LV Medium Non-Domestic | 0.023441 | 0.22595 | 0.22595 | 0.13965 | 0.13965 | 0.22595 | 0.13965 | 0.13965 | 0.13965
LV Sub Medium Non-Domestic | 0.022515 | 0.21702 | 0.21702 | 0.13413 | 0.13413 | 0.21702 | 0.13413 | 0.13413 | 0.13413
HV Medium Non-Domestic | 0.0265 | 0.21216 | 0.21216 | 0.13314 | 0.13314 | 0.21216 | 0.13314 | 0.13314 | 0.13314
LV HH Metered | 0.9878 | 0.88913 | 0.88913 | 0.95203 | 0.95203 | 0.88913 | 0.95203 | 0.95203 | 0.95203
LV Sub HH Metered | 0.88991 | 0.80102 | 0.80102 | 0.85769 | 0.85769 | 0.80102 | 0.85769 | 0.85769 | 0.85769
HV HH Metered | 0.91698 | 0.82538 | 0.82538 | 0.88378 | 0.88378 | 0.82538 | 0.88378 | 0.88378 | 0.88378
HV Sub HH Metered | 0.8302 | 0.74727 | 0.74727 | 0.80013 | 0.80013 | 0.74727 | 0.80013 | 0.80013 | 0.80013
LV Generation Non-Intermittent | -0.8302 | -0.74727 | -0.74727 | -0.80013 | -0.80013 | -0.74727 | -0.80013 | -0.80013 | -0.80013
LV Sub Generation Non-Intermittent | -0.8302 | -0.74727 | -0.74727 | -0.80013 | -0.80013 | -0.74727 | -0.80013 | -0.80013 | -0.80013
HV Generation Non-Intermittent | -0.8302 | -0.74727 | -0.74727 | -0.80013 | -0.80013 | -0.74727 | -0.80013 | -0.80013 | -0.80013
HV Sub Generation Non-Intermittent | -0.8302 | -0.74727 | -0.74727 | -0.80013 | -0.80013 | -0.74727 | -0.80013 | -0.80013 | -0.80013
2416. Unit rate 3 pseudo load coefficient by network level
Data sources:
x1 = 2413. Pseudo load coefficient by time band and network level
x2 = 2406. Split of rate 3 units between distribution time bands (default)
Sum-product calculation =SUMPRODUCT(x1, x2)
| GSPs | 132kV | 132kV/EHV | EHV | EHV/HV | 132kV/HV | HV | HV/LV | LV circuits
LV HH Metered | 0.015292 | 0.18317 | 0.18317 | 0.11154 | 0.11154 | 0.18317 | 0.11154 | 0.11154 | 0.11154
LV Sub HH Metered | 0.013777 | 0.16502 | 0.16502 | 0.10049 | 0.10049 | 0.16502 | 0.10049 | 0.10049 | 0.10049
HV HH Metered | 0.014196 | 0.17004 | 0.17004 | 0.10355 | 0.10355 | 0.17004 | 0.10355 | 0.10355 | 0.10355
HV Sub HH Metered | 0.012852 | 0.15395 | 0.15395 | 0.093746 | 0.093746 | 0.15395 | 0.093746 | 0.093746 | 0.093746
LV Generation Non-Intermittent | -0.012852 | -0.15395 | -0.15395 | -0.093746 | -0.093746 | -0.15395 | -0.093746 | -0.093746 | -0.093746
LV Sub Generation Non-Intermittent | -0.012852 | -0.15395 | -0.15395 | -0.093746 | -0.093746 | -0.15395 | -0.093746 | -0.093746 | -0.093746
HV Generation Non-Intermittent | -0.012852 | -0.15395 | -0.15395 | -0.093746 | -0.093746 | -0.15395 | -0.093746 | -0.093746 | -0.093746
HV Sub Generation Non-Intermittent | -0.012852 | -0.15395 | -0.15395 | -0.093746 | -0.093746 | -0.15395 | -0.093746 | -0.093746 | -0.093746
2417. Adjust annual hours by special distribution time band to match days in year
Data sources:
x1 = 1066. Typical annual hours by special distribution time band
x2 = 1010. Days in the charging year (in Financial and general assumptions)
x3 = Total hours in the year according to special time band hours input data (in Adjust annual hours by special distribution time band to match days in year)
Kind: | Cell summation | Calculation
Formula: | =SUM(x1) | =x1*24*x2/x3
Annual hours by special distribution time band (reconciled to days in year)
| Hours aggregate | Black | Yellow | Green
Adjust annual hours by special distribution time band to match days in year | 8760 | 187.5 | 4221 | 4351.5
2418. Normalisation of split of rate 1 units by special time band
Data sources:
x1 = 1064. Average split of rate 1 units by special distribution time band
x2 = Total split (in Normalisation of split of rate 1 units by special time band)
x3 = 2417. Annual hours by special distribution time band (reconciled to days in year) (in Adjust annual hours by special distribution time band to match days in year)
x4 = 1010. Days in the charging year (in Financial and general assumptions)
Kind: | Cell summation | Calculation
Formula: | =SUM(x1) | =IF(x2,x1/x2,x3/x4/24)
Normalised split of rate 1 units by special distribution time band
| Total split | Black | Yellow | Green
NHH UMS category A | 100% | 2.207% | 48.09% | 49.71%
NHH UMS category B | 100% | 4.319% | 19.24% | 76.44%
NHH UMS category C | 100% | 7.884% | 35.74% | 56.38%
NHH UMS category D | 100% | 0.439% | 73.38% | 26.19%
2419. Split of rate 1 units between special distribution time bands
Data sources:
x1 = 2418. Normalised split of rate 1 units by special distribution time band (in Normalisation of split of rate 1 units by special time band)
x2 = Split of rate 1 units between special distribution time bands (default)
Combine tables = x1 or x2
| Black | Yellow | Green
NHH UMS category A | 2.207% | 48.09% | 49.71%
NHH UMS category B | 4.319% | 19.24% | 76.44%
NHH UMS category C | 7.884% | 35.74% | 56.38%
NHH UMS category D | 0.439% | 73.38% | 26.19%
LV UMS (Pseudo HH Metered) | 100% | 0% | 0%
2420. Split of rate 2 units between special distribution time bands (default)
| Black | Yellow | Green
LV UMS (Pseudo HH Metered) | 0% | 100% | 0%
2421. Split of rate 3 units between special distribution time bands (default)
| Black | Yellow | Green
LV UMS (Pseudo HH Metered) | 0% | 0% | 100%
2422. Calculation of implied special load coefficients for one-rate users
Data sources:
x1 = 2407. All units (MWh)
x2 = 2305. Rate 1 units (MWh) (in Equivalent volume for each end user)
x3 = 2419. Split of rate 1 units between special distribution time bands
x4 = 2417. Annual hours by special distribution time band (reconciled to days in year) (in Adjust annual hours by special distribution time band to match days in year)
x5 = Use of special distribution time bands by units in demand forecast for one-rate tariffs (in Calculation of implied special load coefficients for one-rate users)
x6 = 1010. Days in the charging year (in Financial and general assumptions)
Kind: | Calculation |  |  | Calculation
Formula: | =IF(x1>0,(x2*x3)/x1,0) |  |  | =IF(x4>0,x5*x6*24/x4,0)
Use of special distribution time bands by units in demand forecast for one-rate tariffs
| Black | Yellow | Green | First-time-band special load coefficient for one-rate tariffs
NHH UMS category A | 2.207% | 48.09% | 49.71% | 1.0311
NHH UMS category B | 4.319% | 19.24% | 76.44% | 2.0177
NHH UMS category C | 7.884% | 35.74% | 56.38% | 3.6833
NHH UMS category D | 0% | 0% | 0% | 0
2423. Calculation of implied special load coefficients for three-rate users
Data sources:
x1 = 2407. All units (MWh)
x2 = 2305. Rate 1 units (MWh) (in Equivalent volume for each end user)
x3 = 2419. Split of rate 1 units between special distribution time bands
x4 = 2305. Rate 2 units (MWh) (in Equivalent volume for each end user)
x5 = 2420. Split of rate 2 units between special distribution time bands (default)
x6 = 2305. Rate 3 units (MWh) (in Equivalent volume for each end user)
x7 = 2421. Split of rate 3 units between special distribution time bands (default)
x8 = 2417. Annual hours by special distribution time band (reconciled to days in year) (in Adjust annual hours by special distribution time band to match days in year)
x9 = Use of special distribution time bands by units in demand forecast for three-rate tariffs (in Calculation of implied special load coefficients for three-rate users)
x10 = 1010. Days in the charging year (in Financial and general assumptions)
Kind: | Calculation |  |  | Calculation
Formula: | =IF(x1>0,(x2*x3+x4*x5+x6*x7)/x1,0) |  |  | =IF(x8>0,x9*x10*24/x8,0)
Use of special distribution time bands by units in demand forecast for three-rate tariffs
| Black | Yellow | Green | First-time-band special load coefficient for three-rate tariffs
LV UMS (Pseudo HH Metered) | 4.165% | 24.52% | 71.31% | 1.9458
2424. Estimated contributions to peak demand
Data sources:
x1 = 2422. First-time-band special load coefficient for one-rate tariffs (in Calculation of implied special load coefficients for one-rate users)
x2 = 2423. First-time-band special load coefficient for three-rate tariffs (in Calculation of implied special load coefficients for three-rate users)
x3 = First-time-band special load coefficient (in Estimated contributions to peak demand)
x4 = 2407. All units (MWh)
x5 = 1010. Days in the charging year (in Financial and general assumptions)
x6 = 2302. Load coefficient
Kind: | Combine tables | Calculation | Calculation
Formula: | = x1 or x2 | =x3*x4/24/x5*1000 | =x6*x4/24/x5*1000
| First-time-band special load coefficient | Contribution to first-band peak kW | Contribution to system-peak-time kW
NHH UMS category A | 1.0311 | 1058.882 | 1026.933
NHH UMS category B | 2.0177 | 1319.2216 | 1372.3383
NHH UMS category C | 3.6833 | 177.0576 | 151.6629
NHH UMS category D | 0 | 0 | 0
LV UMS (Pseudo HH Metered) | 1.9458 | 32522.0033 | 33989.9214
2425. Mapping of tariffs to tariff groups for coincidence adjustment factor
Unmetered
NHH UMS category A | 1
NHH UMS category B | 1
NHH UMS category C | 1
NHH UMS category D | 1
LV UMS (Pseudo HH Metered) | 1
2426. Group contribution to first-band peak kW
Data sources:
x1 = 2425. Mapping of tariffs to tariff groups for coincidence adjustment factor
x2 = 2424. Contribution to first-band peak kW (in Estimated contributions to peak demand)
Sum-product calculation =SUMPRODUCT(x1, x2)
Unmetered
Black | 35077.1646
2427. Group contribution to system-peak-time kW
Data sources:
x1 = 2425. Mapping of tariffs to tariff groups for coincidence adjustment factor
x2 = 2424. Contribution to system-peak-time kW (in Estimated contributions to peak demand)
Sum-product calculation =SUMPRODUCT(x1, x2)
Unmetered
Group contribution to system-peak-time kW | 36540.8557
2428. Load coefficient correction factor for each group
Data sources:
x1 = 2426. Group contribution to first-band peak kW
x2 = 2427. Group contribution to system-peak-time kW
Calculation =IF(x1,x2/x1,0)
Unmetered
Load coefficient correction factor for each group | 1.0417
2429. Load coefficient correction factor (based on group)
Data sources:
x1 = 2425. Mapping of tariffs to tariff groups for coincidence adjustment factor
x2 = 2428. Load coefficient correction factor for each group
Sum-product calculation =SUMPRODUCT(x1, x2)
Load coefficient correction factor (based on group)
NHH UMS category A | 1.0417
NHH UMS category B | 1.0417
NHH UMS category C | 1.0417
NHH UMS category D | 1.0417
LV UMS (Pseudo HH Metered) | 1.0417
2430. Calculation of special peaking probabilities
Data sources:
x1 = 2411. Normalised peaking probabilities (in Normalisation of peaking probabilities)
x2 = Amber peaking probabilities (in Calculation of special peaking probabilities)
x3 = 1010. Days in the charging year (in Financial and general assumptions)
x4 = 2401. Annual hours by distribution time band (reconciled to days in year) (in Adjust annual hours by distribution time band to match days in year)
x5 = 1069. Black peaking probabilities (in Peaking probabilities by network level)
x6 = Red peaking probabilities (in Calculation of special peaking probabilities)
x7 = Amber peaking rates (in Calculation of special peaking probabilities)
x8 = 2417. Annual hours by special distribution time band (reconciled to days in year) (in Adjust annual hours by special distribution time band to match days in year)
x9 = Yellow peaking probabilities (in Calculation of special peaking probabilities)
x10 = Green peaking probabilities (in Calculation of special peaking probabilities)
Kind: | Copy cells | Copy cells | Copy cells | Calculation | Calculation | Calculation
Formula: | =x1 | =x1 | =x1 | =x2*24*x3/x4 | =IF(x5,x2+x6-x5,x7*x8/x3/24) | =1-x9-x10
| Red peaking probabilities | Amber peaking probabilities | Green peaking probabilities | Amber peaking rates | Yellow peaking probabilities | Black peaking probabilities
GSPs | 63.77% | 35.6% | 0.6384% | 0.8302 | 57.46% | 41.9%
132kV | 60.31% | 32.04% | 7.647% | 0.74727 | 37.11% | 55.25%
132kV/EHV | 60.31% | 32.04% | 7.647% | 0.74727 | 37.11% | 55.25%
EHV | 61.04% | 34.31% | 4.657% | 0.80013 | 38.86% | 56.49%
EHV/HV | 61.04% | 34.31% | 4.657% | 0.80013 | 38.86% | 56.49%
132kV/HV | 60.31% | 32.04% | 7.647% | 0.74727 | 37.11% | 55.25%
HV | 61.04% | 34.31% | 4.657% | 0.80013 | 38.86% | 56.49%
HV/LV | 61.04% | 34.31% | 4.657% | 0.80013 | 38.86% | 56.49%
LV circuits | 61.04% | 34.31% | 4.657% | 0.80013 | 38.86% | 56.49%
2431. Special peaking probabilities by network level
Data sources:
x1 = 2430. Green peaking probabilities (in Calculation of special peaking probabilities)
x2 = 2430. Yellow peaking probabilities (in Calculation of special peaking probabilities)
x3 = 2430. Black peaking probabilities (in Calculation of special peaking probabilities)
Combine tables = x1 or x2 or x3
| Black | Yellow | Green
GSPs | 41.9% | 57.46% | 0.6384%
132kV | 55.25% | 37.11% | 7.647%
132kV/EHV | 55.25% | 37.11% | 7.647%
EHV | 56.49% | 38.86% | 4.657%
EHV/HV | 56.49% | 38.86% | 4.657%
132kV/HV | 55.25% | 37.11% | 7.647%
HV | 56.49% | 38.86% | 4.657%
HV/LV | 56.49% | 38.86% | 4.657%
LV circuits | 56.49% | 38.86% | 4.657%
2432. Special peaking probabilities by network level (reshaped)
Data sources:
x1 = 2431. Special peaking probabilities by network level
Reshape table = x1
| GSPs | Black | Yellow | Green | 132kV | Black | Yellow | Green | 132kV/EHV | Black | Yellow | Green | EHV | Black | Yellow | Green | EHV/HV | Black | Yellow | Green | 132kV/HV | Black | Yellow | Green | HV | Black | Yellow | Green | HV/LV | Black | Yellow | Green | LV circuits | Black | Yellow | Green
Probability of peak within timeband |  | 41.9% | 57.46% | 0.6384% |  | 55.25% | 37.11% | 7.647% |  | 55.25% | 37.11% | 7.647% |  | 56.49% | 38.86% | 4.657% |  | 56.49% | 38.86% | 4.657% |  | 55.25% | 37.11% | 7.647% |  | 56.49% | 38.86% | 4.657% |  | 56.49% | 38.86% | 4.657% |  | 56.49% | 38.86% | 4.657%
2433. Pseudo load coefficient by time band and network level
Data sources:
x1 = 2417. Annual hours by special distribution time band (reconciled to days in year) (in Adjust annual hours by special distribution time band to match days in year)
x2 = 2429. Load coefficient correction factor (based on group)
x3 = 2432. Special peaking probabilities by network level (reshaped)
x4 = 1010. Days in the charging year (in Financial and general assumptions)
Calculation =IF(x1>0,x2*x3*24*x4/x1,0)
| GSPs | Black | Yellow | Green | 132kV | Black | Yellow | Green | 132kV/EHV | Black | Yellow | Green | EHV | Black | Yellow | Green | EHV/HV | Black | Yellow | Green | 132kV/HV | Black | Yellow | Green | HV | Black | Yellow | Green | HV/LV | Black | Yellow | Green | LV circuits | Black | Yellow | Green
NHH UMS category A |  | 20.3943 | 1.2422 | 0.013389 |  | 26.8879 | 0.80223 | 0.16037 |  | 26.8879 | 0.80223 | 0.16037 |  | 27.4925 | 0.84002 | 0.097658 |  | 27.4925 | 0.84002 | 0.097658 |  | 26.8879 | 0.80223 | 0.16037 |  | 27.4925 | 0.84002 | 0.097658 |  | 27.4925 | 0.84002 | 0.097658 |  | 27.4925 | 0.84002 | 0.097658
NHH UMS category B |  | 20.3943 | 1.2422 | 0.013389 |  | 26.8879 | 0.80223 | 0.16037 |  | 26.8879 | 0.80223 | 0.16037 |  | 27.4925 | 0.84002 | 0.097658 |  | 27.4925 | 0.84002 | 0.097658 |  | 26.8879 | 0.80223 | 0.16037 |  | 27.4925 | 0.84002 | 0.097658 |  | 27.4925 | 0.84002 | 0.097658 |  | 27.4925 | 0.84002 | 0.097658
NHH UMS category C |  | 20.3943 | 1.2422 | 0.013389 |  | 26.8879 | 0.80223 | 0.16037 |  | 26.8879 | 0.80223 | 0.16037 |  | 27.4925 | 0.84002 | 0.097658 |  | 27.4925 | 0.84002 | 0.097658 |  | 26.8879 | 0.80223 | 0.16037 |  | 27.4925 | 0.84002 | 0.097658 |  | 27.4925 | 0.84002 | 0.097658 |  | 27.4925 | 0.84002 | 0.097658
NHH UMS category D |  | 20.3943 | 1.2422 | 0.013389 |  | 26.8879 | 0.80223 | 0.16037 |  | 26.8879 | 0.80223 | 0.16037 |  | 27.4925 | 0.84002 | 0.097658 |  | 27.4925 | 0.84002 | 0.097658 |  | 26.8879 | 0.80223 | 0.16037 |  | 27.4925 | 0.84002 | 0.097658 |  | 27.4925 | 0.84002 | 0.097658 |  | 27.4925 | 0.84002 | 0.097658
LV UMS (Pseudo HH Metered) |  | 20.3943 | 1.2422 | 0.013389 |  | 26.8879 | 0.80223 | 0.16037 |  | 26.8879 | 0.80223 | 0.16037 |  | 27.4925 | 0.84002 | 0.097658 |  | 27.4925 | 0.84002 | 0.097658 |  | 26.8879 | 0.80223 | 0.16037 |  | 27.4925 | 0.84002 | 0.097658 |  | 27.4925 | 0.84002 | 0.097658 |  | 27.4925 | 0.84002 | 0.097658
2434. Unit rate 1 pseudo load coefficient by network level (special)
Data sources:
x1 = 2433. Pseudo load coefficient by time band and network level
x2 = 2419. Split of rate 1 units between special distribution time bands
Sum-product calculation =SUMPRODUCT(x1, x2)
| GSPs | 132kV | 132kV/EHV | EHV | EHV/HV | 132kV/HV | HV | HV/LV | LV circuits
NHH UMS category A | 1.0541 | 1.0589 | 1.0589 | 1.0592 | 1.0592 | 1.0589 | 1.0592 | 1.0592 | 1.0592
NHH UMS category B | 1.13 | 1.4381 | 1.4381 | 1.4236 | 1.4236 | 1.4381 | 1.4236 | 1.4236 | 1.4236
NHH UMS category C | 2.0593 | 2.4969 | 2.4969 | 2.5227 | 2.5227 | 2.4969 | 2.5227 | 2.5227 | 2.5227
NHH UMS category D | 1.0045 | 0.74867 | 0.74867 | 0.76263 | 0.76263 | 0.74867 | 0.76263 | 0.76263 | 0.76263
LV UMS (Pseudo HH Metered) | 20.3943 | 26.8879 | 26.8879 | 27.4925 | 27.4925 | 26.8879 | 27.4925 | 27.4925 | 27.4925
2435. Unit rate 2 pseudo load coefficient by network level (special)
Data sources:
x1 = 2433. Pseudo load coefficient by time band and network level
x2 = 2420. Split of rate 2 units between special distribution time bands (default)
Sum-product calculation =SUMPRODUCT(x1, x2)
| GSPs | 132kV | 132kV/EHV | EHV | EHV/HV | 132kV/HV | HV | HV/LV | LV circuits
LV UMS (Pseudo HH Metered) | 1.2422 | 0.80223 | 0.80223 | 0.84002 | 0.84002 | 0.80223 | 0.84002 | 0.84002 | 0.84002
2436. Unit rate 3 pseudo load coefficient by network level (special)
Data sources:
x1 = 2433. Pseudo load coefficient by time band and network level
x2 = 2421. Split of rate 3 units between special distribution time bands (default)
Sum-product calculation =SUMPRODUCT(x1, x2)
| GSPs | 132kV | 132kV/EHV | EHV | EHV/HV | 132kV/HV | HV | HV/LV | LV circuits
LV UMS (Pseudo HH Metered) | 0.013389 | 0.16037 | 0.16037 | 0.097658 | 0.097658 | 0.16037 | 0.097658 | 0.097658 | 0.097658
2437. Unit rate 1 pseudo load coefficient by network level (combined)
Data sources:
x1 = 2414. Unit rate 1 pseudo load coefficient by network level
x2 = 2434. Unit rate 1 pseudo load coefficient by network level (special)
Combine tables = x1 or x2
| GSPs | 132kV | 132kV/EHV | EHV | EHV/HV | 132kV/HV | HV | HV/LV | LV circuits
Domestic Two Rate | 2.2303 | 2.1358 | 2.1358 | 2.1715 | 2.1715 | 2.1358 | 2.1715 | 2.1715 | 2.1715
Domestic Off Peak (related MPAN) | 0.14769 | 0.25183 | 0.25183 | 0.21028 | 0.21028 | 0.25183 | 0.21028 | 0.21028 | 0.21028
Small Non Domestic Two Rate | 2.1026 | 2.0053 | 2.0053 | 2.0492 | 2.0492 | 2.0053 | 2.0492 | 2.0492 | 2.0492
Small Non Domestic Off Peak (related MPAN) | 0.15526 | 0.25738 | 0.25738 | 0.21684 | 0.21684 | 0.25738 | 0.21684 | 0.21684 | 0.21684
LV Medium Non-Domestic | 2.0235 | 1.9282 | 1.9282 | 1.9709 | 1.9709 | 1.9282 | 1.9709 | 1.9709 | 1.9709
LV Sub Medium Non-Domestic | 1.9436 | 1.852 | 1.852 | 1.8931 | 1.8931 | 1.852 | 1.8931 | 1.8931 | 1.8931
HV Medium Non-Domestic | 1.8857 | 1.789 | 1.789 | 1.8332 | 1.8332 | 1.789 | 1.8332 | 1.8332 | 1.8332
LV HH Metered | 10.1859 | 9.6342 | 9.6342 | 9.7498 | 9.7498 | 9.6342 | 9.7498 | 9.7498 | 9.7498
LV Sub HH Metered | 9.1765 | 8.6795 | 8.6795 | 8.7837 | 8.7837 | 8.6795 | 8.7837 | 8.7837 | 8.7837
HV HH Metered | 9.4556 | 8.9436 | 8.9436 | 9.0509 | 9.0509 | 8.9436 | 9.0509 | 9.0509 | 9.0509
HV Sub HH Metered | 8.5607 | 8.0971 | 8.0971 | 8.1943 | 8.1943 | 8.0971 | 8.1943 | 8.1943 | 8.1943
LV Generation Non-Intermittent | -8.5607 | -8.0971 | -8.0971 | -8.1943 | -8.1943 | -8.0971 | -8.1943 | -8.1943 | -8.1943
LV Sub Generation Non-Intermittent | -8.5607 | -8.0971 | -8.0971 | -8.1943 | -8.1943 | -8.0971 | -8.1943 | -8.1943 | -8.1943
HV Generation Non-Intermittent | -8.5607 | -8.0971 | -8.0971 | -8.1943 | -8.1943 | -8.0971 | -8.1943 | -8.1943 | -8.1943
HV Sub Generation Non-Intermittent | -8.5607 | -8.0971 | -8.0971 | -8.1943 | -8.1943 | -8.0971 | -8.1943 | -8.1943 | -8.1943
NHH UMS category A | 1.0541 | 1.0589 | 1.0589 | 1.0592 | 1.0592 | 1.0589 | 1.0592 | 1.0592 | 1.0592
NHH UMS category B | 1.13 | 1.4381 | 1.4381 | 1.4236 | 1.4236 | 1.4381 | 1.4236 | 1.4236 | 1.4236
NHH UMS category C | 2.0593 | 2.4969 | 2.4969 | 2.5227 | 2.5227 | 2.4969 | 2.5227 | 2.5227 | 2.5227
NHH UMS category D | 1.0045 | 0.74867 | 0.74867 | 0.76263 | 0.76263 | 0.74867 | 0.76263 | 0.76263 | 0.76263
LV UMS (Pseudo HH Metered) | 20.3943 | 26.8879 | 26.8879 | 27.4925 | 27.4925 | 26.8879 | 27.4925 | 27.4925 | 27.4925
2438. Unit rate 2 pseudo load coefficient by network level (combined)
Data sources:
x1 = 2415. Unit rate 2 pseudo load coefficient by network level
x2 = 2435. Unit rate 2 pseudo load coefficient by network level (special)
Combine tables = x1 or x2
| GSPs | 132kV | 132kV/EHV | EHV | EHV/HV | 132kV/HV | HV | HV/LV | LV circuits
Domestic Two Rate | 0.060765 | 0.24223 | 0.24223 | 0.16573 | 0.16573 | 0.24223 | 0.16573 | 0.16573 | 0.16573
Small Non Domestic Two Rate | 0.089086 | 0.2853 | 0.2853 | 0.20307 | 0.20307 | 0.2853 | 0.20307 | 0.20307 | 0.20307
LV Medium Non-Domestic | 0.023441 | 0.22595 | 0.22595 | 0.13965 | 0.13965 | 0.22595 | 0.13965 | 0.13965 | 0.13965
LV Sub Medium Non-Domestic | 0.022515 | 0.21702 | 0.21702 | 0.13413 | 0.13413 | 0.21702 | 0.13413 | 0.13413 | 0.13413
HV Medium Non-Domestic | 0.0265 | 0.21216 | 0.21216 | 0.13314 | 0.13314 | 0.21216 | 0.13314 | 0.13314 | 0.13314
LV HH Metered | 0.9878 | 0.88913 | 0.88913 | 0.95203 | 0.95203 | 0.88913 | 0.95203 | 0.95203 | 0.95203
LV Sub HH Metered | 0.88991 | 0.80102 | 0.80102 | 0.85769 | 0.85769 | 0.80102 | 0.85769 | 0.85769 | 0.85769
HV HH Metered | 0.91698 | 0.82538 | 0.82538 | 0.88378 | 0.88378 | 0.82538 | 0.88378 | 0.88378 | 0.88378
HV Sub HH Metered | 0.8302 | 0.74727 | 0.74727 | 0.80013 | 0.80013 | 0.74727 | 0.80013 | 0.80013 | 0.80013
LV Generation Non-Intermittent | -0.8302 | -0.74727 | -0.74727 | -0.80013 | -0.80013 | -0.74727 | -0.80013 | -0.80013 | -0.80013
LV Sub Generation Non-Intermittent | -0.8302 | -0.74727 | -0.74727 | -0.80013 | -0.80013 | -0.74727 | -0.80013 | -0.80013 | -0.80013
HV Generation Non-Intermittent | -0.8302 | -0.74727 | -0.74727 | -0.80013 | -0.80013 | -0.74727 | -0.80013 | -0.80013 | -0.80013
HV Sub Generation Non-Intermittent | -0.8302 | -0.74727 | -0.74727 | -0.80013 | -0.80013 | -0.74727 | -0.80013 | -0.80013 | -0.80013
LV UMS (Pseudo HH Metered) | 1.2422 | 0.80223 | 0.80223 | 0.84002 | 0.84002 | 0.80223 | 0.84002 | 0.84002 | 0.84002
2439. Unit rate 3 pseudo load coefficient by network level (combined)
Data sources:
x1 = 2416. Unit rate 3 pseudo load coefficient by network level
x2 = 2436. Unit rate 3 pseudo load coefficient by network level (special)
Combine tables = x1 or x2
| GSPs | 132kV | 132kV/EHV | EHV | EHV/HV | 132kV/HV | HV | HV/LV | LV circuits
LV HH Metered | 0.015292 | 0.18317 | 0.18317 | 0.11154 | 0.11154 | 0.18317 | 0.11154 | 0.11154 | 0.11154
LV Sub HH Metered | 0.013777 | 0.16502 | 0.16502 | 0.10049 | 0.10049 | 0.16502 | 0.10049 | 0.10049 | 0.10049
HV HH Metered | 0.014196 | 0.17004 | 0.17004 | 0.10355 | 0.10355 | 0.17004 | 0.10355 | 0.10355 | 0.10355
HV Sub HH Metered | 0.012852 | 0.15395 | 0.15395 | 0.093746 | 0.093746 | 0.15395 | 0.093746 | 0.093746 | 0.093746
LV Generation Non-Intermittent | -0.012852 | -0.15395 | -0.15395 | -0.093746 | -0.093746 | -0.15395 | -0.093746 | -0.093746 | -0.093746
LV Sub Generation Non-Intermittent | -0.012852 | -0.15395 | -0.15395 | -0.093746 | -0.093746 | -0.15395 | -0.093746 | -0.093746 | -0.093746
HV Generation Non-Intermittent | -0.012852 | -0.15395 | -0.15395 | -0.093746 | -0.093746 | -0.15395 | -0.093746 | -0.093746 | -0.093746
HV Sub Generation Non-Intermittent | -0.012852 | -0.15395 | -0.15395 | -0.093746 | -0.093746 | -0.15395 | -0.093746 | -0.093746 | -0.093746
LV UMS (Pseudo HH Metered) | 0.013389 | 0.16037 | 0.16037 | 0.097658 | 0.097658 | 0.16037 | 0.097658 | 0.097658 | 0.097658

## SMD
Forecast simultaneous maximum load for WPD South Wales in April 14 (102)
2501. Contributions of users on one-rate multi tariffs to system simultaneous maximum load by network level (kW)
Data sources:
x1 = 2305. Rate 1 units (MWh) (in Equivalent volume for each end user)
x2 = 2437. Unit rate 1 pseudo load coefficient by network level (combined)
x3 = 2012. Loss adjustment factors between end user meter reading and each network level, scaled by network use
x4 = 1010. Days in the charging year (in Financial and general assumptions)
Calculation =(x1*x2)*x3/(24*x4)*1000
| GSPs | 132kV | 132kV/EHV | EHV | EHV/HV | 132kV/HV | HV | HV/LV | LV circuits
Domestic Off Peak (related MPAN) | 72.2777 | 122.0231 | 84.9954 | 70.348 | 69.8027 | 35.8265 | 98.2895 | 96.81 | 94.7597
Small Non Domestic Off Peak (related MPAN) | 47.7369 | 78.3497 | 54.5746 | 45.576 | 45.2227 | 23.0038 | 63.6783 | 62.7198 | 61.3915
NHH UMS category A | 1175.5661 | 1169.2347 | 814.4324 | 807.5373 | 801.2773 | 343.2927 | 1128.2825 | 1111.2999 | 1087.764
NHH UMS category B | 802.3391 | 1011.037 | 704.2396 | 690.9838 | 685.6273 | 296.8452 | 965.4351 | 950.9036 | 930.7648
NHH UMS category C | 107.5053 | 129.058 | 89.8956 | 90.0268 | 89.3289 | 37.892 | 125.7844 | 123.8912 | 121.2673
NHH UMS category D | 0 | 0 | 0 | 0 | 0 | 0 | 0 | 0 | 0
2502. Contributions of users on two-rate multi tariffs to system simultaneous maximum load by network level (kW)
Data sources:
x1 = 2305. Rate 1 units (MWh) (in Equivalent volume for each end user)
x2 = 2437. Unit rate 1 pseudo load coefficient by network level (combined)
x3 = 2305. Rate 2 units (MWh) (in Equivalent volume for each end user)
x4 = 2438. Unit rate 2 pseudo load coefficient by network level (combined)
x5 = 2012. Loss adjustment factors between end user meter reading and each network level, scaled by network use
x6 = 1010. Days in the charging year (in Financial and general assumptions)
Calculation =(x1*x2+x3*x4)*x5/(24*x6)*1000
| GSPs | 132kV | 132kV/EHV | EHV | EHV/HV | 132kV/HV | HV | HV/LV | LV circuits
Domestic Two Rate | 51096.7203 | 52645.8533 | 36670.5599 | 35686.8065 | 35410.1646 | 15457.0674 | 49861.2224 | 49110.7242 | 48070.626
Small Non Domestic Two Rate | 53751.3249 | 53081.1061 | 36973.736 | 36742.8896 | 36458.061 | 15584.8597 | 51336.7703 | 50564.0625 | 49493.1846
LV Medium Non-Domestic | 100387.4332 | 97393.8565 | 67839.8587 | 67903.4345 | 67377.0513 | 28595.2893 | 94873.9487 | 93445.9306 | 91466.8732
LV Sub Medium Non-Domestic | 135.208 | 130.5043 | 90.903 | 91.1904 | 90.4835 | 38.3167 | 127.4103 | 125.4926 | 0
HV Medium Non-Domestic | 219.4826 | 211.112 | 147.0505 | 147.8182 | 146.6723 | 61.9835 | 206.53 | 0 | 0
2503. Contributions of users on three-rate multi tariffs to system simultaneous maximum load by network level (kW)
Data sources:
x1 = 2305. Rate 1 units (MWh) (in Equivalent volume for each end user)
x2 = 2437. Unit rate 1 pseudo load coefficient by network level (combined)
x3 = 2305. Rate 2 units (MWh) (in Equivalent volume for each end user)
x4 = 2438. Unit rate 2 pseudo load coefficient by network level (combined)
x5 = 2305. Rate 3 units (MWh) (in Equivalent volume for each end user)
x6 = 2439. Unit rate 3 pseudo load coefficient by network level (combined)
x7 = 2012. Loss adjustment factors between end user meter reading and each network level, scaled by network use
x8 = 1010. Days in the charging year (in Financial and general assumptions)
Calculation =(x1*x2+x3*x4+x5*x6)*x7/(24*x8)*1000
| GSPs | 132kV | 132kV/EHV | EHV | EHV/HV | 132kV/HV | HV | HV/LV | LV circuits
LV HH Metered | 219136.9617 | 211837.3225 | 147555.6522 | 147881.1088 | 146734.7436 | 62196.4232 | 206617.8952 | 203507.9363 | 199197.9155
LV Sub HH Metered | 1101.4399 | 1077.7195 | 750.6874 | 746.8548 | 741.0653 | 316.4235 | 1043.4975 | 1027.7911 | 0
HV HH Metered | 302909.088 | 296274.8738 | 206370.7742 | 205711.7604 | 204117.0956 | 86987.681 | 287418.2599 | 0 | 0
HV Sub HH Metered | 0 | 0 | 0 | 0 | 0 | 0 | 0 | 0 | 0
LV Generation Non-Intermittent | -238.0421 | -234.3732 | -163.253 | -162.3124 | -161.0542 | -68.8131 | -226.7812 | -223.3677 | 0
LV Sub Generation Non-Intermittent | 0 | 0 | 0 | 0 | 0 | 0 | 0 | 0 | 0
HV Generation Non-Intermittent | -12022.5912 | -11885.6099 | -8278.942 | -8206.6418 | -8143.0244 | -3489.6703 | 0 | 0 | 0
HV Sub Generation Non-Intermittent | 0 | 0 | 0 | 0 | 0 | 0 | 0 | 0 | 0
LV UMS (Pseudo HH Metered) | 21120.1993 | 25716.0775 | 17912.5781 | 17627.6783 | 17491.0296 | 7550.36 | 24629.2026 | 24258.4902 | 23744.7285
2504. Estimated contributions of users on each tariff to system simultaneous maximum load by network level (kW)
Data sources:
x1 = 2407. All units (MWh)
x2 = 2302. Load coefficient
x3 = 2012. Loss adjustment factors between end user meter reading and each network level, scaled by network use
x4 = 1010. Days in the charging year (in Financial and general assumptions)
Calculation =x1*x2*x3/(24*x4)*1000
| GSPs | 132kV | 132kV/EHV | EHV | EHV/HV | 132kV/HV | HV | HV/LV | LV circuits
Domestic Unrestricted | 801578.1343 | 793641.7172 | 552812.5064 | 547953.8028 | 543706.0989 | 233016.8995 | 765595.1617 | 754071.6221 | 738101.4128
Domestic Two Rate | 54836.9665 | 54294.0262 | 37818.5976 | 37486.2076 | 37195.6168 | 15940.9786 | 52375.3262 | 51586.9863 | 50494.4443
Domestic Off Peak (related MPAN) | 0 | 0 | 0 | 0 | 0 | 0 | 0 | 0 | 0
Small Non Domestic Unrestricted | 168441.8964 | 166774.1548 | 116166.8251 | 115145.8276 | 114253.2243 | 48965.6675 | 160880.5123 | 158458.9806 | 155103.0353
Small Non Domestic Two Rate | 50017.169 | 49521.9495 | 34494.5993 | 34191.4241 | 33926.3743 | 14539.8747 | 47771.8902 | 47052.8401 | 46056.3251
Small Non Domestic Off Peak (related MPAN) | 0 | 0 | 0 | 0 | 0 | 0 | 0 | 0 | 0
LV Medium Non-Domestic | 95612.3641 | 94665.707 | 65939.5614 | 65360.0145 | 64853.3477 | 27794.2919 | 91320.3095 | 89945.7799 | 88040.8509
LV Sub Medium Non-Domestic | 128.8512 | 127.5755 | 88.8629 | 88.0819 | 87.3991 | 37.4568 | 123.0671 | 121.2147 | 0
HV Medium Non-Domestic | 203.6206 | 201.6045 | 140.428 | 139.1937 | 138.1147 | 59.192 | 194.48 | 0 | 0
LV HH Metered | 211821.9298 | 209724.6829 | 146084.0895 | 144800.1473 | 143677.6655 | 61576.1424 | 202313.2089 | 199268.043 | 195047.8175
LV Sub HH Metered | 1173.4047 | 1161.7868 | 809.2446 | 802.1321 | 795.914 | 341.106 | 1120.7304 | 1103.8614 | 0
HV HH Metered | 297361.1008 | 294416.9315 | 205076.6212 | 203274.19 | 201698.4211 | 86442.1805 | 284012.5127 | 0 | 0
HV Sub HH Metered | 0 | 0 | 0 | 0 | 0 | 0 | 0 | 0 | 0
NHH UMS category A | 1115.2492 | 1104.2071 | 769.1374 | 762.3774 | 756.4675 | 324.2004 | 1065.1855 | 1049.1526 | 1026.933
NHH UMS category B | 1490.3594 | 1475.6034 | 1027.8341 | 1018.8004 | 1010.9027 | 433.244 | 1423.4569 | 1402.0314 | 1372.3383
NHH UMS category C | 164.706 | 163.0752 | 113.5903 | 112.592 | 111.7192 | 47.8796 | 157.3123 | 154.9445 | 151.6629
NHH UMS category D | 0 | 0 | 0 | 0 | 0 | 0 | 0 | 0 | 0
LV UMS (Pseudo HH Metered) | 36913.0547 | 36547.5789 | 25457.2791 | 25233.5335 | 25037.9247 | 10730.5392 | 35256.0217 | 34725.3572 | 33989.9214
LV Generation NHH | -104.3952 | -103.3616 | -71.9967 | -71.3639 | -70.8107 | -30.3474 | -99.7089 | -98.2081 | 0
LV Sub Generation NHH | 0 | 0 | 0 | 0 | 0 | 0 | 0 | 0 | 0
LV Generation Intermittent | -496.6124 | -491.6955 | -342.4913 | -339.4812 | -336.8495 | -144.3641 | -474.3194 | -467.1801 | 0
LV Generation Non-Intermittent | -235.5297 | -233.1977 | -162.4343 | -161.0066 | -159.7585 | -68.4679 | -224.9568 | -221.5708 | 0
LV Sub Generation Intermittent | 0 | 0 | 0 | 0 | 0 | 0 | 0 | 0 | 0
LV Sub Generation Non-Intermittent | 0 | 0 | 0 | 0 | 0 | 0 | 0 | 0 | 0
HV Generation Intermittent | -3165.6612 | -3134.318 | -2183.2146 | -2164.0262 | -2147.2508 | -920.2503 | 0 | 0 | 0
HV Generation Non-Intermittent | -11593.1563 | -11478.3726 | -7995.2802 | -7925.0092 | -7863.575 | -3370.1036 | 0 | 0 | 0
HV Sub Generation Intermittent | 0 | 0 | 0 | 0 | 0 | 0 | 0 | 0 | 0
HV Sub Generation Non-Intermittent | 0 | 0 | 0 | 0 | 0 | 0 | 0 | 0 | 0
2505. Contributions of users on each tariff to system simultaneous maximum load by network level (kW)
Data sources:
x1 = 2501. Contributions of users on one-rate multi tariffs to system simultaneous maximum load by network level (kW)
x2 = 2502. Contributions of users on two-rate multi tariffs to system simultaneous maximum load by network level (kW)
x3 = 2503. Contributions of users on three-rate multi tariffs to system simultaneous maximum load by network level (kW)
x4 = 2504. Estimated contributions of users on each tariff to system simultaneous maximum load by network level (kW)
Combine tables = x1 or x2 or x3 or x4
| GSPs | 132kV | 132kV/EHV | EHV | EHV/HV | 132kV/HV | HV | HV/LV | LV circuits
Domestic Unrestricted | 801578.1343 | 793641.7172 | 552812.5064 | 547953.8028 | 543706.0989 | 233016.8995 | 765595.1617 | 754071.6221 | 738101.4128
Domestic Two Rate | 51096.7203 | 52645.8533 | 36670.5599 | 35686.8065 | 35410.1646 | 15457.0674 | 49861.2224 | 49110.7242 | 48070.626
Domestic Off Peak (related MPAN) | 72.2777 | 122.0231 | 84.9954 | 70.348 | 69.8027 | 35.8265 | 98.2895 | 96.81 | 94.7597
Small Non Domestic Unrestricted | 168441.8964 | 166774.1548 | 116166.8251 | 115145.8276 | 114253.2243 | 48965.6675 | 160880.5123 | 158458.9806 | 155103.0353
Small Non Domestic Two Rate | 53751.3249 | 53081.1061 | 36973.736 | 36742.8896 | 36458.061 | 15584.8597 | 51336.7703 | 50564.0625 | 49493.1846
Small Non Domestic Off Peak (related MPAN) | 47.7369 | 78.3497 | 54.5746 | 45.576 | 45.2227 | 23.0038 | 63.6783 | 62.7198 | 61.3915
LV Medium Non-Domestic | 100387.4332 | 97393.8565 | 67839.8587 | 67903.4345 | 67377.0513 | 28595.2893 | 94873.9487 | 93445.9306 | 91466.8732
LV Sub Medium Non-Domestic | 135.208 | 130.5043 | 90.903 | 91.1904 | 90.4835 | 38.3167 | 127.4103 | 125.4926 | 0
HV Medium Non-Domestic | 219.4826 | 211.112 | 147.0505 | 147.8182 | 146.6723 | 61.9835 | 206.53 | 0 | 0
LV HH Metered | 219136.9617 | 211837.3225 | 147555.6522 | 147881.1088 | 146734.7436 | 62196.4232 | 206617.8952 | 203507.9363 | 199197.9155
LV Sub HH Metered | 1101.4399 | 1077.7195 | 750.6874 | 746.8548 | 741.0653 | 316.4235 | 1043.4975 | 1027.7911 | 0
HV HH Metered | 302909.088 | 296274.8738 | 206370.7742 | 205711.7604 | 204117.0956 | 86987.681 | 287418.2599 | 0 | 0
HV Sub HH Metered | 0 | 0 | 0 | 0 | 0 | 0 | 0 | 0 | 0
NHH UMS category A | 1175.5661 | 1169.2347 | 814.4324 | 807.5373 | 801.2773 | 343.2927 | 1128.2825 | 1111.2999 | 1087.764
NHH UMS category B | 802.3391 | 1011.037 | 704.2396 | 690.9838 | 685.6273 | 296.8452 | 965.4351 | 950.9036 | 930.7648
NHH UMS category C | 107.5053 | 129.058 | 89.8956 | 90.0268 | 89.3289 | 37.892 | 125.7844 | 123.8912 | 121.2673
NHH UMS category D | 0 | 0 | 0 | 0 | 0 | 0 | 0 | 0 | 0
LV UMS (Pseudo HH Metered) | 21120.1993 | 25716.0775 | 17912.5781 | 17627.6783 | 17491.0296 | 7550.36 | 24629.2026 | 24258.4902 | 23744.7285
LV Generation NHH | -104.3952 | -103.3616 | -71.9967 | -71.3639 | -70.8107 | -30.3474 | -99.7089 | -98.2081 | 0
LV Sub Generation NHH | 0 | 0 | 0 | 0 | 0 | 0 | 0 | 0 | 0
LV Generation Intermittent | -496.6124 | -491.6955 | -342.4913 | -339.4812 | -336.8495 | -144.3641 | -474.3194 | -467.1801 | 0
LV Generation Non-Intermittent | -238.0421 | -234.3732 | -163.253 | -162.3124 | -161.0542 | -68.8131 | -226.7812 | -223.3677 | 0
LV Sub Generation Intermittent | 0 | 0 | 0 | 0 | 0 | 0 | 0 | 0 | 0
LV Sub Generation Non-Intermittent | 0 | 0 | 0 | 0 | 0 | 0 | 0 | 0 | 0
HV Generation Intermittent | -3165.6612 | -3134.318 | -2183.2146 | -2164.0262 | -2147.2508 | -920.2503 | 0 | 0 | 0
HV Generation Non-Intermittent | -12022.5912 | -11885.6099 | -8278.942 | -8206.6418 | -8143.0244 | -3489.6703 | 0 | 0 | 0
HV Sub Generation Intermittent | 0 | 0 | 0 | 0 | 0 | 0 | 0 | 0 | 0
HV Sub Generation Non-Intermittent | 0 | 0 | 0 | 0 | 0 | 0 | 0 | 0 | 0
2506. Forecast system simultaneous maximum load (kW) from forecast units
Data sources:
x1 = 2505. Contributions of users on each tariff to system simultaneous maximum load by network level (kW)
Cell summation =SUM(x1)
| GSPs | 132kV | 132kV/EHV | EHV | EHV/HV | 132kV/HV | HV | HV/LV | LV circuits
Forecast system simultaneous maximum load (kW) from forecast units | 1706056.0117 | 1685444.6422 | 1173999.3714 | 1166399.8183 | 1157357.9592 | 494854.3862 | 1644171.071 | 1336127.8988 | 1307473.7232

## AMD
Forecast aggregate maximum load for WPD South Wales in April 14 (102)
2601. Pre-processing of data for standing charge factors
Data sources:
x1 = Standing charges factors (in Pre-processing of data for standing charge factors)
x2 = 1018. Proportion of relevant load going through 132kV/HV direct transformation
x3 = Standing charges factors for 132kV/HV (in Pre-processing of data for standing charge factors)
Kind: | Fixed data | [7 empty] | Fixed data | Calculation
Formula: | [9 empty] | =x1+0.2*x2*x3
Standing charges factors
| GSPs | 132kV | 132kV/EHV | EHV | EHV/HV | HV | HV/LV | LV circuits | Standing charges factors for 132kV/HV | Adjusted standing charges factors for 132kV
Domestic Unrestricted | 0 | 0 | 0 | 0 | 0 | 0 | 0 | 1 | 0 | 0
Domestic Two Rate | 0 | 0 | 0 | 0 | 0 | 0 | 0 | 1 | 0 | 0
Domestic Off Peak (related MPAN) | 0 | 0 | 0 | 0 | 0 | 0 | 0 | 1 | 0 | 0
Small Non Domestic Unrestricted | 0 | 0 | 0 | 0 | 0 | 0 | 0 | 1 | 0 | 0
Small Non Domestic Two Rate | 0 | 0 | 0 | 0 | 0 | 0 | 0 | 1 | 0 | 0
Small Non Domestic Off Peak (related MPAN) | 0 | 0 | 0 | 0 | 0 | 0 | 0 | 1 | 0 | 0
LV Medium Non-Domestic | 0 | 0 | 0 | 0 | 0 | 0 | 0 | 1 | 0 | 0
LV Sub Medium Non-Domestic | 0 | 0 | 0 | 0 | 0 | 0 | 1 | 0 | 0 | 0
HV Medium Non-Domestic | 0 | 0 | 0 | 0.2 | 1 | 1 | 0 | 0 | 1 | 0.06
LV HH Metered | 0 | 0 | 0 | 0 | 0 | 0.2 | 1 | 1 | 0 | 0
LV Sub HH Metered | 0 | 0 | 0 | 0 | 0 | 1 | 1 | 0 | 0 | 0
HV HH Metered | 0 | 0 | 0 | 0.2 | 1 | 1 | 0 | 0 | 1 | 0.06
HV Sub HH Metered | 0 | 0 | 0 | 1 | 1 | 0 | 0 | 0 | 0 | 0
NHH UMS category A | 0 | 0 | 0 | 0 | 0 | 0 | 0 | 0 | 0 | 0
NHH UMS category B | 0 | 0 | 0 | 0 | 0 | 0 | 0 | 0 | 0 | 0
NHH UMS category C | 0 | 0 | 0 | 0 | 0 | 0 | 0 | 0 | 0 | 0
NHH UMS category D | 0 | 0 | 0 | 0 | 0 | 0 | 0 | 0 | 0 | 0
LV UMS (Pseudo HH Metered) | 0 | 0 | 0 | 0 | 0 | 0 | 0 | 0 | 0 | 0
2602. Standing charges factors adapted to use 132kV/HV
Data sources:
x1 = 2601. Standing charges factors for 132kV/HV (in Pre-processing of data for standing charge factors)
x2 = 2601. Adjusted standing charges factors for 132kV (in Pre-processing of data for standing charge factors)
x3 = 2601. Standing charges factors (in Pre-processing of data for standing charge factors)
Combine tables = x1 or x2 or x3
| GSPs | 132kV | 132kV/EHV | EHV | EHV/HV | 132kV/HV | HV | HV/LV | LV circuits
Domestic Unrestricted | 0 | 0 | 0 | 0 | 0 | 0 | 0 | 0 | 1
Domestic Two Rate | 0 | 0 | 0 | 0 | 0 | 0 | 0 | 0 | 1
Domestic Off Peak (related MPAN) | 0 | 0 | 0 | 0 | 0 | 0 | 0 | 0 | 1
Small Non Domestic Unrestricted | 0 | 0 | 0 | 0 | 0 | 0 | 0 | 0 | 1
Small Non Domestic Two Rate | 0 | 0 | 0 | 0 | 0 | 0 | 0 | 0 | 1
Small Non Domestic Off Peak (related MPAN) | 0 | 0 | 0 | 0 | 0 | 0 | 0 | 0 | 1
LV Medium Non-Domestic | 0 | 0 | 0 | 0 | 0 | 0 | 0 | 0 | 1
LV Sub Medium Non-Domestic | 0 | 0 | 0 | 0 | 0 | 0 | 0 | 1 | 0
HV Medium Non-Domestic | 0 | 0.06 | 0 | 0.2 | 1 | 1 | 1 | 0 | 0
LV HH Metered | 0 | 0 | 0 | 0 | 0 | 0 | 0.2 | 1 | 1
LV Sub HH Metered | 0 | 0 | 0 | 0 | 0 | 0 | 1 | 1 | 0
HV HH Metered | 0 | 0.06 | 0 | 0.2 | 1 | 1 | 1 | 0 | 0
HV Sub HH Metered | 0 | 0 | 0 | 1 | 1 | 0 | 0 | 0 | 0
NHH UMS category A | 0 | 0 | 0 | 0 | 0 | 0 | 0 | 0 | 0
NHH UMS category B | 0 | 0 | 0 | 0 | 0 | 0 | 0 | 0 | 0
NHH UMS category C | 0 | 0 | 0 | 0 | 0 | 0 | 0 | 0 | 0
NHH UMS category D | 0 | 0 | 0 | 0 | 0 | 0 | 0 | 0 | 0
LV UMS (Pseudo HH Metered) | 0 | 0 | 0 | 0 | 0 | 0 | 0 | 0 | 0
2603. Capacity-based contributions to chargeable aggregate maximum load by network level (kW)
Data sources:
x1 = 2305. Import capacity (kVA) (in Equivalent volume for each end user)
x2 = 1010. Power factor for all flows in the network model (in Financial and general assumptions)
x3 = 2602. Standing charges factors adapted to use 132kV/HV
x4 = 2012. Loss adjustment factors between end user meter reading and each network level, scaled by network use
Calculation =x1*x2*x3*x4
| GSPs | 132kV | 132kV/EHV | EHV | EHV/HV | 132kV/HV | HV | HV/LV | LV circuits
LV HH Metered | 0 | 0 | 0 | 0 | 0 | 0 | 114753.7262 | 565132.4147 | 553163.6803
LV Sub HH Metered | 0 | 0 | 0 | 0 | 0 | 0 | 4000.8193 | 3940.6 | 0
HV HH Metered | 0 | 42120.6539 | 0 | 96937.8331 | 480931.885 | 206113.665 | 677202.4906 | 0 | 0
HV Sub HH Metered | 0 | 0 | 0 | 0 | 0 | 0 | 0 | 0 | 0
2604. Unit-based contributions to chargeable aggregate maximum load (kW)
Data sources:
x1 = 2407. All units (MWh)
x2 = 1041. Load factor for each type of demand user (in Load profile data for demand users)
x3 = 2602. Standing charges factors adapted to use 132kV/HV
x4 = 2012. Loss adjustment factors between end user meter reading and each network level, scaled by network use
x5 = 1010. Days in the charging year (in Financial and general assumptions)
Calculation =x1/x2*x3*x4/(24*x5)*1000
| GSPs | 132kV | 132kV/EHV | EHV | EHV/HV | 132kV/HV | HV | HV/LV | LV circuits
Domestic Unrestricted | 0 | 0 | 0 | 0 | 0 | 0 | 0 | 0 | 862108.726
Domestic Two Rate | 0 | 0 | 0 | 0 | 0 | 0 | 0 | 0 | 178989.6779
Domestic Off Peak (related MPAN) | 0 | 0 | 0 | 0 | 0 | 0 | 0 | 0 | 1385.8952
Small Non Domestic Unrestricted | 0 | 0 | 0 | 0 | 0 | 0 | 0 | 0 | 246547.7581
Small Non Domestic Two Rate | 0 | 0 | 0 | 0 | 0 | 0 | 0 | 0 | 66278.7227
Small Non Domestic Off Peak (related MPAN) | 0 | 0 | 0 | 0 | 0 | 0 | 0 | 0 | 826.3212
LV Medium Non-Domestic | 0 | 0 | 0 | 0 | 0 | 0 | 0 | 0 | 118812.6187
LV Sub Medium Non-Domestic | 0 | 0 | 0 | 0 | 0 | 0 | 0 | 163.5813 | 0
HV Medium Non-Domestic | 0 | 21.38 | 0 | 49.2045 | 244.1156 | 104.621 | 343.7403 | 0 | 0
LV HH Metered | 0 | 0 | 0 | 0 | 0 | 0 | 52410.1321 | 258106.3419 | 252640.0013
LV Sub HH Metered | 0 | 0 | 0 | 0 | 0 | 0 | 1451.6508 | 1429.8009 | 0
HV HH Metered | 0 | 20766.0995 | 0 | 47791.772 | 237106.4659 | 101617.0568 | 333870.7502 | 0 | 0
HV Sub HH Metered | 0 | 0 | 0 | 0 | 0 | 0 | 0 | 0 | 0
NHH UMS category A | 0 | 0 | 0 | 0 | 0 | 0 | 0 | 0 | 0
NHH UMS category B | 0 | 0 | 0 | 0 | 0 | 0 | 0 | 0 | 0
NHH UMS category C | 0 | 0 | 0 | 0 | 0 | 0 | 0 | 0 | 0
NHH UMS category D | 0 | 0 | 0 | 0 | 0 | 0 | 0 | 0 | 0
LV UMS (Pseudo HH Metered) | 0 | 0 | 0 | 0 | 0 | 0 | 0 | 0 | 0
2605. Contributions to aggregate maximum load by network level (kW)
Data sources:
x1 = 2603. Capacity-based contributions to chargeable aggregate maximum load by network level (kW)
x2 = 2604. Unit-based contributions to chargeable aggregate maximum load (kW)
Combine tables = x1 or x2
| GSPs | 132kV | 132kV/EHV | EHV | EHV/HV | 132kV/HV | HV | HV/LV | LV circuits
Domestic Unrestricted | 0 | 0 | 0 | 0 | 0 | 0 | 0 | 0 | 862108.726
Domestic Two Rate | 0 | 0 | 0 | 0 | 0 | 0 | 0 | 0 | 178989.6779
Small Non Domestic Unrestricted | 0 | 0 | 0 | 0 | 0 | 0 | 0 | 0 | 246547.7581
Small Non Domestic Two Rate | 0 | 0 | 0 | 0 | 0 | 0 | 0 | 0 | 66278.7227
LV Medium Non-Domestic | 0 | 0 | 0 | 0 | 0 | 0 | 0 | 0 | 118812.6187
LV Sub Medium Non-Domestic | 0 | 0 | 0 | 0 | 0 | 0 | 0 | 163.5813 | 0
HV Medium Non-Domestic | 0 | 21.38 | 0 | 49.2045 | 244.1156 | 104.621 | 343.7403 | 0 | 0
LV HH Metered | 0 | 0 | 0 | 0 | 0 | 0 | 114753.7262 | 565132.4147 | 553163.6803
LV Sub HH Metered | 0 | 0 | 0 | 0 | 0 | 0 | 4000.8193 | 3940.6 | 0
HV HH Metered | 0 | 42120.6539 | 0 | 96937.8331 | 480931.885 | 206113.665 | 677202.4906 | 0 | 0
HV Sub HH Metered | 0 | 0 | 0 | 0 | 0 | 0 | 0 | 0 | 0
NHH UMS category A | 0 | 0 | 0 | 0 | 0 | 0 | 0 | 0 | 0
NHH UMS category B | 0 | 0 | 0 | 0 | 0 | 0 | 0 | 0 | 0
NHH UMS category C | 0 | 0 | 0 | 0 | 0 | 0 | 0 | 0 | 0
NHH UMS category D | 0 | 0 | 0 | 0 | 0 | 0 | 0 | 0 | 0
LV UMS (Pseudo HH Metered) | 0 | 0 | 0 | 0 | 0 | 0 | 0 | 0 | 0
2606. Forecast chargeable aggregate maximum load (kW)
Data sources:
x1 = 2605. Contributions to aggregate maximum load by network level (kW)
Cell summation =SUM(x1)
| GSPs | 132kV | 132kV/EHV | EHV | EHV/HV | 132kV/HV | HV | HV/LV | LV circuits
Forecast chargeable aggregate maximum load (kW) | 0 | 42142.0339 | 0 | 96987.0376 | 481176.0006 | 206218.286 | 796300.7764 | 569236.596 | 2025901.1838
2607. Forecast simultaneous load subject to standing charge factors (kW)
Data sources:
x1 = 2505. Contributions of users on each tariff to system simultaneous maximum load by network level (kW)
x2 = 2602. Standing charges factors adapted to use 132kV/HV
Calculation =x1*x2
| GSPs | 132kV | 132kV/EHV | EHV | EHV/HV | 132kV/HV | HV | HV/LV | LV circuits
Domestic Unrestricted | 0 | 0 | 0 | 0 | 0 | 0 | 0 | 0 | 738101.4128
Domestic Two Rate | 0 | 0 | 0 | 0 | 0 | 0 | 0 | 0 | 48070.626
Domestic Off Peak (related MPAN) | 0 | 0 | 0 | 0 | 0 | 0 | 0 | 0 | 94.7597
Small Non Domestic Unrestricted | 0 | 0 | 0 | 0 | 0 | 0 | 0 | 0 | 155103.0353
Small Non Domestic Two Rate | 0 | 0 | 0 | 0 | 0 | 0 | 0 | 0 | 49493.1846
Small Non Domestic Off Peak (related MPAN) | 0 | 0 | 0 | 0 | 0 | 0 | 0 | 0 | 61.3915
LV Medium Non-Domestic | 0 | 0 | 0 | 0 | 0 | 0 | 0 | 0 | 91466.8732
LV Sub Medium Non-Domestic | 0 | 0 | 0 | 0 | 0 | 0 | 0 | 125.4926 | 0
HV Medium Non-Domestic | 0 | 12.6667 | 0 | 29.5636 | 146.6723 | 61.9835 | 206.53 | 0 | 0
LV HH Metered | 0 | 0 | 0 | 0 | 0 | 0 | 41323.579 | 203507.9363 | 199197.9155
LV Sub HH Metered | 0 | 0 | 0 | 0 | 0 | 0 | 1043.4975 | 1027.7911 | 0
HV HH Metered | 0 | 17776.4924 | 0 | 41142.3521 | 204117.0956 | 86987.681 | 287418.2599 | 0 | 0
HV Sub HH Metered | 0 | 0 | 0 | 0 | 0 | 0 | 0 | 0 | 0
NHH UMS category A | 0 | 0 | 0 | 0 | 0 | 0 | 0 | 0 | 0
NHH UMS category B | 0 | 0 | 0 | 0 | 0 | 0 | 0 | 0 | 0
NHH UMS category C | 0 | 0 | 0 | 0 | 0 | 0 | 0 | 0 | 0
NHH UMS category D | 0 | 0 | 0 | 0 | 0 | 0 | 0 | 0 | 0
LV UMS (Pseudo HH Metered) | 0 | 0 | 0 | 0 | 0 | 0 | 0 | 0 | 0
2608. Forecast simultaneous load replaced by standing charge (kW)
Data sources:
x1 = 2607. Forecast simultaneous load subject to standing charge factors (kW)
Cell summation =SUM(x1)
| GSPs | 132kV | 132kV/EHV | EHV | EHV/HV | 132kV/HV | HV | HV/LV | LV circuits
Forecast simultaneous load replaced by standing charge (kW) | 0 | 17789.1592 | 0 | 41171.9157 | 204263.7679 | 87049.6645 | 329991.8664 | 204661.2199 | 1281589.1987
2609. Calculated LV diversity allowance
Data sources:
x1 = 2606. Forecast chargeable aggregate maximum load (kW)
x2 = 2608. Forecast simultaneous load replaced by standing charge (kW)
Calculation =x1/x2-1
LV circuits
Calculated LV diversity allowance | 58.08%
2610. Network level mapping for diversity allowances
| GSPs | 132kV | 132kV/EHV | EHV | EHV/HV | 132kV/HV | HV | HV/LV | LV circuits
GSPs | 100% | 0% | 0% | 0% | 0% | 0% | 0% | 0% | 0%
132kV | 0% | 100% | 0% | 0% | 0% | 0% | 0% | 0% | 0%
132kV/EHV | 0% | 0% | 100% | 0% | 0% | 100% | 0% | 0% | 0%
EHV | 0% | 0% | 0% | 100% | 0% | 0% | 0% | 0% | 0%
EHV/HV | 0% | 0% | 0% | 0% | 100% | 0% | 0% | 0% | 0%
HV | 0% | 0% | 0% | 0% | 0% | 0% | 100% | 0% | 0%
HV/LV | 0% | 0% | 0% | 0% | 0% | 0% | 0% | 100% | 0%
LV circuits | 0% | 0% | 0% | 0% | 0% | 0% | 0% | 0% | 100%
2611. Diversity allowances including 132kV/HV
Data sources:
x1 = 2104. Diversity allowance between level exit and GSP Group (in Diversity calculations)
x2 = 2610. Network level mapping for diversity allowances
Sum-product calculation =SUMPRODUCT(x1, x2)
Diversity allowances including 132kV/HV
GSPs | 6.383%
132kV | 12.02%
132kV/EHV | 12.02%
EHV | 23.11%
EHV/HV | 23.11%
132kV/HV | 12.02%
HV | 68.66%
HV/LV | 68.66%
LV circuits | 0%
2612. Diversity allowances (including calculated LV value)
Data sources:
x1 = 2609. Calculated LV diversity allowance
x2 = 2611. Diversity allowances including 132kV/HV
Combine tables = x1 or x2
| GSPs | 132kV | 132kV/EHV | EHV | EHV/HV | 132kV/HV | HV | HV/LV | LV circuits
Diversity allowances (including calculated LV value) | 6.383% | 12.02% | 12.02% | 23.11% | 23.11% | 12.02% | 68.66% | 68.66% | 58.08%
2613. Forecast simultaneous maximum load (kW) adjusted for standing charges
Data sources:
x1 = 2506. Forecast system simultaneous maximum load (kW) from forecast units
x2 = 2608. Forecast simultaneous load replaced by standing charge (kW)
x3 = 2606. Forecast chargeable aggregate maximum load (kW)
x4 = 2612. Diversity allowances (including calculated LV value)
Calculation =x1-x2+x3/(1+x4)
| GSPs | 132kV | 132kV/EHV | EHV | EHV/HV | 132kV/HV | HV | HV/LV | LV circuits
Forecast simultaneous maximum load (kW) adjusted for standing charges | 1706056.0117 | 1705275.1524 | 1173999.3714 | 1204007.8133 | 1343940.2601 | 591893.2202 | 1786305.6876 | 1468966.8798 | 1307473.7232

## Otex
Other expenditure for WPD South Wales in April 14 (102)
2701. Operating expenditure coded by network level (£/year)
Data sources:
x1 = 1055. Transmission exit charges (£/year)
x2 = Zero for levels other than transmission exit
Combine tables = x1 or x2
| Transmission exit | Operating 132kV | Operating 132kV/EHV | Operating EHV | Operating EHV/HV | Operating 132kV/HV | Operating HV | Operating HV/LV | Operating LV circuits | Operating LV customer | Operating HV customer
Operating expenditure coded by network level (£/year) | 9508036.6772 | 0 | 0 | 0 | 0 | 0 | 0 | 0 | 0 | 0 | 0
2702. Network model assets (£) scaled by load forecast
Data sources:
x1 = 2108. GSP simultaneous maximum load assumed through each network level (MW)
x2 = 2613. Forecast simultaneous maximum load (kW) adjusted for standing charges
x3 = 1020. Gross asset cost by network level (£)
Calculation =IF(x1,x2*x3/x1/1000,0)
| Assets 132kV | Assets 132kV/EHV | Assets EHV | Assets EHV/HV | Assets 132kV/HV | Assets HV | Assets HV/LV | Assets LV circuits
Network model assets (£) scaled by load forecast | 451802016.6851 | 41319471.7288 | 148823968.3179 | 115770084.5712 | 38276663.3691 | 619056366.4846 | 182337128.5713 | 355591308.4208
2703. Annual consumption by tariff for unmetered users (MWh)
Data sources:
x1 = 2407. All units (MWh)
Copy cells = x1
Annual consumption by tariff for unmetered users (MWh)
NHH UMS category A | 8995.9329
NHH UMS category B | 5727.4292
NHH UMS category C | 421.0982
NHH UMS category D | 0
LV UMS (Pseudo HH Metered) | 146414.1769
2704. Total unmetered units
Data sources:
x1 = 2703. Annual consumption by tariff for unmetered users (MWh)
Cell summation =SUM(x1)
Total unmetered units
Total unmetered units | 161558.6372
2705. Service model asset data
Data sources:
x1 = 2205. Service model assets by tariff (£)
x2 = 2305. MPANs (in Equivalent volume for each end user)
x3 = 2202. Asset £/(MWh/year) from LV service models
x4 = 2704. Total unmetered units
x5 = Service model assets (£) scaled by annual MWh (in Service model asset data)
x6 = Service model assets (£) scaled by user count (in Service model asset data)
x7 = Service model assets (£) scaled by annual MWh (in Service model asset data)
Kind: | Sum-product calculation |  | Calculation | Copy cells |  | Calculation
Formula: | =SUMPRODUCT(x1, x2) |  | =x3*x4 | = x5 |  | =x6+x7
| Service model assets (£) scaled by user count |  |  | Service model assets (£) scaled by annual MWh |  | Service model assets (£)
| Assets LV customer | Assets HV customer | Service model assets (£) scaled by annual MWh | Assets LV customer | Assets HV customer | Assets LV customer | Assets HV customer
Service model asset data | 290220771.5196 | 5583335.7442 | 35473953.4891 | 35473953.4891 |  | 325694725.0087 | 5583335.7442
2706. Data for allocation of operating expenditure
Data sources:
x1 = 2702. Network model assets (£) scaled by load forecast
x2 = 2705. Service model assets (£) (in Service model asset data)
x3 = Model assets (£) scaled by demand forecast (in Data for allocation of operating expenditure)
Kind: | Combine tables | [10 empty] | Cell summation
Formula: | = x1 or x2 | [10 empty] | =SUM(x3)
Model assets (£) scaled by demand forecast
| GSPs | Assets 132kV | Assets 132kV/EHV | Assets EHV | Assets EHV/HV | Assets 132kV/HV | Assets HV | Assets HV/LV | Assets LV circuits | Assets LV customer | Assets HV customer | Denominator for allocation of operating expenditure
Data for allocation of operating expenditure |  | 451802016.6851 | 41319471.7288 | 148823968.3179 | 115770084.5712 | 38276663.3691 | 619056366.4846 | 182337128.5713 | 355591308.4208 | 325694725.0087 | 5583335.7442 | 2284255068.9016
2707. Amount of expenditure to be allocated according to asset values (£/year)
Data sources:
x1 = 1059. Direct cost (£/year) (in Other expenditure)
x2 = 1059. Network rates (£/year) (in Other expenditure)
x3 = 1059. Indirect cost (£/year) (in Other expenditure)
x4 = 1059. Indirect cost proportion (in Other expenditure)
Calculation =x1+x2+x3*x4
Amount of expenditure to be allocated according to asset values (£/year)
Other expenditure | 72813428.6252
2708. Total operating expenditure by network level (£/year)
Data sources:
x1 = 2701. Operating expenditure coded by network level (£/year)
x2 = 2707. Amount of expenditure to be allocated according to asset values (£/year)
x3 = 2706. Denominator for allocation of operating expenditure (in Data for allocation of operating expenditure)
x4 = 2706. Model assets (£) scaled by demand forecast (in Data for allocation of operating expenditure)
Calculation =x1+x2/x3*x4
| Transmission exit | Operating 132kV | Operating 132kV/EHV | Operating EHV | Operating EHV/HV | Operating 132kV/HV | Operating HV | Operating HV/LV | Operating LV circuits | Operating LV customer | Operating HV customer
Total operating expenditure by network level (£/year) | 9508036.6772 | 14401742.7574 | 1317108.7794 | 4743946.3055 | 3690313.2687 | 1220115.5353 | 19733180.0505 | 5812219.3435 | 11334908.5695 | 10381918.3487 | 177975.6667
2709. Operating expenditure percentage by network level
Data sources:
x1 = 2706. Model assets (£) scaled by demand forecast (in Data for allocation of operating expenditure)
x2 = 2708. Total operating expenditure by network level (£/year)
Calculation =IF(x1="","",IF(x1>0,x2/x1,0))
| Transmission exit | Operating 132kV | Operating 132kV/EHV | Operating EHV | Operating EHV/HV | Operating 132kV/HV | Operating HV | Operating HV/LV | Operating LV circuits | Operating LV customer | Operating HV customer
Operating expenditure percentage by network level |  | 3.188% | 3.188% | 3.188% | 3.188% | 3.188% | 3.188% | 3.188% | 3.188% | 3.188% | 3.188%
2710. Unit operating expenditure based on simultaneous maximum load (£/kW/year)
Data sources:
x1 = 2613. Forecast simultaneous maximum load (kW) adjusted for standing charges
x2 = 2708. Total operating expenditure by network level (£/year)
Calculation =IF(x1>0,x2/x1,0)
| Transmission exit | Operating 132kV | Operating 132kV/EHV | Operating EHV | Operating EHV/HV | Operating 132kV/HV | Operating HV | Operating HV/LV | Operating LV circuits
Unit operating expenditure based on simultaneous maximum load (£/kW/year) | 5.5731 | 8.4454 | 1.1219 | 3.9401 | 2.7459 | 2.0614 | 11.0469 | 3.9567 | 8.6693
2711. Operating expenditure for customer assets p/MPAN/day
Data sources:
x1 = 1010. Days in the charging year (in Financial and general assumptions)
x2 = 2709. Operating expenditure percentage by network level
x3 = 2205. Service model assets by tariff (£)
x4 = Operating expenditure p/MPAN/day by level (in Operating expenditure for customer assets p/MPAN/day)
Kind: | Calculation |  | Cell summation
Formula: | =100/x1*x2*x3 |  | =SUM(x4)
Operating expenditure p/MPAN/day by level
| Operating LV customer | Operating HV customer | Operating expenditure for customer assets p/MPAN/day total
Domestic Unrestricted | 2.0478 | 0 | 2.0478
Domestic Two Rate | 2.0478 | 0 | 2.0478
Domestic Off Peak (related MPAN) | 0 | 0 | 0
Small Non Domestic Unrestricted | 5.056 | 0 | 5.056
Small Non Domestic Two Rate | 5.056 | 0 | 5.056
Small Non Domestic Off Peak (related MPAN) | 0 | 0 | 0
LV Medium Non-Domestic | 5.9724 | 0 | 5.9724
LV Sub Medium Non-Domestic | 4.4493 | 0 | 4.4493
HV Medium Non-Domestic | 0 | 76.4014 | 76.4014
LV HH Metered | 10.2094 | 0 | 10.2094
LV Sub HH Metered | 7.4984 | 0 | 7.4984
HV HH Metered | 0 | 76.4014 | 76.4014
HV Sub HH Metered | 0 | 76.4014 | 76.4014
NHH UMS category A | 0 | 0 | 0
NHH UMS category B | 0 | 0 | 0
NHH UMS category C | 0 | 0 | 0
NHH UMS category D | 0 | 0 | 0
LV UMS (Pseudo HH Metered) | 0 | 0 | 0
LV Generation NHH | 0 | 0 | 0
LV Sub Generation NHH | 0 | 0 | 0
LV Generation Intermittent | 0 | 0 | 0
LV Generation Non-Intermittent | 0 | 0 | 0
LV Sub Generation Intermittent | 0 | 0 | 0
LV Sub Generation Non-Intermittent | 0 | 0 | 0
HV Generation Intermittent | 0 | 37.5468 | 37.5468
HV Generation Non-Intermittent | 0 | 37.5468 | 37.5468
HV Sub Generation Intermittent | 0 | 37.5468 | 37.5468
HV Sub Generation Non-Intermittent | 0 | 37.5468 | 37.5468
2712. Operating expenditure for unmetered customer assets (p/kWh)
Data sources:
x1 = 2709. Operating expenditure percentage by network level
x2 = 2202. Asset £/(MWh/year) from LV service models
Calculation =0.1*x1*x2
Operating LV customer
NHH UMS category A | 0.69992
NHH UMS category B | 0.69992
NHH UMS category C | 0.69992
NHH UMS category D | 0.69992
LV UMS (Pseudo HH Metered) | 0.69992

## Contrib
Customer contributions for WPD South Wales in April 14 (102)
This sheet calculates factors used to take account of the costs deemed to be covered by connection charges.
2801. Network level of supply (for customer contributions) by tariff
| LV network | LV substation | HV network | HV substation
Domestic Unrestricted | 100% | 0% | 0% | 0%
Domestic Two Rate | 100% | 0% | 0% | 0%
Domestic Off Peak (related MPAN) | 100% | 0% | 0% | 0%
Small Non Domestic Unrestricted | 100% | 0% | 0% | 0%
Small Non Domestic Two Rate | 100% | 0% | 0% | 0%
Small Non Domestic Off Peak (related MPAN) | 100% | 0% | 0% | 0%
LV Medium Non-Domestic | 100% | 0% | 0% | 0%
LV Sub Medium Non-Domestic | 0% | 100% | 0% | 0%
HV Medium Non-Domestic | 0% | 0% | 100% | 0%
LV HH Metered | 100% | 0% | 0% | 0%
LV Sub HH Metered | 0% | 100% | 0% | 0%
HV HH Metered | 0% | 0% | 100% | 0%
HV Sub HH Metered | 0% | 0% | 0% | 100%
NHH UMS category A | 100% | 0% | 0% | 0%
NHH UMS category B | 100% | 0% | 0% | 0%
NHH UMS category C | 100% | 0% | 0% | 0%
NHH UMS category D | 100% | 0% | 0% | 0%
LV UMS (Pseudo HH Metered) | 100% | 0% | 0% | 0%
LV Generation NHH | 100% | 0% | 0% | 0%
LV Sub Generation NHH | 0% | 100% | 0% | 0%
LV Generation Intermittent | 100% | 0% | 0% | 0%
LV Generation Non-Intermittent | 100% | 0% | 0% | 0%
LV Sub Generation Intermittent | 0% | 100% | 0% | 0%
LV Sub Generation Non-Intermittent | 0% | 100% | 0% | 0%
HV Generation Intermittent | 0% | 0% | 100% | 0%
HV Generation Non-Intermittent | 0% | 0% | 100% | 0%
HV Sub Generation Intermittent | 0% | 0% | 0% | 100%
HV Sub Generation Non-Intermittent | 0% | 0% | 0% | 100%
2802. Contribution proportion of asset annuities, by customer type and network level of assets
Data sources:
x1 = 1060. Customer contributions under current connection charging policy
x2 = 1010. Annuity proportion for customer-contributed assets (in Financial and general assumptions)
Calculation =x1*(1-x2)
| LV network | LV substation | HV network | HV substation
Assets 132kV | 0% | 0% | 0% | 0%
Assets 132kV/EHV | 0% | 0% | 36% | 36%
Assets EHV | 0% | 0% | 36% | 36%
Assets EHV/HV | 75% | 75% | 91% | 91%
Assets 132kV/HV | 75% | 75% | 91% | 0%
Assets HV | 75% | 75% | 91% | 0%
Assets HV/LV | 95% | 95% | 0% | 0%
Assets LV circuits | 95% | 0% | 0% | 0%
2803. Proportion of assets annuities deemed to be covered by customer contributions
Data sources:
x1 = 2801. Network level of supply (for customer contributions) by tariff
x2 = 2802. Contribution proportion of asset annuities, by customer type and network level of assets
Sum-product calculation =SUMPRODUCT(x1, x2)
| Assets 132kV | Assets 132kV/EHV | Assets EHV | Assets EHV/HV | Assets 132kV/HV | Assets HV | Assets HV/LV | Assets LV circuits
Domestic Unrestricted | 0% | 0% | 0% | 75% | 75% | 75% | 95% | 95%
Domestic Two Rate | 0% | 0% | 0% | 75% | 75% | 75% | 95% | 95%
Domestic Off Peak (related MPAN) | 0% | 0% | 0% | 75% | 75% | 75% | 95% | 95%
Small Non Domestic Unrestricted | 0% | 0% | 0% | 75% | 75% | 75% | 95% | 95%
Small Non Domestic Two Rate | 0% | 0% | 0% | 75% | 75% | 75% | 95% | 95%
Small Non Domestic Off Peak (related MPAN) | 0% | 0% | 0% | 75% | 75% | 75% | 95% | 95%
LV Medium Non-Domestic | 0% | 0% | 0% | 75% | 75% | 75% | 95% | 95%
LV Sub Medium Non-Domestic | 0% | 0% | 0% | 75% | 75% | 75% | 95% | 0%
HV Medium Non-Domestic | 0% | 36% | 36% | 91% | 91% | 91% | 0% | 0%
LV HH Metered | 0% | 0% | 0% | 75% | 75% | 75% | 95% | 95%
LV Sub HH Metered | 0% | 0% | 0% | 75% | 75% | 75% | 95% | 0%
HV HH Metered | 0% | 36% | 36% | 91% | 91% | 91% | 0% | 0%
HV Sub HH Metered | 0% | 36% | 36% | 91% | 0% | 0% | 0% | 0%
NHH UMS category A | 0% | 0% | 0% | 75% | 75% | 75% | 95% | 95%
NHH UMS category B | 0% | 0% | 0% | 75% | 75% | 75% | 95% | 95%
NHH UMS category C | 0% | 0% | 0% | 75% | 75% | 75% | 95% | 95%
NHH UMS category D | 0% | 0% | 0% | 75% | 75% | 75% | 95% | 95%
LV UMS (Pseudo HH Metered) | 0% | 0% | 0% | 75% | 75% | 75% | 95% | 95%
LV Generation NHH | 0% | 0% | 0% | 75% | 75% | 75% | 95% | 95%
LV Sub Generation NHH | 0% | 0% | 0% | 75% | 75% | 75% | 95% | 0%
LV Generation Intermittent | 0% | 0% | 0% | 75% | 75% | 75% | 95% | 95%
LV Generation Non-Intermittent | 0% | 0% | 0% | 75% | 75% | 75% | 95% | 95%
LV Sub Generation Intermittent | 0% | 0% | 0% | 75% | 75% | 75% | 95% | 0%
LV Sub Generation Non-Intermittent | 0% | 0% | 0% | 75% | 75% | 75% | 95% | 0%
HV Generation Intermittent | 0% | 36% | 36% | 91% | 91% | 91% | 0% | 0%
HV Generation Non-Intermittent | 0% | 36% | 36% | 91% | 91% | 91% | 0% | 0%
HV Sub Generation Intermittent | 0% | 36% | 36% | 91% | 0% | 0% | 0% | 0%
HV Sub Generation Non-Intermittent | 0% | 36% | 36% | 91% | 0% | 0% | 0% | 0%
2804. Proportion of annual charge covered by contributions (for all charging levels)
Data sources:
x1 = Zero for operating expenditure
x2 = Zero for GSPs level
x3 = 2803. Proportion of assets annuities deemed to be covered by customer contributions
Combine tables = x1 or x2 or x3
| GSPs | Assets 132kV | Assets 132kV/EHV | Assets EHV | Assets EHV/HV | Assets 132kV/HV | Assets HV | Assets HV/LV | Assets LV circuits | Transmission exit | Operating 132kV | Operating 132kV/EHV | Operating EHV | Operating EHV/HV | Operating 132kV/HV | Operating HV | Operating HV/LV | Operating LV circuits
Domestic Unrestricted | 0% | 0% | 0% | 0% | 75% | 75% | 75% | 95% | 95% | 0% | 0% | 0% | 0% | 0% | 0% | 0% | 0% | 0%
Domestic Two Rate | 0% | 0% | 0% | 0% | 75% | 75% | 75% | 95% | 95% | 0% | 0% | 0% | 0% | 0% | 0% | 0% | 0% | 0%
Domestic Off Peak (related MPAN) | 0% | 0% | 0% | 0% | 75% | 75% | 75% | 95% | 95% | 0% | 0% | 0% | 0% | 0% | 0% | 0% | 0% | 0%
Small Non Domestic Unrestricted | 0% | 0% | 0% | 0% | 75% | 75% | 75% | 95% | 95% | 0% | 0% | 0% | 0% | 0% | 0% | 0% | 0% | 0%
Small Non Domestic Two Rate | 0% | 0% | 0% | 0% | 75% | 75% | 75% | 95% | 95% | 0% | 0% | 0% | 0% | 0% | 0% | 0% | 0% | 0%
Small Non Domestic Off Peak (related MPAN) | 0% | 0% | 0% | 0% | 75% | 75% | 75% | 95% | 95% | 0% | 0% | 0% | 0% | 0% | 0% | 0% | 0% | 0%
LV Medium Non-Domestic | 0% | 0% | 0% | 0% | 75% | 75% | 75% | 95% | 95% | 0% | 0% | 0% | 0% | 0% | 0% | 0% | 0% | 0%
LV Sub Medium Non-Domestic | 0% | 0% | 0% | 0% | 75% | 75% | 75% | 95% | 0% | 0% | 0% | 0% | 0% | 0% | 0% | 0% | 0% | 0%
HV Medium Non-Domestic | 0% | 0% | 36% | 36% | 91% | 91% | 91% | 0% | 0% | 0% | 0% | 0% | 0% | 0% | 0% | 0% | 0% | 0%
LV HH Metered | 0% | 0% | 0% | 0% | 75% | 75% | 75% | 95% | 95% | 0% | 0% | 0% | 0% | 0% | 0% | 0% | 0% | 0%
LV Sub HH Metered | 0% | 0% | 0% | 0% | 75% | 75% | 75% | 95% | 0% | 0% | 0% | 0% | 0% | 0% | 0% | 0% | 0% | 0%
HV HH Metered | 0% | 0% | 36% | 36% | 91% | 91% | 91% | 0% | 0% | 0% | 0% | 0% | 0% | 0% | 0% | 0% | 0% | 0%
HV Sub HH Metered | 0% | 0% | 36% | 36% | 91% | 0% | 0% | 0% | 0% | 0% | 0% | 0% | 0% | 0% | 0% | 0% | 0% | 0%
NHH UMS category A | 0% | 0% | 0% | 0% | 75% | 75% | 75% | 95% | 95% | 0% | 0% | 0% | 0% | 0% | 0% | 0% | 0% | 0%
NHH UMS category B | 0% | 0% | 0% | 0% | 75% | 75% | 75% | 95% | 95% | 0% | 0% | 0% | 0% | 0% | 0% | 0% | 0% | 0%
NHH UMS category C | 0% | 0% | 0% | 0% | 75% | 75% | 75% | 95% | 95% | 0% | 0% | 0% | 0% | 0% | 0% | 0% | 0% | 0%
NHH UMS category D | 0% | 0% | 0% | 0% | 75% | 75% | 75% | 95% | 95% | 0% | 0% | 0% | 0% | 0% | 0% | 0% | 0% | 0%
LV UMS (Pseudo HH Metered) | 0% | 0% | 0% | 0% | 75% | 75% | 75% | 95% | 95% | 0% | 0% | 0% | 0% | 0% | 0% | 0% | 0% | 0%
LV Generation NHH | 0% | 0% | 0% | 0% | 75% | 75% | 75% | 95% | 95% | 0% | 0% | 0% | 0% | 0% | 0% | 0% | 0% | 0%
LV Sub Generation NHH | 0% | 0% | 0% | 0% | 75% | 75% | 75% | 95% | 0% | 0% | 0% | 0% | 0% | 0% | 0% | 0% | 0% | 0%
LV Generation Intermittent | 0% | 0% | 0% | 0% | 75% | 75% | 75% | 95% | 95% | 0% | 0% | 0% | 0% | 0% | 0% | 0% | 0% | 0%
LV Generation Non-Intermittent | 0% | 0% | 0% | 0% | 75% | 75% | 75% | 95% | 95% | 0% | 0% | 0% | 0% | 0% | 0% | 0% | 0% | 0%
LV Sub Generation Intermittent | 0% | 0% | 0% | 0% | 75% | 75% | 75% | 95% | 0% | 0% | 0% | 0% | 0% | 0% | 0% | 0% | 0% | 0%
LV Sub Generation Non-Intermittent | 0% | 0% | 0% | 0% | 75% | 75% | 75% | 95% | 0% | 0% | 0% | 0% | 0% | 0% | 0% | 0% | 0% | 0%
HV Generation Intermittent | 0% | 0% | 36% | 36% | 91% | 91% | 91% | 0% | 0% | 0% | 0% | 0% | 0% | 0% | 0% | 0% | 0% | 0%
HV Generation Non-Intermittent | 0% | 0% | 36% | 36% | 91% | 91% | 91% | 0% | 0% | 0% | 0% | 0% | 0% | 0% | 0% | 0% | 0% | 0%
HV Sub Generation Intermittent | 0% | 0% | 36% | 36% | 91% | 0% | 0% | 0% | 0% | 0% | 0% | 0% | 0% | 0% | 0% | 0% | 0% | 0%
HV Sub Generation Non-Intermittent | 0% | 0% | 36% | 36% | 91% | 0% | 0% | 0% | 0% | 0% | 0% | 0% | 0% | 0% | 0% | 0% | 0% | 0%

## Yard
Yardsticks for WPD South Wales in April 14 (102)
This sheet calculates average p/kWh and p/kW/day charges that would apply if no costs were recovered through capacity or fixed charges.
2901. Unit cost at each level, £/kW/year (relative to system simultaneous maximum load)
Data sources:
x1 = 2109. Network model annuity by simultaneous maximum load for each network level (£/kW/year)
x2 = 2710. Unit operating expenditure based on simultaneous maximum load (£/kW/year)
Combine tables = x1 or x2
| GSPs | Assets 132kV | Assets 132kV/EHV | Assets EHV | Assets EHV/HV | Assets 132kV/HV | Assets HV | Assets HV/LV | Assets LV circuits | Transmission exit | Operating 132kV | Operating 132kV/EHV | Operating EHV | Operating EHV/HV | Operating 132kV/HV | Operating HV | Operating HV/LV | Operating LV circuits
Unit cost at each level, £/kW/year (relative to system simultaneous maximum load) |  | 16.7288 | 2.2223 | 7.8047 | 5.4391 | 4.0832 | 21.8819 | 7.8374 | 17.1723 | 5.5731 | 8.4454 | 1.1219 | 3.9401 | 2.7459 | 2.0614 | 11.0469 | 3.9567 | 8.6693
2902. Pay-as-you-go yardstick unit costs by charging level (p/kWh)
Data sources:
x1 = 2901. Unit cost at each level, £/kW/year (relative to system simultaneous maximum load)
x2 = 2302. Load coefficient
x3 = 2012. Loss adjustment factors between end user meter reading and each network level, scaled by network use
x4 = 2804. Proportion of annual charge covered by contributions (for all charging levels)
x5 = 1010. Days in the charging year (in Financial and general assumptions)
Calculation =x1*x2*x3*(1-x4)/(24*x5)*100
| GSPs | Assets 132kV | Assets 132kV/EHV | Assets EHV | Assets EHV/HV | Assets 132kV/HV | Assets HV | Assets HV/LV | Assets LV circuits | Transmission exit | Operating 132kV | Operating 132kV/EHV | Operating EHV | Operating EHV/HV | Operating 132kV/HV | Operating HV | Operating HV/LV | Operating LV circuits
Domestic Unrestricted | 0 | 0.41224 | 0.038145 | 0.13279 | 0.022956 | 0.0073856 | 0.13004 | 0.0091752 | 0.019678 | 0.13871 | 0.20811 | 0.019257 | 0.067037 | 0.046356 | 0.014914 | 0.2626 | 0.09264 | 0.19868
Domestic Two Rate | 0 | 0.2484 | 0.022985 | 0.080014 | 0.013832 | 0.0044504 | 0.078359 | 0.0055287 | 0.011857 | 0.083581 | 0.1254 | 0.011604 | 0.040394 | 0.027933 | 0.0089869 | 0.15824 | 0.055822 | 0.11972
Domestic Off Peak (related MPAN) | 0 | 0 | 0 | 0 | 0 | 0 | 0 | 0 | 0 | 0 | 0 | 0 | 0 | 0 | 0 | 0 | 0 | 0
Small Non Domestic Unrestricted | 0 | 0.33067 | 0.030597 | 0.10651 | 0.018413 | 0.0059242 | 0.10431 | 0.0073596 | 0.015784 | 0.11126 | 0.16693 | 0.015447 | 0.053772 | 0.037183 | 0.011963 | 0.21064 | 0.074309 | 0.15937
Small Non Domestic Two Rate | 0 | 0.27915 | 0.02583 | 0.089918 | 0.015545 | 0.0050012 | 0.088058 | 0.006213 | 0.013325 | 0.093927 | 0.14093 | 0.01304 | 0.045394 | 0.03139 | 0.010099 | 0.17782 | 0.062732 | 0.13454
Small Non Domestic Off Peak (related MPAN) | 0 | 0 | 0 | 0 | 0 | 0 | 0 | 0 | 0 | 0 | 0 | 0 | 0 | 0 | 0 | 0 | 0 | 0
LV Medium Non-Domestic | 0 | 0.31274 | 0.028938 | 0.10074 | 0.017415 | 0.005603 | 0.098654 | 0.0069606 | 0.014928 | 0.10523 | 0.15788 | 0.014609 | 0.050856 | 0.035167 | 0.011314 | 0.19922 | 0.07028 | 0.15073
LV Sub Medium Non-Domestic | 0 | 0.30611 | 0.028325 | 0.098603 | 0.017046 | 0.0054843 | 0.096564 | 0.0068132 | 0 | 0.103 | 0.15454 | 0.0143 | 0.049779 | 0.034422 | 0.011075 | 0.195 | 0.068791 | 0
HV Medium Non-Domestic | 0 | 0.28242 | 0.016725 | 0.058222 | 0.0056617 | 0.0018215 | 0.032073 | 0 | 0 | 0.095028 | 0.14258 | 0.013193 | 0.045927 | 0.031758 | 0.010218 | 0.17991 | 0 | 0
LV HH Metered | 0 | 0.27258 | 0.025222 | 0.087802 | 0.015179 | 0.0048836 | 0.085987 | 0.0060669 | 0.013011 | 0.091717 | 0.13761 | 0.012733 | 0.044326 | 0.030652 | 0.0098617 | 0.17364 | 0.061256 | 0.13137
LV Sub HH Metered | 0 | 0.26681 | 0.024688 | 0.085943 | 0.014857 | 0.0047801 | 0.084166 | 0.0059384 | 0 | 0.089775 | 0.1347 | 0.012464 | 0.043388 | 0.030003 | 0.0096529 | 0.16996 | 0.059959 | 0
HV HH Metered | 0 | 0.23017 | 0.013631 | 0.04745 | 0.0046142 | 0.0014845 | 0.026139 | 0 | 0 | 0.077447 | 0.1162 | 0.010752 | 0.03743 | 0.025883 | 0.0083273 | 0.14662 | 0 | 0
HV Sub HH Metered | 0 | 0.22687 | 0.019193 | 0.066815 | 0.0064972 | 0 | 0 | 0 | 0 | 0.076337 | 0.11453 | 0.01514 | 0.052705 | 0.036445 | 0 | 0 | 0 | 0
NHH UMS category A | 0 | 0.20534 | 0.019 | 0.066142 | 0.011434 | 0.0036788 | 0.064775 | 0.0045702 | 0.0098016 | 0.069091 | 0.10366 | 0.0095921 | 0.033391 | 0.02309 | 0.0074289 | 0.1308 | 0.046145 | 0.098965
NHH UMS category B | 0 | 0.431 | 0.039881 | 0.13883 | 0.024 | 0.0077217 | 0.13596 | 0.0095927 | 0.020573 | 0.14502 | 0.21759 | 0.020133 | 0.070087 | 0.048466 | 0.015593 | 0.27455 | 0.096856 | 0.20772
NHH UMS category C | 0 | 0.64784 | 0.059945 | 0.20868 | 0.036075 | 0.011607 | 0.20436 | 0.014419 | 0.030924 | 0.21798 | 0.32706 | 0.030263 | 0.10535 | 0.07285 | 0.023438 | 0.41269 | 0.14559 | 0.31223
NHH UMS category D | 0 | 0 | 0 | 0 | 0 | 0 | 0 | 0 | 0 | 0 | 0 | 0 | 0 | 0 | 0 | 0 | 0 | 0
LV UMS (Pseudo HH Metered) | 0 | 0.41758 | 0.038639 | 0.13451 | 0.023253 | 0.0074814 | 0.13173 | 0.0092941 | 0.019933 | 0.14051 | 0.21081 | 0.019507 | 0.067906 | 0.046957 | 0.015108 | 0.26601 | 0.093841 | 0.20126
LV Generation NHH | 0 | -0.20534 | -0.019 | -0.066142 | -0.011434 | -0.0036788 | -0.064775 | -0.0045702 | 0 | -0.069091 | -0.10366 | -0.0095921 | -0.033391 | -0.02309 | -0.0074289 | -0.1308 | -0.046145 | 0
LV Sub Generation NHH | 0 | -0.20099 | -0.018598 | -0.064741 | -0.011192 | -0.0036009 | -0.063403 | 0 | 0 | -0.067628 | -0.10147 | -0.0093889 | -0.032684 | -0.022601 | -0.0072716 | -0.12803 | 0 | 0
LV Generation Intermittent | 0 | -0.20534 | -0.019 | -0.066142 | -0.011434 | -0.0036788 | -0.064775 | -0.0045702 | 0 | -0.069091 | -0.10366 | -0.0095921 | -0.033391 | -0.02309 | -0.0074289 | -0.1308 | -0.046145 | 0
LV Generation Non-Intermittent | 0 | -0.20534 | -0.019 | -0.066142 | -0.011434 | -0.0036788 | -0.064775 | -0.0045702 | 0 | -0.069091 | -0.10366 | -0.0095921 | -0.033391 | -0.02309 | -0.0074289 | -0.1308 | -0.046145 | 0
LV Sub Generation Intermittent | 0 | -0.20099 | -0.018598 | -0.064741 | -0.011192 | -0.0036009 | -0.063403 | 0 | 0 | -0.067628 | -0.10147 | -0.0093889 | -0.032684 | -0.022601 | -0.0072716 | -0.12803 | 0 | 0
LV Sub Generation Non-Intermittent | 0 | -0.20099 | -0.018598 | -0.064741 | -0.011192 | -0.0036009 | -0.063403 | 0 | 0 | -0.067628 | -0.10147 | -0.0093889 | -0.032684 | -0.022601 | -0.0072716 | -0.12803 | 0 | 0
HV Generation Intermittent | 0 | -0.19796 | -0.011723 | -0.040811 | -0.0039685 | -0.0012768 | 0 | 0 | 0 | -0.06661 | -0.099941 | -0.0092476 | -0.032192 | -0.022261 | -0.0071621 | 0 | 0 | 0
HV Generation Non-Intermittent | 0 | -0.19796 | -0.011723 | -0.040811 | -0.0039685 | -0.0012768 | 0 | 0 | 0 | -0.06661 | -0.099941 | -0.0092476 | -0.032192 | -0.022261 | -0.0071621 | 0 | 0 | 0
HV Sub Generation Intermittent | 0 | -0.19513 | -0.016508 | -0.057466 | 0 | 0 | 0 | 0 | 0 | -0.065656 | -0.098509 | -0.013022 | -0.04533 | 0 | 0 | 0 | 0 | 0
HV Sub Generation Non-Intermittent | 0 | -0.19513 | -0.016508 | -0.057466 | 0 | 0 | 0 | 0 | 0 | -0.065656 | -0.098509 | -0.013022 | -0.04533 | 0 | 0 | 0 | 0 | 0
2903. Pay-as-you-go unit rate 1 p/kWh
Data sources:
x1 = 2437. Unit rate 1 pseudo load coefficient by network level (combined)
x2 = 2901. Unit cost at each level, £/kW/year (relative to system simultaneous maximum load)
x3 = 2012. Loss adjustment factors between end user meter reading and each network level, scaled by network use
x4 = 2804. Proportion of annual charge covered by contributions (for all charging levels)
x5 = 1010. Days in the charging year (in Financial and general assumptions)
x6 = Contributions to pay-as-you-go unit rate 1 (p/kWh) (in Pay-as-you-go unit rate 1 p/kWh)
Kind: | Calculation | [17 empty] | Cell summation
Formula: | =x1*x2*x3*(1-x4)*100/(24*x5) | [17 empty] | =SUM(x6)
Contributions to pay-as-you-go unit rate 1 (p/kWh)
| GSPs | Assets 132kV | Assets 132kV/EHV | Assets EHV | Assets EHV/HV | Assets 132kV/HV | Assets HV | Assets HV/LV | Assets LV circuits | Transmission exit | Operating 132kV | Operating 132kV/EHV | Operating EHV | Operating EHV/HV | Operating 132kV/HV | Operating HV | Operating HV/LV | Operating LV circuits | Pay-as-you-go unit rate 1 (p/kWh)
Domestic Two Rate | 0 | 0.43855 | 0.04058 | 0.14363 | 0.024829 | 0.0078571 | 0.14066 | 0.0099241 | 0.021284 | 0.15409 | 0.2214 | 0.020486 | 0.072508 | 0.05014 | 0.015866 | 0.28404 | 0.1002 | 0.2149 | 1.9609
Domestic Off Peak (related MPAN) | 0 | 0.05171 | 0.0047847 | 0.013908 | 0.0024044 | 0.00092643 | 0.013621 | 0.00096101 | 0.002061 | 0.010204 | 0.026105 | 0.0024155 | 0.0070214 | 0.0048553 | 0.0018708 | 0.027505 | 0.0097032 | 0.02081 | 0.20087
Small Non Domestic Two Rate | 0 | 0.41175 | 0.0381 | 0.13554 | 0.023431 | 0.007377 | 0.13274 | 0.0093653 | 0.020085 | 0.14527 | 0.20787 | 0.019234 | 0.068426 | 0.047317 | 0.014897 | 0.26804 | 0.09456 | 0.2028 | 1.8468
Small Non Domestic Off Peak (related MPAN) | 0 | 0.052849 | 0.0048902 | 0.014343 | 0.0024795 | 0.00094684 | 0.014046 | 0.00099102 | 0.0021254 | 0.010727 | 0.02668 | 0.0024688 | 0.0072407 | 0.005007 | 0.001912 | 0.028364 | 0.010006 | 0.02146 | 0.20654
LV Medium Non-Domestic | 0 | 0.39592 | 0.036635 | 0.13036 | 0.022536 | 0.0070933 | 0.12767 | 0.0090075 | 0.019318 | 0.13981 | 0.19988 | 0.018495 | 0.065812 | 0.045509 | 0.014324 | 0.2578 | 0.090948 | 0.19505 | 1.7762
LV Sub Medium Non-Domestic | 0 | 0.37223 | 0.034443 | 0.12256 | 0.021187 | 0.0066688 | 0.12003 | 0.0084685 | 0 | 0.13144 | 0.18792 | 0.017388 | 0.061873 | 0.042785 | 0.013467 | 0.24238 | 0.085505 | 0 | 1.4683
HV Medium Non-Domestic | 0 | 0.35417 | 0.020974 | 0.074815 | 0.0072752 | 0.0022843 | 0.041213 | 0 | 0 | 0.12561 | 0.1788 | 0.016544 | 0.059015 | 0.040809 | 0.012813 | 0.23118 | 0 | 0 | 1.1655
LV HH Metered | 0 | 1.9783 | 0.18305 | 0.64488 | 0.11148 | 0.035443 | 0.63154 | 0.044559 | 0.095564 | 0.70375 | 0.99872 | 0.092412 | 0.32556 | 0.22513 | 0.071572 | 1.2753 | 0.4499 | 0.96489 | 8.832
LV Sub HH Metered | 0 | 1.7445 | 0.16142 | 0.56867 | 0.098309 | 0.031254 | 0.55691 | 0.039293 | 0 | 0.62059 | 0.88069 | 0.081491 | 0.28709 | 0.19852 | 0.063114 | 1.1246 | 0.39674 | 0 | 6.8532
HV HH Metered | 0 | 1.7705 | 0.10485 | 0.36937 | 0.035919 | 0.011419 | 0.20348 | 0 | 0 | 0.62984 | 0.89382 | 0.082706 | 0.29137 | 0.20148 | 0.064055 | 1.1414 | 0 | 0 | 5.8002
HV Sub HH Metered | 0 | 1.58 | 0.13366 | 0.47089 | 0.045791 | 0 | 0 | 0 | 0 | 0.56206 | 0.79764 | 0.10544 | 0.37145 | 0.25686 | 0 | 0 | 0 | 0 | 4.3238
LV Generation Non-Intermittent | 0 | -1.6626 | -0.15385 | -0.54199 | -0.093696 | -0.029788 | -0.53078 | -0.03745 | 0 | -0.59147 | -0.83937 | -0.077668 | -0.27362 | -0.18921 | -0.060153 | -1.0718 | -0.37812 | 0 | -6.5316
LV Sub Generation Non-Intermittent | 0 | -1.6274 | -0.15059 | -0.53051 | -0.091712 | -0.029157 | -0.51954 | 0 | 0 | -0.57894 | -0.8216 | -0.076023 | -0.26782 | -0.1852 | -0.058879 | -1.0491 | 0 | 0 | -5.9865
HV Generation Non-Intermittent | 0 | -1.6029 | -0.094925 | -0.33441 | -0.032519 | -0.010339 | 0 | 0 | 0 | -0.57023 | -0.80923 | -0.074879 | -0.26379 | -0.18241 | -0.057992 | 0 | 0 | 0 | -4.0337
HV Sub Generation Non-Intermittent | 0 | -1.58 | -0.13366 | -0.47089 | 0 | 0 | 0 | 0 | 0 | -0.56206 | -0.79764 | -0.10544 | -0.37145 | 0 | 0 | 0 | 0 | 0 | -4.0211
NHH UMS category A | 0 | 0.21743 | 0.020119 | 0.07006 | 0.012112 | 0.0038955 | 0.068612 | 0.0048409 | 0.010382 | 0.072828 | 0.10977 | 0.010157 | 0.035369 | 0.024458 | 0.0078664 | 0.13855 | 0.048878 | 0.10483 | 0.96016
NHH UMS category B | 0 | 0.29531 | 0.027325 | 0.094159 | 0.016278 | 0.0052907 | 0.092212 | 0.0065061 | 0.013953 | 0.078072 | 0.14908 | 0.013795 | 0.047536 | 0.032871 | 0.010684 | 0.18621 | 0.065691 | 0.14089 | 1.2759
NHH UMS category C | 0 | 0.5127 | 0.047441 | 0.16686 | 0.028845 | 0.0091856 | 0.16341 | 0.011529 | 0.024726 | 0.14228 | 0.25883 | 0.02395 | 0.084236 | 0.058249 | 0.018549 | 0.32998 | 0.11641 | 0.24966 | 2.2468
NHH UMS category D | 0 | 0.15373 | 0.014225 | 0.050442 | 0.0087202 | 0.0027542 | 0.049399 | 0.0034854 | 0.007475 | 0.069403 | 0.077609 | 0.0071813 | 0.025465 | 0.017609 | 0.0055618 | 0.099755 | 0.035192 | 0.075474 | 0.70348
LV UMS (Pseudo HH Metered) | 0 | 5.5211 | 0.51087 | 1.8184 | 0.31436 | 0.098916 | 1.7808 | 0.12565 | 0.26947 | 1.4091 | 2.7873 | 0.25791 | 0.91801 | 0.63481 | 0.19975 | 3.5961 | 1.2686 | 2.7208 | 24.232
2904. Pay-as-you-go unit rate 2 p/kWh
Data sources:
x1 = 2438. Unit rate 2 pseudo load coefficient by network level (combined)
x2 = 2901. Unit cost at each level, £/kW/year (relative to system simultaneous maximum load)
x3 = 2012. Loss adjustment factors between end user meter reading and each network level, scaled by network use
x4 = 2804. Proportion of annual charge covered by contributions (for all charging levels)
x5 = 1010. Days in the charging year (in Financial and general assumptions)
x6 = Contributions to pay-as-you-go unit rate 2 (p/kWh) (in Pay-as-you-go unit rate 2 p/kWh)
Kind: | Calculation | [17 empty] | Cell summation
Formula: | =x1*x2*x3*(1-x4)*100/(24*x5) | [17 empty] | =SUM(x6)
Contributions to pay-as-you-go unit rate 2 (p/kWh)
| GSPs | Assets 132kV | Assets 132kV/EHV | Assets EHV | Assets EHV/HV | Assets 132kV/HV | Assets HV | Assets HV/LV | Assets LV circuits | Transmission exit | Operating 132kV | Operating 132kV/EHV | Operating EHV | Operating EHV/HV | Operating 132kV/HV | Operating HV | Operating HV/LV | Operating LV circuits | Pay-as-you-go unit rate 2 (p/kWh)
Domestic Two Rate | 0 | 0.049739 | 0.0046024 | 0.010962 | 0.001895 | 0.00089113 | 0.010735 | 0.00075741 | 0.0016244 | 0.0041983 | 0.02511 | 0.0023235 | 0.0055339 | 0.0038267 | 0.0017995 | 0.021678 | 0.0076474 | 0.016401 | 0.16972
Small Non Domestic Two Rate | 0 | 0.058583 | 0.0054207 | 0.013431 | 0.0023219 | 0.0010496 | 0.013154 | 0.00092806 | 0.0019904 | 0.0061551 | 0.029575 | 0.0027366 | 0.0067807 | 0.0046889 | 0.0021195 | 0.026562 | 0.0093705 | 0.020097 | 0.20496
LV Medium Non-Domestic | 0 | 0.046396 | 0.0042931 | 0.0092367 | 0.0015968 | 0.00083123 | 0.0090457 | 0.00063823 | 0.0013688 | 0.0016196 | 0.023423 | 0.0021673 | 0.0046631 | 0.0032245 | 0.0016786 | 0.018267 | 0.0064441 | 0.01382 | 0.14871
LV Sub Medium Non-Domestic | 0 | 0.04362 | 0.0040362 | 0.0086839 | 0.0015012 | 0.00078149 | 0.0085044 | 0.00060003 | 0 | 0.0015226 | 0.022021 | 0.0020376 | 0.004384 | 0.0030315 | 0.0015781 | 0.017173 | 0.0060584 | 0 | 0.12553
HV Medium Non-Domestic | 0 | 0.042 | 0.0024872 | 0.0054337 | 0.00052838 | 0.00027089 | 0.0029932 | 0 | 0 | 0.0017652 | 0.021203 | 0.001962 | 0.0042862 | 0.0029639 | 0.0015195 | 0.01679 | 0 | 0 | 0.1042
LV HH Metered | 0 | 0.18257 | 0.016893 | 0.062969 | 0.010886 | 0.0032709 | 0.061667 | 0.004351 | 0.0093314 | 0.068248 | 0.09217 | 0.0085285 | 0.03179 | 0.021983 | 0.0066052 | 0.12453 | 0.043931 | 0.094218 | 0.84394
LV Sub HH Metered | 0 | 0.161 | 0.014897 | 0.055528 | 0.0095994 | 0.0028844 | 0.05438 | 0.0038368 | 0 | 0.060183 | 0.081277 | 0.0075207 | 0.028033 | 0.019385 | 0.0058247 | 0.10981 | 0.03874 | 0 | 0.6529
HV HH Metered | 0 | 0.1634 | 0.0096763 | 0.036068 | 0.0035073 | 0.0010539 | 0.019869 | 0 | 0 | 0.06108 | 0.082489 | 0.0076328 | 0.028451 | 0.019674 | 0.0059115 | 0.11145 | 0 | 0 | 0.55026
HV Sub HH Metered | 0 | 0.14581 | 0.012336 | 0.04598 | 0.0044712 | 0 | 0 | 0 | 0 | 0.054507 | 0.073612 | 0.0097306 | 0.03627 | 0.025081 | 0 | 0 | 0 | 0 | 0.4078
LV Generation Non-Intermittent | 0 | -0.15344 | -0.014198 | -0.052923 | -0.009149 | -0.0027491 | -0.051828 | -0.0036568 | 0 | -0.057359 | -0.077464 | -0.0071678 | -0.026718 | -0.018475 | -0.0055514 | -0.10466 | -0.036922 | 0 | -0.62226
LV Sub Generation Non-Intermittent | 0 | -0.15019 | -0.013897 | -0.051802 | -0.0089553 | -0.0026908 | -0.050731 | 0 | 0 | -0.056144 | -0.075824 | -0.007016 | -0.026152 | -0.018084 | -0.0054338 | -0.10244 | 0 | 0 | -0.56937
HV Generation Non-Intermittent | 0 | -0.14793 | -0.0087605 | -0.032654 | -0.0031754 | -0.00095412 | 0 | 0 | 0 | -0.055299 | -0.074682 | -0.0069104 | -0.025758 | -0.017812 | -0.005352 | 0 | 0 | 0 | -0.37929
HV Sub Generation Non-Intermittent | 0 | -0.14581 | -0.012336 | -0.04598 | 0 | 0 | 0 | 0 | 0 | -0.054507 | -0.073612 | -0.0097306 | -0.03627 | 0 | 0 | 0 | 0 | 0 | -0.37825
LV UMS (Pseudo HH Metered) | 0 | 0.16473 | 0.015242 | 0.055561 | 0.0096051 | 0.0029513 | 0.054412 | 0.0038391 | 0.0082335 | 0.085826 | 0.083162 | 0.007695 | 0.02805 | 0.019396 | 0.0059597 | 0.10988 | 0.038763 | 0.083133 | 0.77643
2905. Pay-as-you-go unit rate 3 p/kWh
Data sources:
x1 = 2439. Unit rate 3 pseudo load coefficient by network level (combined)
x2 = 2901. Unit cost at each level, £/kW/year (relative to system simultaneous maximum load)
x3 = 2012. Loss adjustment factors between end user meter reading and each network level, scaled by network use
x4 = 2804. Proportion of annual charge covered by contributions (for all charging levels)
x5 = 1010. Days in the charging year (in Financial and general assumptions)
x6 = Contributions to pay-as-you-go unit rate 3 (p/kWh) (in Pay-as-you-go unit rate 3 p/kWh)
Kind: | Calculation | [17 empty] | Cell summation
Formula: | =x1*x2*x3*(1-x4)*100/(24*x5) | [17 empty] | =SUM(x6)
Contributions to pay-as-you-go unit rate 3 (p/kWh)
| GSPs | Assets 132kV | Assets 132kV/EHV | Assets EHV | Assets EHV/HV | Assets 132kV/HV | Assets HV | Assets HV/LV | Assets LV circuits | Transmission exit | Operating 132kV | Operating 132kV/EHV | Operating EHV | Operating EHV/HV | Operating 132kV/HV | Operating HV | Operating HV/LV | Operating LV circuits | Pay-as-you-go unit rate 3 (p/kWh)
LV HH Metered | 0 | 0.037612 | 0.0034803 | 0.0073777 | 0.0012754 | 0.00067386 | 0.0072251 | 0.00050977 | 0.0010933 | 0.0010566 | 0.018988 | 0.001757 | 0.0037246 | 0.0025755 | 0.0013608 | 0.01459 | 0.0051471 | 0.011039 | 0.11949
LV Sub HH Metered | 0 | 0.033168 | 0.003069 | 0.0065058 | 0.0011247 | 0.00059423 | 0.0063713 | 0.00044953 | 0 | 0.00093169 | 0.016744 | 0.0015494 | 0.0032844 | 0.0022712 | 0.0012 | 0.012866 | 0.0045388 | 0 | 0.094668
HV HH Metered | 0 | 0.033662 | 0.0019935 | 0.0042258 | 0.00041093 | 0.00021711 | 0.0023279 | 0 | 0 | 0.00094559 | 0.016994 | 0.0015725 | 0.0033334 | 0.002305 | 0.0012179 | 0.013058 | 0 | 0 | 0.082263
HV Sub HH Metered | 0 | 0.03004 | 0.0025413 | 0.0053872 | 0.00052386 | 0 | 0 | 0 | 0 | 0.00084383 | 0.015165 | 0.0020046 | 0.0042495 | 0.0029385 | 0 | 0 | 0 | 0 | 0.063694
LV Generation Non-Intermittent | 0 | -0.031611 | -0.002925 | -0.0062006 | -0.0010719 | -0.00056635 | -0.0060723 | -0.00042844 | 0 | -0.00088798 | -0.015959 | -0.0014767 | -0.0031303 | -0.0021646 | -0.0011437 | -0.012262 | -0.0043259 | 0 | -0.090226
LV Sub Generation Non-Intermittent | 0 | -0.030942 | -0.0028631 | -0.0060692 | -0.0010492 | -0.00055435 | -0.0059437 | 0 | 0 | -0.00086918 | -0.015621 | -0.0014454 | -0.003064 | -0.0021188 | -0.0011194 | -0.012003 | 0 | 0 | -0.083662
HV Generation Non-Intermittent | 0 | -0.030476 | -0.0018048 | -0.0038258 | -0.00037203 | -0.00019656 | 0 | 0 | 0 | -0.00085609 | -0.015386 | -0.0014236 | -0.0030179 | -0.0020869 | -0.0011026 | 0 | 0 | 0 | -0.060548
HV Sub Generation Non-Intermittent | 0 | -0.03004 | -0.0025413 | -0.0053872 | 0 | 0 | 0 | 0 | 0 | -0.00084383 | -0.015165 | -0.0020046 | -0.0042495 | 0 | 0 | 0 | 0 | 0 | -0.060231
LV UMS (Pseudo HH Metered) | 0 | 0.03293 | 0.0030471 | 0.0064593 | 0.0011167 | 0.00058998 | 0.0063257 | 0.00044632 | 0.0009572 | 0.00092503 | 0.016625 | 0.0015383 | 0.0032609 | 0.0022549 | 0.0011914 | 0.012774 | 0.0045064 | 0.0096647 | 0.10461

## Standing
Allocation to standing charges for WPD South Wales in April 14 (102)
This sheet reallocates some costs from unit charges to fixed or capacity charges, for demand users only.
3001. Costs based on aggregate maximum load (£/kW/year)
Data sources:
x1 = 2901. Unit cost at each level, £/kW/year (relative to system simultaneous maximum load)
x2 = 2612. Diversity allowances (including calculated LV value)
Calculation =x1/(1+x2)
| GSPs | Assets 132kV | Assets 132kV/EHV | Assets EHV | Assets EHV/HV | Assets 132kV/HV | Assets HV | Assets HV/LV | Assets LV circuits | Transmission exit | Operating 132kV | Operating 132kV/EHV | Operating EHV | Operating EHV/HV | Operating 132kV/HV | Operating HV | Operating HV/LV | Operating LV circuits
Costs based on aggregate maximum load (£/kW/year) | 0 | 14.9336 | 1.9838 | 6.3395 | 4.418 | 3.645 | 12.9738 | 4.6468 | 10.8632 | 5.2387 | 7.5391 | 1.0015 | 3.2005 | 2.2304 | 1.8402 | 6.5497 | 2.3459 | 5.4842
3002. Capacity elements p/kVA/day
This calculation uses aggregate maximum load and no coincidence factor.
Data sources:
x1 = 2602. Standing charges factors adapted to use 132kV/HV
x2 = 2012. Loss adjustment factors between end user meter reading and each network level, scaled by network use
x3 = 3001. Costs based on aggregate maximum load (£/kW/year)
x4 = 1010. Power factor for all flows in the network model (in Financial and general assumptions)
x5 = 1010. Days in the charging year (in Financial and general assumptions)
x6 = 2804. Proportion of annual charge covered by contributions (for all charging levels)
Calculation =100*x1*x2*x3*x4/x5*(1-x6)
| GSPs | Assets 132kV | Assets 132kV/EHV | Assets EHV | Assets EHV/HV | Assets 132kV/HV | Assets HV | Assets HV/LV | Assets LV circuits | Transmission exit | Operating 132kV | Operating 132kV/EHV | Operating EHV | Operating EHV/HV | Operating 132kV/HV | Operating HV | Operating HV/LV | Operating LV circuits
Domestic Unrestricted | 0 | 0 | 0 | 0 | 0 | 0 | 0 | 0 | 0.14137 | 0 | 0 | 0 | 0 | 0 | 0 | 0 | 0 | 1.4274
Domestic Two Rate | 0 | 0 | 0 | 0 | 0 | 0 | 0 | 0 | 0.14137 | 0 | 0 | 0 | 0 | 0 | 0 | 0 | 0 | 1.4274
Domestic Off Peak (related MPAN) | 0 | 0 | 0 | 0 | 0 | 0 | 0 | 0 | 0.14137 | 0 | 0 | 0 | 0 | 0 | 0 | 0 | 0 | 1.4274
Small Non Domestic Unrestricted | 0 | 0 | 0 | 0 | 0 | 0 | 0 | 0 | 0.14137 | 0 | 0 | 0 | 0 | 0 | 0 | 0 | 0 | 1.4274
Small Non Domestic Two Rate | 0 | 0 | 0 | 0 | 0 | 0 | 0 | 0 | 0.14137 | 0 | 0 | 0 | 0 | 0 | 0 | 0 | 0 | 1.4274
Small Non Domestic Off Peak (related MPAN) | 0 | 0 | 0 | 0 | 0 | 0 | 0 | 0 | 0.14137 | 0 | 0 | 0 | 0 | 0 | 0 | 0 | 0 | 1.4274
LV Medium Non-Domestic | 0 | 0 | 0 | 0 | 0 | 0 | 0 | 0 | 0.14137 | 0 | 0 | 0 | 0 | 0 | 0 | 0 | 0 | 1.4274
LV Sub Medium Non-Domestic | 0 | 0 | 0 | 0 | 0 | 0 | 0 | 0.060472 | 0 | 0 | 0 | 0 | 0 | 0 | 0 | 0 | 0.61058 | 0
HV Medium Non-Domestic | 0 | 0.24175 | 0 | 0.15116 | 0.073497 | 0.025987 | 0.30391 | 0 | 0 | 0 | 0.12205 | 0 | 0.11924 | 0.41227 | 0.14577 | 1.7047 | 0 | 0
LV HH Metered | 0 | 0 | 0 | 0 | 0 | 0 | 0.17513 | 0.061781 | 0.14137 | 0 | 0 | 0 | 0 | 0 | 0 | 0.35364 | 0.62379 | 1.4274
LV Sub HH Metered | 0 | 0 | 0 | 0 | 0 | 0 | 0.85708 | 0.060472 | 0 | 0 | 0 | 0 | 0 | 0 | 0 | 1.7308 | 0.61058 | 0
HV HH Metered | 0 | 0.24175 | 0 | 0.15116 | 0.073497 | 0.025987 | 0.30391 | 0 | 0 | 0 | 0.12205 | 0 | 0.11924 | 0.41227 | 0.14577 | 1.7047 | 0 | 0
HV Sub HH Metered | 0 | 0 | 0 | 1.0643 | 0.10349 | 0 | 0 | 0 | 0 | 0 | 0 | 0 | 0.8395 | 0.58052 | 0 | 0 | 0 | 0
NHH UMS category A | 0 | 0 | 0 | 0 | 0 | 0 | 0 | 0 | 0 | 0 | 0 | 0 | 0 | 0 | 0 | 0 | 0 | 0
NHH UMS category B | 0 | 0 | 0 | 0 | 0 | 0 | 0 | 0 | 0 | 0 | 0 | 0 | 0 | 0 | 0 | 0 | 0 | 0
NHH UMS category C | 0 | 0 | 0 | 0 | 0 | 0 | 0 | 0 | 0 | 0 | 0 | 0 | 0 | 0 | 0 | 0 | 0 | 0
NHH UMS category D | 0 | 0 | 0 | 0 | 0 | 0 | 0 | 0 | 0 | 0 | 0 | 0 | 0 | 0 | 0 | 0 | 0 | 0
LV UMS (Pseudo HH Metered) | 0 | 0 | 0 | 0 | 0 | 0 | 0 | 0 | 0 | 0 | 0 | 0 | 0 | 0 | 0 | 0 | 0 | 0
3003. Yardstick unit rate p/kWh (taking account of standing charges)
Data sources:
x1 = 2602. Standing charges factors adapted to use 132kV/HV
x2 = 2902. Pay-as-you-go yardstick unit costs by charging level (p/kWh)
x3 = Yardstick components p/kWh (taking account of standing charges) (in Yardstick unit rate p/kWh (taking account of standing charges))
Kind: | Calculation | [17 empty] | Cell summation
Formula: | =(1-x1)*x2 | [17 empty] | =SUM(x3)
Yardstick components p/kWh (taking account of standing charges)
| GSPs | Assets 132kV | Assets 132kV/EHV | Assets EHV | Assets EHV/HV | Assets 132kV/HV | Assets HV | Assets HV/LV | Assets LV circuits | Transmission exit | Operating 132kV | Operating 132kV/EHV | Operating EHV | Operating EHV/HV | Operating 132kV/HV | Operating HV | Operating HV/LV | Operating LV circuits | Yardstick total p/kWh (taking account of standing charges)
Domestic Unrestricted | 0 | 0.41224 | 0.038145 | 0.13279 | 0.022956 | 0.0073856 | 0.13004 | 0.0091752 | 0 | 0.13871 | 0.20811 | 0.019257 | 0.067037 | 0.046356 | 0.014914 | 0.2626 | 0.09264 | 0 | 1.6024
Domestic Two Rate | 0 | 0.2484 | 0.022985 | 0.080014 | 0.013832 | 0.0044504 | 0.078359 | 0.0055287 | 0 | 0.083581 | 0.1254 | 0.011604 | 0.040394 | 0.027933 | 0.0089869 | 0.15824 | 0.055822 | 0 | 0.96553
Domestic Off Peak (related MPAN) | 0 | 0 | 0 | 0 | 0 | 0 | 0 | 0 | 0 | 0 | 0 | 0 | 0 | 0 | 0 | 0 | 0 | 0 | 0
Small Non Domestic Unrestricted | 0 | 0.33067 | 0.030597 | 0.10651 | 0.018413 | 0.0059242 | 0.10431 | 0.0073596 | 0 | 0.11126 | 0.16693 | 0.015447 | 0.053772 | 0.037183 | 0.011963 | 0.21064 | 0.074309 | 0 | 1.2853
Small Non Domestic Two Rate | 0 | 0.27915 | 0.02583 | 0.089918 | 0.015545 | 0.0050012 | 0.088058 | 0.006213 | 0 | 0.093927 | 0.14093 | 0.01304 | 0.045394 | 0.03139 | 0.010099 | 0.17782 | 0.062732 | 0 | 1.085
Small Non Domestic Off Peak (related MPAN) | 0 | 0 | 0 | 0 | 0 | 0 | 0 | 0 | 0 | 0 | 0 | 0 | 0 | 0 | 0 | 0 | 0 | 0 | 0
LV Medium Non-Domestic | 0 | 0.31274 | 0.028938 | 0.10074 | 0.017415 | 0.005603 | 0.098654 | 0.0069606 | 0 | 0.10523 | 0.15788 | 0.014609 | 0.050856 | 0.035167 | 0.011314 | 0.19922 | 0.07028 | 0 | 1.2156
LV Sub Medium Non-Domestic | 0 | 0.30611 | 0.028325 | 0.098603 | 0.017046 | 0.0054843 | 0.096564 | 0 | 0 | 0.103 | 0.15454 | 0.0143 | 0.049779 | 0.034422 | 0.011075 | 0.195 | 0 | 0 | 1.1142
HV Medium Non-Domestic | 0 | 0.26548 | 0.016725 | 0.046578 | 0 | 0 | 0 | 0 | 0 | 0.095028 | 0.13402 | 0.013193 | 0.036741 | 0 | 0 | 0 | 0 | 0 | 0.60777
LV HH Metered | 0 | 0.27258 | 0.025222 | 0.087802 | 0.015179 | 0.0048836 | 0.06879 | 0 | 0 | 0.091717 | 0.13761 | 0.012733 | 0.044326 | 0.030652 | 0.0098617 | 0.13891 | 0 | 0 | 0.94027
LV Sub HH Metered | 0 | 0.26681 | 0.024688 | 0.085943 | 0.014857 | 0.0047801 | 0 | 0 | 0 | 0.089775 | 0.1347 | 0.012464 | 0.043388 | 0.030003 | 0.0096529 | 0 | 0 | 0 | 0.71706
HV HH Metered | 0 | 0.21636 | 0.013631 | 0.03796 | 0 | 0 | 0 | 0 | 0 | 0.077447 | 0.10923 | 0.010752 | 0.029944 | 0 | 0 | 0 | 0 | 0 | 0.49532
HV Sub HH Metered | 0 | 0.22687 | 0.019193 | 0 | 0 | 0 | 0 | 0 | 0 | 0.076337 | 0.11453 | 0.01514 | 0 | 0 | 0 | 0 | 0 | 0 | 0.45208
NHH UMS category A | 0 | 0.20534 | 0.019 | 0.066142 | 0.011434 | 0.0036788 | 0.064775 | 0.0045702 | 0.0098016 | 0.069091 | 0.10366 | 0.0095921 | 0.033391 | 0.02309 | 0.0074289 | 0.1308 | 0.046145 | 0.098965 | 0.90691
NHH UMS category B | 0 | 0.431 | 0.039881 | 0.13883 | 0.024 | 0.0077217 | 0.13596 | 0.0095927 | 0.020573 | 0.14502 | 0.21759 | 0.020133 | 0.070087 | 0.048466 | 0.015593 | 0.27455 | 0.096856 | 0.20772 | 1.9036
NHH UMS category C | 0 | 0.64784 | 0.059945 | 0.20868 | 0.036075 | 0.011607 | 0.20436 | 0.014419 | 0.030924 | 0.21798 | 0.32706 | 0.030263 | 0.10535 | 0.07285 | 0.023438 | 0.41269 | 0.14559 | 0.31223 | 2.8613
NHH UMS category D | 0 | 0 | 0 | 0 | 0 | 0 | 0 | 0 | 0 | 0 | 0 | 0 | 0 | 0 | 0 | 0 | 0 | 0 | 0
LV UMS (Pseudo HH Metered) | 0 | 0.41758 | 0.038639 | 0.13451 | 0.023253 | 0.0074814 | 0.13173 | 0.0092941 | 0.019933 | 0.14051 | 0.21081 | 0.019507 | 0.067906 | 0.046957 | 0.015108 | 0.26601 | 0.093841 | 0.20126 | 1.8443
3004. Unit rate 1 (taking account of standing charges)
Data sources:
x1 = 2602. Standing charges factors adapted to use 132kV/HV
x2 = 2903. Contributions to pay-as-you-go unit rate 1 (p/kWh) (in Pay-as-you-go unit rate 1 p/kWh)
x3 = Contributions to unit rate 1 p/kWh by network level (taking account of standing charges) (in Unit rate 1 (taking account of standing charges))
Kind: | Calculation | [17 empty] | Cell summation
Formula: | =(1-x1)*x2 | [17 empty] | =SUM(x3)
Contributions to unit rate 1 p/kWh by network level (taking account of standing charges)
| GSPs | Assets 132kV | Assets 132kV/EHV | Assets EHV | Assets EHV/HV | Assets 132kV/HV | Assets HV | Assets HV/LV | Assets LV circuits | Transmission exit | Operating 132kV | Operating 132kV/EHV | Operating EHV | Operating EHV/HV | Operating 132kV/HV | Operating HV | Operating HV/LV | Operating LV circuits | Unit rate 1 total p/kWh (taking account of standing charges)
Domestic Two Rate | 0 | 0.43855 | 0.04058 | 0.14363 | 0.024829 | 0.0078571 | 0.14066 | 0.0099241 | 0 | 0.15409 | 0.2214 | 0.020486 | 0.072508 | 0.05014 | 0.015866 | 0.28404 | 0.1002 | 0 | 1.7248
Domestic Off Peak (related MPAN) | 0 | 0.05171 | 0.0047847 | 0.013908 | 0.0024044 | 0.00092643 | 0.013621 | 0.00096101 | 0 | 0.010204 | 0.026105 | 0.0024155 | 0.0070214 | 0.0048553 | 0.0018708 | 0.027505 | 0.0097032 | 0 | 0.178
Small Non Domestic Two Rate | 0 | 0.41175 | 0.0381 | 0.13554 | 0.023431 | 0.007377 | 0.13274 | 0.0093653 | 0 | 0.14527 | 0.20787 | 0.019234 | 0.068426 | 0.047317 | 0.014897 | 0.26804 | 0.09456 | 0 | 1.6239
Small Non Domestic Off Peak (related MPAN) | 0 | 0.052849 | 0.0048902 | 0.014343 | 0.0024795 | 0.00094684 | 0.014046 | 0.00099102 | 0 | 0.010727 | 0.02668 | 0.0024688 | 0.0072407 | 0.005007 | 0.001912 | 0.028364 | 0.010006 | 0 | 0.18295
LV Medium Non-Domestic | 0 | 0.39592 | 0.036635 | 0.13036 | 0.022536 | 0.0070933 | 0.12767 | 0.0090075 | 0 | 0.13981 | 0.19988 | 0.018495 | 0.065812 | 0.045509 | 0.014324 | 0.2578 | 0.090948 | 0 | 1.5618
LV Sub Medium Non-Domestic | 0 | 0.37223 | 0.034443 | 0.12256 | 0.021187 | 0.0066688 | 0.12003 | 0 | 0 | 0.13144 | 0.18792 | 0.017388 | 0.061873 | 0.042785 | 0.013467 | 0.24238 | 0 | 0 | 1.3744
HV Medium Non-Domestic | 0 | 0.33292 | 0.020974 | 0.059852 | 0 | 0 | 0 | 0 | 0 | 0.12561 | 0.16807 | 0.016544 | 0.047212 | 0 | 0 | 0 | 0 | 0 | 0.77118
LV HH Metered | 0 | 1.9783 | 0.18305 | 0.64488 | 0.11148 | 0.035443 | 0.50523 | 0 | 0 | 0.70375 | 0.99872 | 0.092412 | 0.32556 | 0.22513 | 0.071572 | 1.0203 | 0 | 0 | 6.8958
LV Sub HH Metered | 0 | 1.7445 | 0.16142 | 0.56867 | 0.098309 | 0.031254 | 0 | 0 | 0 | 0.62059 | 0.88069 | 0.081491 | 0.28709 | 0.19852 | 0.063114 | 0 | 0 | 0 | 4.7356
HV HH Metered | 0 | 1.6643 | 0.10485 | 0.2955 | 0 | 0 | 0 | 0 | 0 | 0.62984 | 0.84019 | 0.082706 | 0.23309 | 0 | 0 | 0 | 0 | 0 | 3.8505
HV Sub HH Metered | 0 | 1.58 | 0.13366 | 0 | 0 | 0 | 0 | 0 | 0 | 0.56206 | 0.79764 | 0.10544 | 0 | 0 | 0 | 0 | 0 | 0 | 3.1788
NHH UMS category A | 0 | 0.21743 | 0.020119 | 0.07006 | 0.012112 | 0.0038955 | 0.068612 | 0.0048409 | 0.010382 | 0.072828 | 0.10977 | 0.010157 | 0.035369 | 0.024458 | 0.0078664 | 0.13855 | 0.048878 | 0.10483 | 0.96016
NHH UMS category B | 0 | 0.29531 | 0.027325 | 0.094159 | 0.016278 | 0.0052907 | 0.092212 | 0.0065061 | 0.013953 | 0.078072 | 0.14908 | 0.013795 | 0.047536 | 0.032871 | 0.010684 | 0.18621 | 0.065691 | 0.14089 | 1.2759
NHH UMS category C | 0 | 0.5127 | 0.047441 | 0.16686 | 0.028845 | 0.0091856 | 0.16341 | 0.011529 | 0.024726 | 0.14228 | 0.25883 | 0.02395 | 0.084236 | 0.058249 | 0.018549 | 0.32998 | 0.11641 | 0.24966 | 2.2468
NHH UMS category D | 0 | 0.15373 | 0.014225 | 0.050442 | 0.0087202 | 0.0027542 | 0.049399 | 0.0034854 | 0.007475 | 0.069403 | 0.077609 | 0.0071813 | 0.025465 | 0.017609 | 0.0055618 | 0.099755 | 0.035192 | 0.075474 | 0.70348
LV UMS (Pseudo HH Metered) | 0 | 5.5211 | 0.51087 | 1.8184 | 0.31436 | 0.098916 | 1.7808 | 0.12565 | 0.26947 | 1.4091 | 2.7873 | 0.25791 | 0.91801 | 0.63481 | 0.19975 | 3.5961 | 1.2686 | 2.7208 | 24.232
3005. Unit rate 2 (taking account of standing charges)
Data sources:
x1 = 2602. Standing charges factors adapted to use 132kV/HV
x2 = 2904. Contributions to pay-as-you-go unit rate 2 (p/kWh) (in Pay-as-you-go unit rate 2 p/kWh)
x3 = Contributions to unit rate 2 p/kWh by network level (taking account of standing charges) (in Unit rate 2 (taking account of standing charges))
Kind: | Calculation | [17 empty] | Cell summation
Formula: | =(1-x1)*x2 | [17 empty] | =SUM(x3)
Contributions to unit rate 2 p/kWh by network level (taking account of standing charges)
| GSPs | Assets 132kV | Assets 132kV/EHV | Assets EHV | Assets EHV/HV | Assets 132kV/HV | Assets HV | Assets HV/LV | Assets LV circuits | Transmission exit | Operating 132kV | Operating 132kV/EHV | Operating EHV | Operating EHV/HV | Operating 132kV/HV | Operating HV | Operating HV/LV | Operating LV circuits | Unit rate 2 total p/kWh (taking account of standing charges)
Domestic Two Rate | 0 | 0.049739 | 0.0046024 | 0.010962 | 0.001895 | 0.00089113 | 0.010735 | 0.00075741 | 0 | 0.0041983 | 0.02511 | 0.0023235 | 0.0055339 | 0.0038267 | 0.0017995 | 0.021678 | 0.0076474 | 0 | 0.1517
Small Non Domestic Two Rate | 0 | 0.058583 | 0.0054207 | 0.013431 | 0.0023219 | 0.0010496 | 0.013154 | 0.00092806 | 0 | 0.0061551 | 0.029575 | 0.0027366 | 0.0067807 | 0.0046889 | 0.0021195 | 0.026562 | 0.0093705 | 0 | 0.18288
LV Medium Non-Domestic | 0 | 0.046396 | 0.0042931 | 0.0092367 | 0.0015968 | 0.00083123 | 0.0090457 | 0.00063823 | 0 | 0.0016196 | 0.023423 | 0.0021673 | 0.0046631 | 0.0032245 | 0.0016786 | 0.018267 | 0.0064441 | 0 | 0.13352
LV Sub Medium Non-Domestic | 0 | 0.04362 | 0.0040362 | 0.0086839 | 0.0015012 | 0.00078149 | 0.0085044 | 0 | 0 | 0.0015226 | 0.022021 | 0.0020376 | 0.004384 | 0.0030315 | 0.0015781 | 0.017173 | 0 | 0 | 0.11888
HV Medium Non-Domestic | 0 | 0.03948 | 0.0024872 | 0.0043469 | 0 | 0 | 0 | 0 | 0 | 0.0017652 | 0.019931 | 0.001962 | 0.0034289 | 0 | 0 | 0 | 0 | 0 | 0.073401
LV HH Metered | 0 | 0.18257 | 0.016893 | 0.062969 | 0.010886 | 0.0032709 | 0.049334 | 0 | 0 | 0.068248 | 0.09217 | 0.0085285 | 0.03179 | 0.021983 | 0.0066052 | 0.099623 | 0 | 0 | 0.65487
LV Sub HH Metered | 0 | 0.161 | 0.014897 | 0.055528 | 0.0095994 | 0.0028844 | 0 | 0 | 0 | 0.060183 | 0.081277 | 0.0075207 | 0.028033 | 0.019385 | 0.0058247 | 0 | 0 | 0 | 0.44613
HV HH Metered | 0 | 0.15359 | 0.0096763 | 0.028854 | 0 | 0 | 0 | 0 | 0 | 0.06108 | 0.07754 | 0.0076328 | 0.022761 | 0 | 0 | 0 | 0 | 0 | 0.36114
HV Sub HH Metered | 0 | 0.14581 | 0.012336 | 0 | 0 | 0 | 0 | 0 | 0 | 0.054507 | 0.073612 | 0.0097306 | 0 | 0 | 0 | 0 | 0 | 0 | 0.296
LV UMS (Pseudo HH Metered) | 0 | 0.16473 | 0.015242 | 0.055561 | 0.0096051 | 0.0029513 | 0.054412 | 0.0038391 | 0.0082335 | 0.085826 | 0.083162 | 0.007695 | 0.02805 | 0.019396 | 0.0059597 | 0.10988 | 0.038763 | 0.083133 | 0.77643
3006. Unit rate 3 (taking account of standing charges)
Data sources:
x1 = 2602. Standing charges factors adapted to use 132kV/HV
x2 = 2905. Contributions to pay-as-you-go unit rate 3 (p/kWh) (in Pay-as-you-go unit rate 3 p/kWh)
x3 = Contributions to unit rate 3 p/kWh by network level (taking account of standing charges) (in Unit rate 3 (taking account of standing charges))
Kind: | Calculation | [17 empty] | Cell summation
Formula: | =(1-x1)*x2 | [17 empty] | =SUM(x3)
Contributions to unit rate 3 p/kWh by network level (taking account of standing charges)
| GSPs | Assets 132kV | Assets 132kV/EHV | Assets EHV | Assets EHV/HV | Assets 132kV/HV | Assets HV | Assets HV/LV | Assets LV circuits | Transmission exit | Operating 132kV | Operating 132kV/EHV | Operating EHV | Operating EHV/HV | Operating 132kV/HV | Operating HV | Operating HV/LV | Operating LV circuits | Unit rate 3 total p/kWh (taking account of standing charges)
LV HH Metered | 0 | 0.037612 | 0.0034803 | 0.0073777 | 0.0012754 | 0.00067386 | 0.0057801 | 0 | 0 | 0.0010566 | 0.018988 | 0.001757 | 0.0037246 | 0.0025755 | 0.0013608 | 0.011672 | 0 | 0 | 0.097335
LV Sub HH Metered | 0 | 0.033168 | 0.003069 | 0.0065058 | 0.0011247 | 0.00059423 | 0 | 0 | 0 | 0.00093169 | 0.016744 | 0.0015494 | 0.0032844 | 0.0022712 | 0.0012 | 0 | 0 | 0 | 0.070442
HV HH Metered | 0 | 0.031642 | 0.0019935 | 0.0033806 | 0 | 0 | 0 | 0 | 0 | 0.00094559 | 0.015974 | 0.0015725 | 0.0026667 | 0 | 0 | 0 | 0 | 0 | 0.058175
HV Sub HH Metered | 0 | 0.03004 | 0.0025413 | 0 | 0 | 0 | 0 | 0 | 0 | 0.00084383 | 0.015165 | 0.0020046 | 0 | 0 | 0 | 0 | 0 | 0 | 0.050595
LV UMS (Pseudo HH Metered) | 0 | 0.03293 | 0.0030471 | 0.0064593 | 0.0011167 | 0.00058998 | 0.0063257 | 0.00044632 | 0.0009572 | 0.00092503 | 0.016625 | 0.0015383 | 0.0032609 | 0.0022549 | 0.0011914 | 0.012774 | 0.0045064 | 0.0096647 | 0.10461

## NHH
Standing charges as fixed charges for WPD South Wales in April 14 (102)
This sheet allocates standing charges to fixed charges for non half hourly settled demand users.
3101. Average maximum kVA/MPAN by end user class, for user classes without an agreed import capacity
Data sources:
x1 = 2305. MPANs (in Equivalent volume for each end user)
x2 = 2407. All units (MWh)
x3 = 1010. Power factor for all flows in the network model (in Financial and general assumptions)
x4 = 1041. Load factor for each type of demand user (in Load profile data for demand users)
x5 = 1010. Days in the charging year (in Financial and general assumptions)
Calculation =IF(x1>0,x2/x1/x3/x4/(24*x5)*1000,0)
Average maximum kVA/MPAN
Domestic Unrestricted | 0.94511
Domestic Two Rate | 3.1638
Small Non Domestic Unrestricted | 4.1102
Small Non Domestic Two Rate | 5.1697
LV Medium Non-Domestic | 26.8945
LV Sub Medium Non-Domestic | 34.4382
HV Medium Non-Domestic | 25.8451
3102. Capacity-driven fixed charge elements from standing charges factors p/MPAN/day
Data sources:
x1 = 3002. Capacity elements p/kVA/day
x2 = 3101. Average maximum kVA/MPAN by end user class, for user classes without an agreed import capacity
Calculation =x1*x2
| GSPs | Assets 132kV | Assets 132kV/EHV | Assets EHV | Assets EHV/HV | Assets 132kV/HV | Assets HV | Assets HV/LV | Assets LV circuits | Transmission exit | Operating 132kV | Operating 132kV/EHV | Operating EHV | Operating EHV/HV | Operating 132kV/HV | Operating HV | Operating HV/LV | Operating LV circuits
Domestic Unrestricted | 0 | 0 | 0 | 0 | 0 | 0 | 0 | 0 | 0.13361 | 0 | 0 | 0 | 0 | 0 | 0 | 0 | 0 | 1.349
Domestic Two Rate | 0 | 0 | 0 | 0 | 0 | 0 | 0 | 0 | 0.44727 | 0 | 0 | 0 | 0 | 0 | 0 | 0 | 0 | 4.5161
Small Non Domestic Unrestricted | 0 | 0 | 0 | 0 | 0 | 0 | 0 | 0 | 0.58106 | 0 | 0 | 0 | 0 | 0 | 0 | 0 | 0 | 5.8669
Small Non Domestic Two Rate | 0 | 0 | 0 | 0 | 0 | 0 | 0 | 0 | 0.73085 | 0 | 0 | 0 | 0 | 0 | 0 | 0 | 0 | 7.3793
LV Medium Non-Domestic | 0 | 0 | 0 | 0 | 0 | 0 | 0 | 0 | 3.8021 | 0 | 0 | 0 | 0 | 0 | 0 | 0 | 0 | 38.3892
LV Sub Medium Non-Domestic | 0 | 0 | 0 | 0 | 0 | 0 | 0 | 2.0826 | 0 | 0 | 0 | 0 | 0 | 0 | 0 | 0 | 21.0272 | 0
HV Medium Non-Domestic | 0 | 6.2481 | 0 | 3.9068 | 1.8995 | 0.67165 | 7.8545 | 0 | 0 | 0 | 3.1543 | 0 | 3.0817 | 10.6552 | 3.7675 | 44.0587 | 0 | 0
3103. Statistics for tariffs charged for LV circuits on an exit point basis
Data sources:
x1 = 2012. Loss adjustment factors between end user meter reading and each network level, scaled by network use
x2 = 2407. All units (MWh)
x3 = 1041. Load factor for each type of demand user (in Load profile data for demand users)
x4 = 1010. Days in the charging year (in Financial and general assumptions)
x5 = Zero for related MPANs
x6 = 2305. MPANs (in Equivalent volume for each end user)
Kind: | Copy cells | Calculation | Combine tables
Formula: | = x1 | =x2/x3/(24*x4)*1000 | = x5 or x6
| Use of LV circuits by each tariff charged on an exit point basis | Unit-based contributions to aggregate maximum load by network level (kW) | Relevant MPAN count
Domestic Unrestricted | 1 | 862108.726 | 960189.9834
Domestic Two Rate | 1 | 178989.6779 | 59551.3278
Small Non Domestic Unrestricted | 1 | 246547.7581 | 63141.7831
Small Non Domestic Two Rate | 1 | 66278.7227 | 13495.2943
3104. Aggregate data for tariffs charged for LV circuits on an exit point basis
Data sources:
x1 = 3103. Use of LV circuits by each tariff charged on an exit point basis (in Statistics for tariffs charged for LV circuits on an exit point basis)
x2 = 3103. Unit-based contributions to aggregate maximum load by network level (kW) (in Statistics for tariffs charged for LV circuits on an exit point basis)
x3 = 3103. Relevant MPAN count (in Statistics for tariffs charged for LV circuits on an exit point basis)
x4 = Aggregate capacity of tariffs charged charged for LV circuits on an exit point basis (kW) (in Aggregate data for tariffs charged for LV circuits on an exit point basis)
x5 = Aggregate number of users charged for LV circuits on an exit point basis (in Aggregate data for tariffs charged for LV circuits on an exit point basis)
x6 = 1010. Power factor for all flows in the network model (in Financial and general assumptions)
Kind: | Sum-product calculation | Sum-product calculation | Calculation
Formula: | =SUMPRODUCT(x1, x2) | =SUMPRODUCT(x1, x3) | =x4/x5/x6
| Aggregate capacity of tariffs charged charged for LV circuits on an exit point basis (kW) | Aggregate number of users charged for LV circuits on an exit point basis | Average maximum kVA of tariffs charged on an exit point basis for LV circuits
Aggregate data for tariffs charged for LV circuits on an exit point basis | 1353924.8847 | 1096378.3885 | 1.2999
3105. LV fixed charge elements from standing charges factors p/MPAN/day
Data sources:
x1 = 3002. Capacity elements p/kVA/day
x2 = 3104. Average maximum kVA of tariffs charged on an exit point basis for LV circuits (in Aggregate data for tariffs charged for LV circuits on an exit point basis)
Calculation =x1*x2
| Assets LV circuits | Operating LV circuits
Domestic Unrestricted | 0.18377 | 1.8555
Domestic Two Rate | 0.18377 | 1.8555
Small Non Domestic Unrestricted | 0.18377 | 1.8555
Small Non Domestic Two Rate | 0.18377 | 1.8555
3106. Fixed charge elements from standing charges factors p/MPAN/day
Data sources:
x1 = Zero for related MPANs
x2 = 3105. LV fixed charge elements from standing charges factors p/MPAN/day
x3 = 3102. Capacity-driven fixed charge elements from standing charges factors p/MPAN/day
Combine tables = x1 or x2 or x3
| GSPs | Assets 132kV | Assets 132kV/EHV | Assets EHV | Assets EHV/HV | Assets 132kV/HV | Assets HV | Assets HV/LV | Assets LV circuits | Transmission exit | Operating 132kV | Operating 132kV/EHV | Operating EHV | Operating EHV/HV | Operating 132kV/HV | Operating HV | Operating HV/LV | Operating LV circuits
Domestic Unrestricted | 0 | 0 | 0 | 0 | 0 | 0 | 0 | 0 | 0.18377 | 0 | 0 | 0 | 0 | 0 | 0 | 0 | 0 | 1.8555
Domestic Two Rate | 0 | 0 | 0 | 0 | 0 | 0 | 0 | 0 | 0.18377 | 0 | 0 | 0 | 0 | 0 | 0 | 0 | 0 | 1.8555
Small Non Domestic Unrestricted | 0 | 0 | 0 | 0 | 0 | 0 | 0 | 0 | 0.18377 | 0 | 0 | 0 | 0 | 0 | 0 | 0 | 0 | 1.8555
Small Non Domestic Two Rate | 0 | 0 | 0 | 0 | 0 | 0 | 0 | 0 | 0.18377 | 0 | 0 | 0 | 0 | 0 | 0 | 0 | 0 | 1.8555
LV Medium Non-Domestic | 0 | 0 | 0 | 0 | 0 | 0 | 0 | 0 | 3.8021 | 0 | 0 | 0 | 0 | 0 | 0 | 0 | 0 | 38.3892
LV Sub Medium Non-Domestic | 0 | 0 | 0 | 0 | 0 | 0 | 0 | 2.0826 | 0 | 0 | 0 | 0 | 0 | 0 | 0 | 0 | 21.0272 | 0
HV Medium Non-Domestic | 0 | 6.2481 | 0 | 3.9068 | 1.8995 | 0.67165 | 7.8545 | 0 | 0 | 0 | 3.1543 | 0 | 3.0817 | 10.6552 | 3.7675 | 44.0587 | 0 | 0

## Reactive
Reactive power unit charges for WPD South Wales in April 14 (102)
3201. Standard components p/kWh for reactive power (absolute value)
Data sources:
x1 = 3003. Yardstick components p/kWh (taking account of standing charges) (in Yardstick unit rate p/kWh (taking account of standing charges))
Calculation =ABS(x1)
| GSPs | Assets 132kV | Assets 132kV/EHV | Assets EHV | Assets EHV/HV | Assets 132kV/HV | Assets HV | Assets HV/LV | Assets LV circuits | Transmission exit | Operating 132kV | Operating 132kV/EHV | Operating EHV | Operating EHV/HV | Operating 132kV/HV | Operating HV | Operating HV/LV | Operating LV circuits
LV HH Metered | 0 | 0.27258 | 0.025222 | 0.087802 | 0.015179 | 0.0048836 | 0.06879 | 0 | 0 | 0.091717 | 0.13761 | 0.012733 | 0.044326 | 0.030652 | 0.0098617 | 0.13891 | 0 | 0
LV Sub HH Metered | 0 | 0.26681 | 0.024688 | 0.085943 | 0.014857 | 0.0047801 | 0 | 0 | 0 | 0.089775 | 0.1347 | 0.012464 | 0.043388 | 0.030003 | 0.0096529 | 0 | 0 | 0
HV HH Metered | 0 | 0.21636 | 0.013631 | 0.03796 | 0 | 0 | 0 | 0 | 0 | 0.077447 | 0.10923 | 0.010752 | 0.029944 | 0 | 0 | 0 | 0 | 0
HV Sub HH Metered | 0 | 0.22687 | 0.019193 | 0 | 0 | 0 | 0 | 0 | 0 | 0.076337 | 0.11453 | 0.01514 | 0 | 0 | 0 | 0 | 0 | 0
3202. Standard reactive p/kVArh
Data sources:
x1 = 3201. Standard components p/kWh for reactive power (absolute value)
x2 = 1092. Average kVAr by kVA, by network level
x3 = 1010. Power factor for all flows in the network model (in Financial and general assumptions)
Calculation =x1*x2*x3
| GSPs | Assets 132kV | Assets 132kV/EHV | Assets EHV | Assets EHV/HV | Assets 132kV/HV | Assets HV | Assets HV/LV | Assets LV circuits | Transmission exit | Operating 132kV | Operating 132kV/EHV | Operating EHV | Operating EHV/HV | Operating 132kV/HV | Operating HV | Operating HV/LV | Operating LV circuits
LV HH Metered | 0 | 0.071186 | 0.0065869 | 0.02293 | 0.003964 | 0.0012754 | 0.017965 | 0 | 0 | 0.023952 | 0.035938 | 0.0033253 | 0.011576 | 0.0080048 | 0.0025754 | 0.036277 | 0 | 0
LV Sub HH Metered | 0 | 0.069678 | 0.0064474 | 0.022444 | 0.0038801 | 0.0012483 | 0 | 0 | 0 | 0.023445 | 0.035176 | 0.0032549 | 0.011331 | 0.0078353 | 0.0025209 | 0 | 0 | 0
HV HH Metered | 0 | 0.056503 | 0.0035597 | 0.0099134 | 0 | 0 | 0 | 0 | 0 | 0.020225 | 0.028525 | 0.0028079 | 0.0078199 | 0 | 0 | 0 | 0 | 0
HV Sub HH Metered | 0 | 0.059248 | 0.0050124 | 0 | 0 | 0 | 0 | 0 | 0 | 0.019936 | 0.029911 | 0.0039539 | 0 | 0 | 0 | 0 | 0 | 0
3203. Network use factors for generator reactive unit charges
These factors differ from the network use factors for active power charges/credits in the case of generators,
who do not qualify for active power credits at the voltage of connection but are charged reactive unit charges for costs caused at that voltage.
| GSPs | 132kV | 132kV/EHV | EHV | EHV/HV | 132kV/HV | HV | HV/LV | LV circuits
LV Generation Intermittent | 1 | 1 | 1 | 1 | 1 | 1 | 1 | 1 | 1
LV Generation Non-Intermittent | 1 | 1 | 1 | 1 | 1 | 1 | 1 | 1 | 1
LV Sub Generation Intermittent | 1 | 1 | 1 | 1 | 1 | 1 | 1 | 1 | 0
LV Sub Generation Non-Intermittent | 1 | 1 | 1 | 1 | 1 | 1 | 1 | 1 | 0
HV Generation Intermittent | 1 | 1 | 1 | 1 | 1 | 1 | 1 | 0 | 0
HV Generation Non-Intermittent | 1 | 1 | 1 | 1 | 1 | 1 | 1 | 0 | 0
HV Sub Generation Intermittent | 1 | 1 | 1 | 1 | 0 | 1 | 0 | 0 | 0
HV Sub Generation Non-Intermittent | 1 | 1 | 1 | 1 | 0 | 1 | 0 | 0 | 0
3204. Absolute value of load coefficient (kW peak / average kW)
Data sources:
x1 = 2302. Load coefficient
Calculation =ABS(x1)
Absolute load coefficient
LV Generation Intermittent | 1
LV Generation Non-Intermittent | 1
LV Sub Generation Intermittent | 1
LV Sub Generation Non-Intermittent | 1
HV Generation Intermittent | 1
HV Generation Non-Intermittent | 1
HV Sub Generation Intermittent | 1
HV Sub Generation Non-Intermittent | 1
3205. Pay-as-you-go components p/kWh for reactive power (absolute value)
Data sources:
x1 = 2901. Unit cost at each level, £/kW/year (relative to system simultaneous maximum load)
x2 = 3204. Absolute value of load coefficient (kW peak / average kW)
x3 = 2001. Loss adjustment factor to transmission (in Loss adjustment factors to transmission)
x4 = 2004. Loss adjustment factor to transmission for each network level
x5 = 2804. Proportion of annual charge covered by contributions (for all charging levels)
x6 = 3203. Network use factors for generator reactive unit charges
x7 = 1010. Days in the charging year (in Financial and general assumptions)
Calculation =x1*x2*x3/x4*(1-x5)*x6/(24*x7)*100
| GSPs | Assets 132kV | Assets 132kV/EHV | Assets EHV | Assets EHV/HV | Assets 132kV/HV | Assets HV | Assets HV/LV | Assets LV circuits | Transmission exit | Operating 132kV | Operating 132kV/EHV | Operating EHV | Operating EHV/HV | Operating 132kV/HV | Operating HV | Operating HV/LV | Operating LV circuits
LV Generation Intermittent | 0 | 0.20534 | 0.027143 | 0.094489 | 0.016335 | 0.012263 | 0.064775 | 0.0045702 | 0.0098016 | 0.069091 | 0.10366 | 0.013703 | 0.047702 | 0.032986 | 0.024763 | 0.1308 | 0.046145 | 0.098965
LV Generation Non-Intermittent | 0 | 0.20534 | 0.027143 | 0.094489 | 0.016335 | 0.012263 | 0.064775 | 0.0045702 | 0.0098016 | 0.069091 | 0.10366 | 0.013703 | 0.047702 | 0.032986 | 0.024763 | 0.1308 | 0.046145 | 0.098965
LV Sub Generation Intermittent | 0 | 0.20099 | 0.026568 | 0.092488 | 0.015989 | 0.012003 | 0.063403 | 0.0044734 | 0 | 0.067628 | 0.10147 | 0.013413 | 0.046692 | 0.032287 | 0.024239 | 0.12803 | 0.045167 | 0
LV Sub Generation Non-Intermittent | 0 | 0.20099 | 0.026568 | 0.092488 | 0.015989 | 0.012003 | 0.063403 | 0.0044734 | 0 | 0.067628 | 0.10147 | 0.013413 | 0.046692 | 0.032287 | 0.024239 | 0.12803 | 0.045167 | 0
HV Generation Intermittent | 0 | 0.19796 | 0.016748 | 0.058301 | 0.0056693 | 0.0042561 | 0.022481 | 0 | 0 | 0.06661 | 0.099941 | 0.013211 | 0.045989 | 0.031801 | 0.023874 | 0.12611 | 0 | 0
HV Generation Non-Intermittent | 0 | 0.19796 | 0.016748 | 0.058301 | 0.0056693 | 0.0042561 | 0.022481 | 0 | 0 | 0.06661 | 0.099941 | 0.013211 | 0.045989 | 0.031801 | 0.023874 | 0.12611 | 0 | 0
HV Sub Generation Intermittent | 0 | 0.19513 | 0.016508 | 0.057466 | 0 | 0.046612 | 0 | 0 | 0 | 0.065656 | 0.098509 | 0.013022 | 0.04533 | 0 | 0.023532 | 0 | 0 | 0
HV Sub Generation Non-Intermittent | 0 | 0.19513 | 0.016508 | 0.057466 | 0 | 0.046612 | 0 | 0 | 0 | 0.065656 | 0.098509 | 0.013022 | 0.04533 | 0 | 0.023532 | 0 | 0 | 0
3206. Pay-as-you-go reactive p/kVArh
Data sources:
x1 = 3205. Pay-as-you-go components p/kWh for reactive power (absolute value)
x2 = 1092. Average kVAr by kVA, by network level
x3 = 1010. Power factor for all flows in the network model (in Financial and general assumptions)
Calculation =x1*x2*x3
| GSPs | Assets 132kV | Assets 132kV/EHV | Assets EHV | Assets EHV/HV | Assets 132kV/HV | Assets HV | Assets HV/LV | Assets LV circuits | Transmission exit | Operating 132kV | Operating 132kV/EHV | Operating EHV | Operating EHV/HV | Operating 132kV/HV | Operating HV | Operating HV/LV | Operating LV circuits
LV Generation Intermittent | 0 | 0.053625 | 0.0070885 | 0.024676 | 0.0042659 | 0.0032025 | 0.016916 | 0.0011935 | 0.0025597 | 0.018043 | 0.027072 | 0.0035786 | 0.012458 | 0.0086144 | 0.0064669 | 0.03416 | 0.012051 | 0.025845
LV Generation Non-Intermittent | 0 | 0.053625 | 0.0070885 | 0.024676 | 0.0042659 | 0.0032025 | 0.016916 | 0.0011935 | 0.0025597 | 0.018043 | 0.027072 | 0.0035786 | 0.012458 | 0.0086144 | 0.0064669 | 0.03416 | 0.012051 | 0.025845
LV Sub Generation Intermittent | 0 | 0.052489 | 0.0069383 | 0.024153 | 0.0041755 | 0.0031346 | 0.016558 | 0.0011682 | 0 | 0.017661 | 0.026499 | 0.0035028 | 0.012194 | 0.0084319 | 0.00633 | 0.033436 | 0.011796 | 0
LV Sub Generation Non-Intermittent | 0 | 0.052489 | 0.0069383 | 0.024153 | 0.0041755 | 0.0031346 | 0.016558 | 0.0011682 | 0 | 0.017661 | 0.026499 | 0.0035028 | 0.012194 | 0.0084319 | 0.00633 | 0.033436 | 0.011796 | 0
HV Generation Intermittent | 0 | 0.051699 | 0.0043737 | 0.015226 | 0.0014806 | 0.0011115 | 0.0058711 | 0 | 0 | 0.017395 | 0.0261 | 0.00345 | 0.01201 | 0.008305 | 0.0062347 | 0.032933 | 0 | 0
HV Generation Non-Intermittent | 0 | 0.051699 | 0.0043737 | 0.015226 | 0.0014806 | 0.0011115 | 0.0058711 | 0 | 0 | 0.017395 | 0.0261 | 0.00345 | 0.01201 | 0.008305 | 0.0062347 | 0.032933 | 0 | 0
HV Sub Generation Intermittent | 0 | 0.050958 | 0.004311 | 0.015007 | 0 | 0.012173 | 0 | 0 | 0 | 0.017146 | 0.025726 | 0.0034006 | 0.011838 | 0 | 0.0061454 | 0 | 0 | 0
HV Sub Generation Non-Intermittent | 0 | 0.050958 | 0.004311 | 0.015007 | 0 | 0.012173 | 0 | 0 | 0 | 0.017146 | 0.025726 | 0.0034006 | 0.011838 | 0 | 0.0061454 | 0 | 0 | 0

## Aggreg
Aggregation for WPD South Wales in April 14 (102)
This sheet aggregates elements of tariffs excluding revenue matching and final adjustments and rounding.
3301. Unit rate 1 p/kWh (elements)
Data sources:
x1 = 3004. Unit rate 1 total p/kWh (taking account of standing charges) (in Unit rate 1 (taking account of standing charges)) — for Tariffs with Unit rate 1 p/kWh from Standard 1 kWh
x2 = 3003. Yardstick total p/kWh (taking account of standing charges) (in Yardstick unit rate p/kWh (taking account of standing charges)) — for Tariffs with Unit rate 1 p/kWh from Standard yardstick kWh
x3 = 2903. Pay-as-you-go unit rate 1 (p/kWh) (in Pay-as-you-go unit rate 1 p/kWh) — for Tariffs with Unit rate 1 p/kWh from PAYG 1 kWh
x4 = 2903. Pay-as-you-go unit rate 1 (p/kWh) (in Pay-as-you-go unit rate 1 p/kWh) — for Tariffs with Unit rate 1 p/kWh from PAYG 1 kWh & customer
x5 = 2902. Pay-as-you-go yardstick unit rate (p/kWh) — for Tariffs with Unit rate 1 p/kWh from PAYG yardstick kWh
x6 = 2203. Service model asset p/kWh charge for unmetered tariffs — for Tariffs with Unit rate 1 p/kWh from PAYG 1 kWh & customer
x7 = 2712. Operating expenditure for unmetered customer assets (p/kWh) — for Tariffs with Unit rate 1 p/kWh from PAYG 1 kWh & customer
Combine tables = x1 or x2 or x3 or x4 or x5 or x6 or x7
| GSPs | Assets 132kV | Assets 132kV/EHV | Assets EHV | Assets EHV/HV | Assets 132kV/HV | Assets HV | Assets HV/LV | Assets LV circuits | Assets LV customer | Assets HV customer | Transmission exit | Operating 132kV | Operating 132kV/EHV | Operating EHV | Operating EHV/HV | Operating 132kV/HV | Operating HV | Operating HV/LV | Operating LV circuits | Operating LV customer | Operating HV customer
Domestic Unrestricted | 0 | 0.41224 | 0.038145 | 0.13279 | 0.022956 | 0.0073856 | 0.13004 | 0.0091752 | 0 |  |  | 0.13871 | 0.20811 | 0.019257 | 0.067037 | 0.046356 | 0.014914 | 0.2626 | 0.09264 | 0
Domestic Two Rate | 0 | 0.43855 | 0.04058 | 0.14363 | 0.024829 | 0.0078571 | 0.14066 | 0.0099241 | 0 |  |  | 0.15409 | 0.2214 | 0.020486 | 0.072508 | 0.05014 | 0.015866 | 0.28404 | 0.1002 | 0
Domestic Off Peak (related MPAN) | 0 | 0.05171 | 0.0047847 | 0.013908 | 0.0024044 | 0.00092643 | 0.013621 | 0.00096101 | 0 |  |  | 0.010204 | 0.026105 | 0.0024155 | 0.0070214 | 0.0048553 | 0.0018708 | 0.027505 | 0.0097032 | 0
Small Non Domestic Unrestricted | 0 | 0.33067 | 0.030597 | 0.10651 | 0.018413 | 0.0059242 | 0.10431 | 0.0073596 | 0 |  |  | 0.11126 | 0.16693 | 0.015447 | 0.053772 | 0.037183 | 0.011963 | 0.21064 | 0.074309 | 0
Small Non Domestic Two Rate | 0 | 0.41175 | 0.0381 | 0.13554 | 0.023431 | 0.007377 | 0.13274 | 0.0093653 | 0 |  |  | 0.14527 | 0.20787 | 0.019234 | 0.068426 | 0.047317 | 0.014897 | 0.26804 | 0.09456 | 0
Small Non Domestic Off Peak (related MPAN) | 0 | 0.052849 | 0.0048902 | 0.014343 | 0.0024795 | 0.00094684 | 0.014046 | 0.00099102 | 0 |  |  | 0.010727 | 0.02668 | 0.0024688 | 0.0072407 | 0.005007 | 0.001912 | 0.028364 | 0.010006 | 0
LV Medium Non-Domestic | 0 | 0.39592 | 0.036635 | 0.13036 | 0.022536 | 0.0070933 | 0.12767 | 0.0090075 | 0 |  |  | 0.13981 | 0.19988 | 0.018495 | 0.065812 | 0.045509 | 0.014324 | 0.2578 | 0.090948 | 0
LV Sub Medium Non-Domestic | 0 | 0.37223 | 0.034443 | 0.12256 | 0.021187 | 0.0066688 | 0.12003 | 0 | 0 |  |  | 0.13144 | 0.18792 | 0.017388 | 0.061873 | 0.042785 | 0.013467 | 0.24238 | 0 | 0
HV Medium Non-Domestic | 0 | 0.33292 | 0.020974 | 0.059852 | 0 | 0 | 0 | 0 | 0 |  |  | 0.12561 | 0.16807 | 0.016544 | 0.047212 | 0 | 0 | 0 | 0 | 0
LV HH Metered | 0 | 1.9783 | 0.18305 | 0.64488 | 0.11148 | 0.035443 | 0.50523 | 0 | 0 |  |  | 0.70375 | 0.99872 | 0.092412 | 0.32556 | 0.22513 | 0.071572 | 1.0203 | 0 | 0
LV Sub HH Metered | 0 | 1.7445 | 0.16142 | 0.56867 | 0.098309 | 0.031254 | 0 | 0 | 0 |  |  | 0.62059 | 0.88069 | 0.081491 | 0.28709 | 0.19852 | 0.063114 | 0 | 0 | 0
HV HH Metered | 0 | 1.6643 | 0.10485 | 0.2955 | 0 | 0 | 0 | 0 | 0 |  |  | 0.62984 | 0.84019 | 0.082706 | 0.23309 | 0 | 0 | 0 | 0 | 0
HV Sub HH Metered | 0 | 1.58 | 0.13366 | 0 | 0 | 0 | 0 | 0 | 0 |  |  | 0.56206 | 0.79764 | 0.10544 | 0 | 0 | 0 | 0 | 0 | 0
NHH UMS category A | 0 | 0.21743 | 0.020119 | 0.07006 | 0.012112 | 0.0038955 | 0.068612 | 0.0048409 | 0.010382 |  |  | 0.072828 | 0.10977 | 0.010157 | 0.035369 | 0.024458 | 0.0078664 | 0.13855 | 0.048878 | 0.10483 | 0.69992
NHH UMS category B | 0 | 0.29531 | 0.027325 | 0.094159 | 0.016278 | 0.0052907 | 0.092212 | 0.0065061 | 0.013953 |  |  | 0.078072 | 0.14908 | 0.013795 | 0.047536 | 0.032871 | 0.010684 | 0.18621 | 0.065691 | 0.14089 | 0.69992
NHH UMS category C | 0 | 0.5127 | 0.047441 | 0.16686 | 0.028845 | 0.0091856 | 0.16341 | 0.011529 | 0.024726 |  |  | 0.14228 | 0.25883 | 0.02395 | 0.084236 | 0.058249 | 0.018549 | 0.32998 | 0.11641 | 0.24966 | 0.69992
NHH UMS category D | 0 | 0.15373 | 0.014225 | 0.050442 | 0.0087202 | 0.0027542 | 0.049399 | 0.0034854 | 0.007475 |  |  | 0.069403 | 0.077609 | 0.0071813 | 0.025465 | 0.017609 | 0.0055618 | 0.099755 | 0.035192 | 0.075474 | 0.69992
LV UMS (Pseudo HH Metered) | 0 | 5.5211 | 0.51087 | 1.8184 | 0.31436 | 0.098916 | 1.7808 | 0.12565 | 0.26947 |  |  | 1.4091 | 2.7873 | 0.25791 | 0.91801 | 0.63481 | 0.19975 | 3.5961 | 1.2686 | 2.7208 | 0.69992
LV Generation NHH | 0 | -0.20534 | -0.019 | -0.066142 | -0.011434 | -0.0036788 | -0.064775 | -0.0045702 | 0 |  |  | -0.069091 | -0.10366 | -0.0095921 | -0.033391 | -0.02309 | -0.0074289 | -0.1308 | -0.046145 | 0
LV Sub Generation NHH | 0 | -0.20099 | -0.018598 | -0.064741 | -0.011192 | -0.0036009 | -0.063403 | 0 | 0 |  |  | -0.067628 | -0.10147 | -0.0093889 | -0.032684 | -0.022601 | -0.0072716 | -0.12803 | 0 | 0
LV Generation Intermittent | 0 | -0.20534 | -0.019 | -0.066142 | -0.011434 | -0.0036788 | -0.064775 | -0.0045702 | 0 |  |  | -0.069091 | -0.10366 | -0.0095921 | -0.033391 | -0.02309 | -0.0074289 | -0.1308 | -0.046145 | 0
LV Generation Non-Intermittent | 0 | -1.6626 | -0.15385 | -0.54199 | -0.093696 | -0.029788 | -0.53078 | -0.03745 | 0 |  |  | -0.59147 | -0.83937 | -0.077668 | -0.27362 | -0.18921 | -0.060153 | -1.0718 | -0.37812 | 0
LV Sub Generation Intermittent | 0 | -0.20099 | -0.018598 | -0.064741 | -0.011192 | -0.0036009 | -0.063403 | 0 | 0 |  |  | -0.067628 | -0.10147 | -0.0093889 | -0.032684 | -0.022601 | -0.0072716 | -0.12803 | 0 | 0
LV Sub Generation Non-Intermittent | 0 | -1.6274 | -0.15059 | -0.53051 | -0.091712 | -0.029157 | -0.51954 | 0 | 0 |  |  | -0.57894 | -0.8216 | -0.076023 | -0.26782 | -0.1852 | -0.058879 | -1.0491 | 0 | 0
HV Generation Intermittent | 0 | -0.19796 | -0.011723 | -0.040811 | -0.0039685 | -0.0012768 | 0 | 0 | 0 |  |  | -0.06661 | -0.099941 | -0.0092476 | -0.032192 | -0.022261 | -0.0071621 | 0 | 0 | 0
HV Generation Non-Intermittent | 0 | -1.6029 | -0.094925 | -0.33441 | -0.032519 | -0.010339 | 0 | 0 | 0 |  |  | -0.57023 | -0.80923 | -0.074879 | -0.26379 | -0.18241 | -0.057992 | 0 | 0 | 0
HV Sub Generation Intermittent | 0 | -0.19513 | -0.016508 | -0.057466 | 0 | 0 | 0 | 0 | 0 |  |  | -0.065656 | -0.098509 | -0.013022 | -0.04533 | 0 | 0 | 0 | 0 | 0
HV Sub Generation Non-Intermittent | 0 | -1.58 | -0.13366 | -0.47089 | 0 | 0 | 0 | 0 | 0 |  |  | -0.56206 | -0.79764 | -0.10544 | -0.37145 | 0 | 0 | 0 | 0 | 0
3302. Unit rate 2 p/kWh (elements)
Data sources:
x1 = 3005. Unit rate 2 total p/kWh (taking account of standing charges) (in Unit rate 2 (taking account of standing charges)) — for Tariffs with Unit rate 2 p/kWh from Standard 2 kWh
x2 = 2904. Pay-as-you-go unit rate 2 (p/kWh) (in Pay-as-you-go unit rate 2 p/kWh) — for Tariffs with Unit rate 2 p/kWh from PAYG 2 kWh
x3 = 2904. Pay-as-you-go unit rate 2 (p/kWh) (in Pay-as-you-go unit rate 2 p/kWh) — for Tariffs with Unit rate 2 p/kWh from PAYG 2 kWh & customer
x4 = 2203. Service model asset p/kWh charge for unmetered tariffs — for Tariffs with Unit rate 2 p/kWh from PAYG 2 kWh & customer
x5 = 2712. Operating expenditure for unmetered customer assets (p/kWh) — for Tariffs with Unit rate 2 p/kWh from PAYG 2 kWh & customer
Combine tables = x1 or x2 or x3 or x4 or x5
| GSPs | Assets 132kV | Assets 132kV/EHV | Assets EHV | Assets EHV/HV | Assets 132kV/HV | Assets HV | Assets HV/LV | Assets LV circuits | Assets LV customer | Assets HV customer | Transmission exit | Operating 132kV | Operating 132kV/EHV | Operating EHV | Operating EHV/HV | Operating 132kV/HV | Operating HV | Operating HV/LV | Operating LV circuits | Operating LV customer | Operating HV customer
Domestic Unrestricted
Domestic Two Rate | 0 | 0.049739 | 0.0046024 | 0.010962 | 0.001895 | 0.00089113 | 0.010735 | 0.00075741 | 0 |  |  | 0.0041983 | 0.02511 | 0.0023235 | 0.0055339 | 0.0038267 | 0.0017995 | 0.021678 | 0.0076474 | 0
Domestic Off Peak (related MPAN)
Small Non Domestic Unrestricted
Small Non Domestic Two Rate | 0 | 0.058583 | 0.0054207 | 0.013431 | 0.0023219 | 0.0010496 | 0.013154 | 0.00092806 | 0 |  |  | 0.0061551 | 0.029575 | 0.0027366 | 0.0067807 | 0.0046889 | 0.0021195 | 0.026562 | 0.0093705 | 0
Small Non Domestic Off Peak (related MPAN)
LV Medium Non-Domestic | 0 | 0.046396 | 0.0042931 | 0.0092367 | 0.0015968 | 0.00083123 | 0.0090457 | 0.00063823 | 0 |  |  | 0.0016196 | 0.023423 | 0.0021673 | 0.0046631 | 0.0032245 | 0.0016786 | 0.018267 | 0.0064441 | 0
LV Sub Medium Non-Domestic | 0 | 0.04362 | 0.0040362 | 0.0086839 | 0.0015012 | 0.00078149 | 0.0085044 | 0 | 0 |  |  | 0.0015226 | 0.022021 | 0.0020376 | 0.004384 | 0.0030315 | 0.0015781 | 0.017173 | 0 | 0
HV Medium Non-Domestic | 0 | 0.03948 | 0.0024872 | 0.0043469 | 0 | 0 | 0 | 0 | 0 |  |  | 0.0017652 | 0.019931 | 0.001962 | 0.0034289 | 0 | 0 | 0 | 0 | 0
LV HH Metered | 0 | 0.18257 | 0.016893 | 0.062969 | 0.010886 | 0.0032709 | 0.049334 | 0 | 0 |  |  | 0.068248 | 0.09217 | 0.0085285 | 0.03179 | 0.021983 | 0.0066052 | 0.099623 | 0 | 0
LV Sub HH Metered | 0 | 0.161 | 0.014897 | 0.055528 | 0.0095994 | 0.0028844 | 0 | 0 | 0 |  |  | 0.060183 | 0.081277 | 0.0075207 | 0.028033 | 0.019385 | 0.0058247 | 0 | 0 | 0
HV HH Metered | 0 | 0.15359 | 0.0096763 | 0.028854 | 0 | 0 | 0 | 0 | 0 |  |  | 0.06108 | 0.07754 | 0.0076328 | 0.022761 | 0 | 0 | 0 | 0 | 0
HV Sub HH Metered | 0 | 0.14581 | 0.012336 | 0 | 0 | 0 | 0 | 0 | 0 |  |  | 0.054507 | 0.073612 | 0.0097306 | 0 | 0 | 0 | 0 | 0 | 0
NHH UMS category A
NHH UMS category B
NHH UMS category C
NHH UMS category D
LV UMS (Pseudo HH Metered) | 0 | 0.16473 | 0.015242 | 0.055561 | 0.0096051 | 0.0029513 | 0.054412 | 0.0038391 | 0.0082335 |  |  | 0.085826 | 0.083162 | 0.007695 | 0.02805 | 0.019396 | 0.0059597 | 0.10988 | 0.038763 | 0.083133 | 0.69992
LV Generation NHH
LV Sub Generation NHH
LV Generation Intermittent
LV Generation Non-Intermittent | 0 | -0.15344 | -0.014198 | -0.052923 | -0.009149 | -0.0027491 | -0.051828 | -0.0036568 | 0 |  |  | -0.057359 | -0.077464 | -0.0071678 | -0.026718 | -0.018475 | -0.0055514 | -0.10466 | -0.036922 | 0
LV Sub Generation Intermittent
LV Sub Generation Non-Intermittent | 0 | -0.15019 | -0.013897 | -0.051802 | -0.0089553 | -0.0026908 | -0.050731 | 0 | 0 |  |  | -0.056144 | -0.075824 | -0.007016 | -0.026152 | -0.018084 | -0.0054338 | -0.10244 | 0 | 0
HV Generation Intermittent
HV Generation Non-Intermittent | 0 | -0.14793 | -0.0087605 | -0.032654 | -0.0031754 | -0.00095412 | 0 | 0 | 0 |  |  | -0.055299 | -0.074682 | -0.0069104 | -0.025758 | -0.017812 | -0.005352 | 0 | 0 | 0
HV Sub Generation Intermittent
HV Sub Generation Non-Intermittent | 0 | -0.14581 | -0.012336 | -0.04598 | 0 | 0 | 0 | 0 | 0 |  |  | -0.054507 | -0.073612 | -0.0097306 | -0.03627 | 0 | 0 | 0 | 0 | 0
3303. Unit rate 3 p/kWh (elements)
Data sources:
x1 = 3006. Unit rate 3 total p/kWh (taking account of standing charges) (in Unit rate 3 (taking account of standing charges)) — for Tariffs with Unit rate 3 p/kWh from Standard 3 kWh
x2 = 2905. Pay-as-you-go unit rate 3 (p/kWh) (in Pay-as-you-go unit rate 3 p/kWh) — for Tariffs with Unit rate 3 p/kWh from PAYG 3 kWh
x3 = 2905. Pay-as-you-go unit rate 3 (p/kWh) (in Pay-as-you-go unit rate 3 p/kWh) — for Tariffs with Unit rate 3 p/kWh from PAYG 3 kWh & customer
x4 = 2203. Service model asset p/kWh charge for unmetered tariffs — for Tariffs with Unit rate 3 p/kWh from PAYG 3 kWh & customer
x5 = 2712. Operating expenditure for unmetered customer assets (p/kWh) — for Tariffs with Unit rate 3 p/kWh from PAYG 3 kWh & customer
Combine tables = x1 or x2 or x3 or x4 or x5
| GSPs | Assets 132kV | Assets 132kV/EHV | Assets EHV | Assets EHV/HV | Assets 132kV/HV | Assets HV | Assets HV/LV | Assets LV circuits | Assets LV customer | Assets HV customer | Transmission exit | Operating 132kV | Operating 132kV/EHV | Operating EHV | Operating EHV/HV | Operating 132kV/HV | Operating HV | Operating HV/LV | Operating LV circuits | Operating LV customer | Operating HV customer
Domestic Unrestricted
Domestic Two Rate
Domestic Off Peak (related MPAN)
Small Non Domestic Unrestricted
Small Non Domestic Two Rate
Small Non Domestic Off Peak (related MPAN)
LV Medium Non-Domestic
LV Sub Medium Non-Domestic
HV Medium Non-Domestic
LV HH Metered | 0 | 0.037612 | 0.0034803 | 0.0073777 | 0.0012754 | 0.00067386 | 0.0057801 | 0 | 0 |  |  | 0.0010566 | 0.018988 | 0.001757 | 0.0037246 | 0.0025755 | 0.0013608 | 0.011672 | 0 | 0
LV Sub HH Metered | 0 | 0.033168 | 0.003069 | 0.0065058 | 0.0011247 | 0.00059423 | 0 | 0 | 0 |  |  | 0.00093169 | 0.016744 | 0.0015494 | 0.0032844 | 0.0022712 | 0.0012 | 0 | 0 | 0
HV HH Metered | 0 | 0.031642 | 0.0019935 | 0.0033806 | 0 | 0 | 0 | 0 | 0 |  |  | 0.00094559 | 0.015974 | 0.0015725 | 0.0026667 | 0 | 0 | 0 | 0 | 0
HV Sub HH Metered | 0 | 0.03004 | 0.0025413 | 0 | 0 | 0 | 0 | 0 | 0 |  |  | 0.00084383 | 0.015165 | 0.0020046 | 0 | 0 | 0 | 0 | 0 | 0
NHH UMS category A
NHH UMS category B
NHH UMS category C
NHH UMS category D
LV UMS (Pseudo HH Metered) | 0 | 0.03293 | 0.0030471 | 0.0064593 | 0.0011167 | 0.00058998 | 0.0063257 | 0.00044632 | 0.0009572 |  |  | 0.00092503 | 0.016625 | 0.0015383 | 0.0032609 | 0.0022549 | 0.0011914 | 0.012774 | 0.0045064 | 0.0096647 | 0.69992
LV Generation NHH
LV Sub Generation NHH
LV Generation Intermittent
LV Generation Non-Intermittent | 0 | -0.031611 | -0.002925 | -0.0062006 | -0.0010719 | -0.00056635 | -0.0060723 | -0.00042844 | 0 |  |  | -0.00088798 | -0.015959 | -0.0014767 | -0.0031303 | -0.0021646 | -0.0011437 | -0.012262 | -0.0043259 | 0
LV Sub Generation Intermittent
LV Sub Generation Non-Intermittent | 0 | -0.030942 | -0.0028631 | -0.0060692 | -0.0010492 | -0.00055435 | -0.0059437 | 0 | 0 |  |  | -0.00086918 | -0.015621 | -0.0014454 | -0.003064 | -0.0021188 | -0.0011194 | -0.012003 | 0 | 0
HV Generation Intermittent
HV Generation Non-Intermittent | 0 | -0.030476 | -0.0018048 | -0.0038258 | -0.00037203 | -0.00019656 | 0 | 0 | 0 |  |  | -0.00085609 | -0.015386 | -0.0014236 | -0.0030179 | -0.0020869 | -0.0011026 | 0 | 0 | 0
HV Sub Generation Intermittent
HV Sub Generation Non-Intermittent | 0 | -0.03004 | -0.0025413 | -0.0053872 | 0 | 0 | 0 | 0 | 0 |  |  | -0.00084383 | -0.015165 | -0.0020046 | -0.0042495 | 0 | 0 | 0 | 0 | 0
3304. Fixed charge p/MPAN/day (elements)
Data sources:
x1 = 3106. Fixed charge from standing charges factors p/MPAN/day — for Tariffs with Fixed charge p/MPAN/day from Fixed from network & customer
x2 = 2206. Service model p/MPAN/day (in Replacement annuities for service models) — for Tariffs with Fixed charge p/MPAN/day from Customer
x3 = 2206. Service model p/MPAN/day (in Replacement annuities for service models) — for Tariffs with Fixed charge p/MPAN/day from Fixed from network & customer
x4 = 2711. Operating expenditure for customer assets p/MPAN/day total (in Operating expenditure for customer assets p/MPAN/day) — for Tariffs with Fixed charge p/MPAN/day from Customer
x5 = 2711. Operating expenditure for customer assets p/MPAN/day total (in Operating expenditure for customer assets p/MPAN/day) — for Tariffs with Fixed charge p/MPAN/day from Fixed from network & customer
Combine tables = x1 or x2 or x3 or x4 or x5
| GSPs | Assets 132kV | Assets 132kV/EHV | Assets EHV | Assets EHV/HV | Assets 132kV/HV | Assets HV | Assets HV/LV | Assets LV circuits | Assets LV customer | Assets HV customer | Transmission exit | Operating 132kV | Operating 132kV/EHV | Operating EHV | Operating EHV/HV | Operating 132kV/HV | Operating HV | Operating HV/LV | Operating LV circuits | Operating LV customer | Operating HV customer
Domestic Unrestricted | 0 | 0 | 0 | 0 | 0 | 0 | 0 | 0 | 0.18377 | 0 | 0 | 0 | 0 | 0 | 0 | 0 | 0 | 0 | 0 | 1.8555 | 2.0478 | 0
Domestic Two Rate | 0 | 0 | 0 | 0 | 0 | 0 | 0 | 0 | 0.18377 | 0 | 0 | 0 | 0 | 0 | 0 | 0 | 0 | 0 | 0 | 1.8555 | 2.0478 | 0
Domestic Off Peak (related MPAN)
Small Non Domestic Unrestricted | 0 | 0 | 0 | 0 | 0 | 0 | 0 | 0 | 0.18377 | 0 | 0 | 0 | 0 | 0 | 0 | 0 | 0 | 0 | 0 | 1.8555 | 5.056 | 0
Small Non Domestic Two Rate | 0 | 0 | 0 | 0 | 0 | 0 | 0 | 0 | 0.18377 | 0 | 0 | 0 | 0 | 0 | 0 | 0 | 0 | 0 | 0 | 1.8555 | 5.056 | 0
Small Non Domestic Off Peak (related MPAN)
LV Medium Non-Domestic | 0 | 0 | 0 | 0 | 0 | 0 | 0 | 0 | 3.8021 | 0 | 0 | 0 | 0 | 0 | 0 | 0 | 0 | 0 | 0 | 38.3892 | 5.9724 | 0
LV Sub Medium Non-Domestic | 0 | 0 | 0 | 0 | 0 | 0 | 0 | 2.0826 | 0 | 0 | 0 | 0 | 0 | 0 | 0 | 0 | 0 | 0 | 21.0272 | 0 | 4.4493 | 0
HV Medium Non-Domestic | 0 | 6.2481 | 0 | 3.9068 | 1.8995 | 0.67165 | 7.8545 | 0 | 0 | 0 | 0 | 0 | 3.1543 | 0 | 3.0817 | 10.6552 | 3.7675 | 44.0587 | 0 | 0 | 0 | 76.4014
LV HH Metered | [9 empty] | 0 | 0 | [9 empty] | 10.2094 | 0
LV Sub HH Metered | [9 empty] | 0 | 0 | [9 empty] | 7.4984 | 0
HV HH Metered | [9 empty] | 0 | 0 | [9 empty] | 0 | 76.4014
HV Sub HH Metered | [9 empty] | 0 | 0 | [9 empty] | 0 | 76.4014
NHH UMS category A
NHH UMS category B
NHH UMS category C
NHH UMS category D
LV UMS (Pseudo HH Metered)
LV Generation NHH | [9 empty] | 0 | 0 | [9 empty] | 0 | 0
LV Sub Generation NHH | [9 empty] | 0 | 0 | [9 empty] | 0 | 0
LV Generation Intermittent | [9 empty] | 0 | 0 | [9 empty] | 0 | 0
LV Generation Non-Intermittent | [9 empty] | 0 | 0 | [9 empty] | 0 | 0
LV Sub Generation Intermittent | [9 empty] | 0 | 0 | [9 empty] | 0 | 0
LV Sub Generation Non-Intermittent | [9 empty] | 0 | 0 | [9 empty] | 0 | 0
HV Generation Intermittent | [9 empty] | 0 | 0 | [9 empty] | 0 | 37.5468
HV Generation Non-Intermittent | [9 empty] | 0 | 0 | [9 empty] | 0 | 37.5468
HV Sub Generation Intermittent | [9 empty] | 0 | 0 | [9 empty] | 0 | 37.5468
HV Sub Generation Non-Intermittent | [9 empty] | 0 | 0 | [9 empty] | 0 | 37.5468
3305. Capacity charge p/kVA/day (elements)
Data sources:
x1 = 3002. Capacity charge p/kVA/day — for Tariffs with Capacity charge p/kVA/day from Capacity
Copy cells = x1
| GSPs | Assets 132kV | Assets 132kV/EHV | Assets EHV | Assets EHV/HV | Assets 132kV/HV | Assets HV | Assets HV/LV | Assets LV circuits | Assets LV customer | Assets HV customer | Transmission exit | Operating 132kV | Operating 132kV/EHV | Operating EHV | Operating EHV/HV | Operating 132kV/HV | Operating HV | Operating HV/LV | Operating LV circuits | Operating LV customer | Operating HV customer
Domestic Unrestricted
Domestic Two Rate
Domestic Off Peak (related MPAN)
Small Non Domestic Unrestricted
Small Non Domestic Two Rate
Small Non Domestic Off Peak (related MPAN)
LV Medium Non-Domestic
LV Sub Medium Non-Domestic
HV Medium Non-Domestic
LV HH Metered | 0 | 0 | 0 | 0 | 0 | 0 | 0.17513 | 0.061781 | 0.14137 |  |  | 0 | 0 | 0 | 0 | 0 | 0 | 0.35364 | 0.62379 | 1.4274
LV Sub HH Metered | 0 | 0 | 0 | 0 | 0 | 0 | 0.85708 | 0.060472 | 0 |  |  | 0 | 0 | 0 | 0 | 0 | 0 | 1.7308 | 0.61058 | 0
HV HH Metered | 0 | 0.24175 | 0 | 0.15116 | 0.073497 | 0.025987 | 0.30391 | 0 | 0 |  |  | 0 | 0.12205 | 0 | 0.11924 | 0.41227 | 0.14577 | 1.7047 | 0 | 0
HV Sub HH Metered | 0 | 0 | 0 | 1.0643 | 0.10349 | 0 | 0 | 0 | 0 |  |  | 0 | 0 | 0 | 0.8395 | 0.58052 | 0 | 0 | 0 | 0
NHH UMS category A
NHH UMS category B
NHH UMS category C
NHH UMS category D
LV UMS (Pseudo HH Metered)
LV Generation NHH
LV Sub Generation NHH
LV Generation Intermittent
LV Generation Non-Intermittent
LV Sub Generation Intermittent
LV Sub Generation Non-Intermittent
HV Generation Intermittent
HV Generation Non-Intermittent
HV Sub Generation Intermittent
HV Sub Generation Non-Intermittent
3306. Reactive power charge p/kVArh (elements)
Data sources:
x1 = 3206. Pay-as-you-go reactive p/kVArh
x2 = 3202. Standard reactive p/kVArh
Combine tables = x1 or x2
| GSPs | Assets 132kV | Assets 132kV/EHV | Assets EHV | Assets EHV/HV | Assets 132kV/HV | Assets HV | Assets HV/LV | Assets LV circuits | Assets LV customer | Assets HV customer | Transmission exit | Operating 132kV | Operating 132kV/EHV | Operating EHV | Operating EHV/HV | Operating 132kV/HV | Operating HV | Operating HV/LV | Operating LV circuits | Operating LV customer | Operating HV customer
Domestic Unrestricted
Domestic Two Rate
Domestic Off Peak (related MPAN)
Small Non Domestic Unrestricted
Small Non Domestic Two Rate
Small Non Domestic Off Peak (related MPAN)
LV Medium Non-Domestic
LV Sub Medium Non-Domestic
HV Medium Non-Domestic
LV HH Metered | 0 | 0.071186 | 0.0065869 | 0.02293 | 0.003964 | 0.0012754 | 0.017965 | 0 | 0 |  |  | 0.023952 | 0.035938 | 0.0033253 | 0.011576 | 0.0080048 | 0.0025754 | 0.036277 | 0 | 0
LV Sub HH Metered | 0 | 0.069678 | 0.0064474 | 0.022444 | 0.0038801 | 0.0012483 | 0 | 0 | 0 |  |  | 0.023445 | 0.035176 | 0.0032549 | 0.011331 | 0.0078353 | 0.0025209 | 0 | 0 | 0
HV HH Metered | 0 | 0.056503 | 0.0035597 | 0.0099134 | 0 | 0 | 0 | 0 | 0 |  |  | 0.020225 | 0.028525 | 0.0028079 | 0.0078199 | 0 | 0 | 0 | 0 | 0
HV Sub HH Metered | 0 | 0.059248 | 0.0050124 | 0 | 0 | 0 | 0 | 0 | 0 |  |  | 0.019936 | 0.029911 | 0.0039539 | 0 | 0 | 0 | 0 | 0 | 0
NHH UMS category A
NHH UMS category B
NHH UMS category C
NHH UMS category D
LV UMS (Pseudo HH Metered)
LV Generation NHH
LV Sub Generation NHH
LV Generation Intermittent | 0 | 0.053625 | 0.0070885 | 0.024676 | 0.0042659 | 0.0032025 | 0.016916 | 0.0011935 | 0.0025597 |  |  | 0.018043 | 0.027072 | 0.0035786 | 0.012458 | 0.0086144 | 0.0064669 | 0.03416 | 0.012051 | 0.025845
LV Generation Non-Intermittent | 0 | 0.053625 | 0.0070885 | 0.024676 | 0.0042659 | 0.0032025 | 0.016916 | 0.0011935 | 0.0025597 |  |  | 0.018043 | 0.027072 | 0.0035786 | 0.012458 | 0.0086144 | 0.0064669 | 0.03416 | 0.012051 | 0.025845
LV Sub Generation Intermittent | 0 | 0.052489 | 0.0069383 | 0.024153 | 0.0041755 | 0.0031346 | 0.016558 | 0.0011682 | 0 |  |  | 0.017661 | 0.026499 | 0.0035028 | 0.012194 | 0.0084319 | 0.00633 | 0.033436 | 0.011796 | 0
LV Sub Generation Non-Intermittent | 0 | 0.052489 | 0.0069383 | 0.024153 | 0.0041755 | 0.0031346 | 0.016558 | 0.0011682 | 0 |  |  | 0.017661 | 0.026499 | 0.0035028 | 0.012194 | 0.0084319 | 0.00633 | 0.033436 | 0.011796 | 0
HV Generation Intermittent | 0 | 0.051699 | 0.0043737 | 0.015226 | 0.0014806 | 0.0011115 | 0.0058711 | 0 | 0 |  |  | 0.017395 | 0.0261 | 0.00345 | 0.01201 | 0.008305 | 0.0062347 | 0.032933 | 0 | 0
HV Generation Non-Intermittent | 0 | 0.051699 | 0.0043737 | 0.015226 | 0.0014806 | 0.0011115 | 0.0058711 | 0 | 0 |  |  | 0.017395 | 0.0261 | 0.00345 | 0.01201 | 0.008305 | 0.0062347 | 0.032933 | 0 | 0
HV Sub Generation Intermittent | 0 | 0.050958 | 0.004311 | 0.015007 | 0 | 0.012173 | 0 | 0 | 0 |  |  | 0.017146 | 0.025726 | 0.0034006 | 0.011838 | 0 | 0.0061454 | 0 | 0 | 0
HV Sub Generation Non-Intermittent | 0 | 0.050958 | 0.004311 | 0.015007 | 0 | 0.012173 | 0 | 0 | 0 |  |  | 0.017146 | 0.025726 | 0.0034006 | 0.011838 | 0 | 0.0061454 | 0 | 0 | 0
3307. Summary of charges before revenue matching
Data sources:
x1 = 3301. Unit rate 1 p/kWh (elements)
x2 = 3302. Unit rate 2 p/kWh (elements)
x3 = 3303. Unit rate 3 p/kWh (elements)
x4 = 3304. Fixed charge p/MPAN/day (elements)
x5 = 3305. Capacity charge p/kVA/day (elements)
x6 = 3306. Reactive power charge p/kVArh (elements)
Kind: | Cell summation | Cell summation | Cell summation | Cell summation | Cell summation | Cell summation
Formula: | =SUM(x1) | =SUM(x2) | =SUM(x3) | =SUM(x4) | =SUM(x5) | =SUM(x6)
| Unit rate 1 p/kWh (total) | Unit rate 2 p/kWh (total) | Unit rate 3 p/kWh (total) | Fixed charge p/MPAN/day (total) | Capacity charge p/kVA/day (total) | Reactive power charge p/kVArh
Domestic Unrestricted | 1.6024 | 0 | 0 | 4.0871 | 0 | 0
Domestic Two Rate | 1.7248 | 0.1517 | 0 | 4.0871 | 0 | 0
Domestic Off Peak (related MPAN) | 0.178 | 0 | 0 | 0 | 0 | 0
Small Non Domestic Unrestricted | 1.2853 | 0 | 0 | 7.0953 | 0 | 0
Small Non Domestic Two Rate | 1.6239 | 0.18288 | 0 | 7.0953 | 0 | 0
Small Non Domestic Off Peak (related MPAN) | 0.18295 | 0 | 0 | 0 | 0 | 0
LV Medium Non-Domestic | 1.5618 | 0.13352 | 0 | 48.1638 | 0 | 0
LV Sub Medium Non-Domestic | 1.3744 | 0.11888 | 0 | 27.5591 | 0 | 0
HV Medium Non-Domestic | 0.77118 | 0.073401 | 0 | 161.6995 | 0 | 0
LV HH Metered | 6.8958 | 0.65487 | 0.097335 | 10.2094 | 2.7831 | 0.24555
LV Sub HH Metered | 4.7356 | 0.44613 | 0.070442 | 7.4984 | 3.2589 | 0.18726
HV HH Metered | 3.8505 | 0.36114 | 0.058175 | 76.4014 | 3.3004 | 0.12935
HV Sub HH Metered | 3.1788 | 0.296 | 0.050595 | 76.4014 | 2.5878 | 0.11806
NHH UMS category A | 1.6601 | 0 | 0 | 0 | 0 | 0
NHH UMS category B | 1.9758 | 0 | 0 | 0 | 0 | 0
NHH UMS category C | 2.9468 | 0 | 0 | 0 | 0 | 0
NHH UMS category D | 1.4034 | 0 | 0 | 0 | 0 | 0
LV UMS (Pseudo HH Metered) | 24.9319 | 1.4763 | 0.80453 | 0 | 0 | 0
LV Generation NHH | -0.79814 | 0 | 0 | 0 | 0 | 0
LV Sub Generation NHH | -0.7316 | 0 | 0 | 0 | 0 | 0
LV Generation Intermittent | -0.79814 | 0 | 0 | 0 | 0 | 0.26182
LV Generation Non-Intermittent | -6.5316 | -0.62226 | -0.090226 | 0 | 0 | 0.26182
LV Sub Generation Intermittent | -0.7316 | 0 | 0 | 0 | 0 | 0.22847
LV Sub Generation Non-Intermittent | -5.9865 | -0.56937 | -0.083662 | 0 | 0 | 0.22847
HV Generation Intermittent | -0.49316 | 0 | 0 | 37.5468 | 0 | 0.18619
HV Generation Non-Intermittent | -4.0337 | -0.37929 | -0.060548 | 37.5468 | 0 | 0.18619
HV Sub Generation Intermittent | -0.49162 | 0 | 0 | 37.5468 | 0 | 0.14671
HV Sub Generation Non-Intermittent | -4.0211 | -0.37825 | -0.060231 | 37.5468 | 0 | 0.14671

## Revenue
Revenue shortfall or surplus for WPD South Wales in April 14 (102)
3401. Net revenues by tariff before matching (£)
Data sources:
x1 = 1010. Days in the charging year (in Financial and general assumptions)
x2 = 3307. Fixed charge p/MPAN/day (total) (in Summary of charges before revenue matching)
x3 = 2305. MPANs (in Equivalent volume for each end user)
x4 = 3307. Capacity charge p/kVA/day (total) (in Summary of charges before revenue matching)
x5 = 2305. Import capacity (kVA) (in Equivalent volume for each end user)
x6 = 3307. Unit rate 1 p/kWh (total) (in Summary of charges before revenue matching)
x7 = 2305. Rate 1 units (MWh) (in Equivalent volume for each end user)
x8 = 3307. Unit rate 2 p/kWh (total) (in Summary of charges before revenue matching)
x9 = 2305. Rate 2 units (MWh) (in Equivalent volume for each end user)
x10 = 3307. Unit rate 3 p/kWh (total) (in Summary of charges before revenue matching)
x11 = 2305. Rate 3 units (MWh) (in Equivalent volume for each end user)
x12 = 3307. Reactive power charge p/kVArh (in Summary of charges before revenue matching)
x13 = 2305. Reactive power units (MVArh) (in Equivalent volume for each end user)
Calculation =0.01*x1*(x2*x3+x4*x5)+10*(x6*x7+x8*x9+x10*x11+x12*x13)
Net revenues
Domestic Unrestricted | 65930120.9137
Domestic Two Rate | 4270393.4798
Domestic Off Peak (related MPAN) | 7026.5871
Small Non Domestic Unrestricted | 12479631.6575
Small Non Domestic Two Rate | 3806069.3707
Small Non Domestic Off Peak (related MPAN) | 4537.3321
LV Medium Non-Domestic | 7191353.776
LV Sub Medium Non-Domestic | 8510.9152
HV Medium Non-Domestic | 15912.4851
LV HH Metered | 18591425.4032
LV Sub HH Metered | 99332.0914
HV HH Metered | 19664490.1073
HV Sub HH Metered | 0
NHH UMS category A | 149338.9447
NHH UMS category B | 113161.0433
NHH UMS category C | 12408.7304
NHH UMS category D | 0
LV UMS (Pseudo HH Metered) | 2890421.9728
LV Generation NHH | -6721.0317
LV Sub Generation NHH | 0
LV Generation Intermittent | -31692.0862
LV Generation Non-Intermittent | -15015.5925
LV Sub Generation Intermittent | 0
LV Sub Generation Non-Intermittent | 0
HV Generation Intermittent | -128262.6088
HV Generation Non-Intermittent | -491170.6985
HV Sub Generation Intermittent | 0
HV Sub Generation Non-Intermittent | 0
3402. Target Revenue (£/year)
Data sources:
x1 = 1076. Target Revenue (£/year)
Calculation =x1
CDCM target revenue (£/year)
Target revenue (£/year) | 264565305.4561
3403. Revenue surplus or shortfall
Data sources:
x1 = 3401. Net revenues by tariff before matching (£)
x2 = 3402. Target Revenue (£/year)
x3 = Total net revenues before matching (£) (in Revenue surplus or shortfall)
Kind: | Cell summation | Calculation
Formula: | =SUM(x1) | =x2-x3-x4
| Total net revenues before matching (£) | Revenue shortfall (surplus) £
Revenue surplus or shortfall | 134561272.7927 | 130004032.6635

## Scaler
Revenue matching for WPD South Wales in April 14 (102)
This sheet modifies tariffs so that the total expected net revenues matches the target.
3501. Factor to scale to £1/kW at transmission exit level
Data sources:
x1 = 2901. Unit cost at each level, £/kW/year (relative to system simultaneous maximum load)
Calculation =IF(x1,1/x1,0)
Transmission exit
Factor to scale to £1/kW at transmission exit level | 0.17943
3502. Applicability factor for £1/kW scaler
Data sources:
x1 = 3501. Factor to scale to £1/kW at transmission exit level
x2 = Zero for other levels
Combine tables = x1 or x2
| GSPs | Assets 132kV | Assets 132kV/EHV | Assets EHV | Assets EHV/HV | Assets 132kV/HV | Assets HV | Assets HV/LV | Assets LV circuits | Assets LV customer | Assets HV customer | Transmission exit | Operating 132kV | Operating 132kV/EHV | Operating EHV | Operating EHV/HV | Operating 132kV/HV | Operating HV | Operating HV/LV | Operating LV circuits | Operating LV customer | Operating HV customer
Applicability factor for £1/kW scaler | 0 | 0 | 0 | 0 | 0 | 0 | 0 | 0 | 0 | 0 | 0 | 0.17943 | 0 | 0 | 0 | 0 | 0 | 0 | 0 | 0 | 0 | 0
3503. Scalable elements of tariff components
Data sources:
x1 = 3301. Unit rate 1 p/kWh (elements)
x2 = 3502. Applicability factor for £1/kW scaler
x3 = 3302. Unit rate 2 p/kWh (elements)
x4 = 3303. Unit rate 3 p/kWh (elements)
x5 = 3304. Fixed charge p/MPAN/day (elements)
x6 = 3305. Capacity charge p/kVA/day (elements)
x7 = 3306. Reactive power charge p/kVArh (elements)
Kind: | Sum-product calculation | Sum-product calculation | Sum-product calculation | Sum-product calculation | Sum-product calculation | Sum-product calculation
Formula: | =SUMPRODUCT(x1, x2) | =SUMPRODUCT(x3, x2) | =SUMPRODUCT(x4, x2) | =SUMPRODUCT(x5, x2) | =SUMPRODUCT(x6, x2) | =SUMPRODUCT(x7, x2)
| Unit rate 1 p/kWh scalable part | Unit rate 2 p/kWh scalable part | Unit rate 3 p/kWh scalable part | Fixed charge p/MPAN/day scalable part | Capacity charge p/kVA/day scalable part | Reactive power charge p/kVArh scalable part
Domestic Unrestricted | 0.024889 | 0 | 0 | 0 | 0 | 0
Domestic Two Rate | 0.02765 | 0.00075332 | 0 | 0 | 0 | 0
Domestic Off Peak (related MPAN) | 0.0018309 | 0 | 0 | 0 | 0 | 0
Small Non Domestic Unrestricted | 0.019964 | 0 | 0 | 0 | 0 | 0
Small Non Domestic Two Rate | 0.026066 | 0.0011044 | 0 | 0 | 0 | 0
Small Non Domestic Off Peak (related MPAN) | 0.0019248 | 0 | 0 | 0 | 0 | 0
LV Medium Non-Domestic | 0.025086 | 0.00029061 | 0 | 0 | 0 | 0
LV Sub Medium Non-Domestic | 0.023585 | 0.00027321 | 0 | 0 | 0 | 0
HV Medium Non-Domestic | 0.022539 | 0.00031673 | 0 | 0 | 0 | 0
LV HH Metered | 0.12628 | 0.012246 | 0.00018958 | 0 | 0 | 0.0042978
LV Sub HH Metered | 0.11135 | 0.010799 | 0.00016718 | 0 | 0 | 0.0042068
HV HH Metered | 0.11301 | 0.01096 | 0.00016967 | 0 | 0 | 0.0036291
HV Sub HH Metered | 0.10085 | 0.0097804 | 0.00015141 | 0 | 0 | 0.0035771
NHH UMS category A | 0.013068 | 0 | 0 | 0 | 0 | 0
NHH UMS category B | 0.014009 | 0 | 0 | 0 | 0 | 0
NHH UMS category C | 0.02553 | 0 | 0 | 0 | 0 | 0
NHH UMS category D | 0.012453 | 0 | 0 | 0 | 0 | 0
LV UMS (Pseudo HH Metered) | 0.25283 | 0.0154 | 0.00016598 | 0 | 0 | 0
LV Generation NHH | -0.012397 | 0 | 0 | 0 | 0 | 0
LV Sub Generation NHH | -0.012135 | 0 | 0 | 0 | 0 | 0
LV Generation Intermittent | -0.012397 | 0 | 0 | 0 | 0 | 0.0032376
LV Generation Non-Intermittent | -0.10613 | -0.010292 | -0.00015933 | 0 | 0 | 0.0032376
LV Sub Generation Intermittent | -0.012135 | 0 | 0 | 0 | 0 | 0.003169
LV Sub Generation Non-Intermittent | -0.10388 | -0.010074 | -0.00015596 | 0 | 0 | 0.003169
HV Generation Intermittent | -0.011952 | 0 | 0 | 0 | 0 | 0.0031213
HV Generation Non-Intermittent | -0.10232 | -0.0099225 | -0.00015361 | 0 | 0 | 0.0031213
HV Sub Generation Intermittent | -0.011781 | 0 | 0 | 0 | 0 | 0.0030766
HV Sub Generation Non-Intermittent | -0.10085 | -0.0097804 | -0.00015141 | 0 | 0 | 0.0030766
3504. Marginal revenue effect of scaler
Data sources:
x1 = 2302. Load coefficient
x2 = 3503. Unit rate 1 p/kWh scalable part (in Scalable elements of tariff components)
x3 = 2305. Rate 1 units (MWh) (in Equivalent volume for each end user)
x4 = 3503. Unit rate 2 p/kWh scalable part (in Scalable elements of tariff components)
x5 = 2305. Rate 2 units (MWh) (in Equivalent volume for each end user)
x6 = 3503. Unit rate 3 p/kWh scalable part (in Scalable elements of tariff components)
x7 = 2305. Rate 3 units (MWh) (in Equivalent volume for each end user)
x8 = 3503. Fixed charge p/MPAN/day scalable part (in Scalable elements of tariff components)
x9 = 1010. Days in the charging year (in Financial and general assumptions)
x10 = 2305. MPANs (in Equivalent volume for each end user)
x11 = 3503. Capacity charge p/kVA/day scalable part (in Scalable elements of tariff components)
x12 = 2305. Import capacity (kVA) (in Equivalent volume for each end user)
x13 = 3503. Reactive power charge p/kVArh scalable part (in Scalable elements of tariff components)
x14 = 2305. Reactive power units (MVArh) (in Equivalent volume for each end user)
Kind: | Calculation | Calculation | Calculation | Calculation | Calculation | Calculation
Formula: | =IF(x1<0,0,x2*x3*10) | =IF(x1<0,0,x4*x5*10) | =IF(x1<0,0,x6*x7*10) | =x8*x9*x10/100 | =x11*x9*x12/100 | =IF(x1<0,0,x13*x14*10)
| Effect through Unit rate 1 p/kWh | Effect through Unit rate 2 p/kWh | Effect through Unit rate 3 p/kWh | Effect through Fixed charge p/MPAN/day | Effect through Capacity charge p/kVA/day | Effect through Reactive power charge p/kVArh
Domestic Unrestricted | 801578.1343 | 0 | 0 | 0 | 0 | 0
Domestic Two Rate | 49696.2071 | 1400.5132 | 0 | 0 | 0 | 0
Domestic Off Peak (related MPAN) | 72.2777 | 0 | 0 | 0 | 0 | 0
Small Non Domestic Unrestricted | 168441.8964 | 0 | 0 | 0 | 0 | 0
Small Non Domestic Two Rate | 52706.8527 | 1044.4722 | 0 | 0 | 0 | 0
Small Non Domestic Off Peak (related MPAN) | 47.7369 | 0 | 0 | 0 | 0 | 0
LV Medium Non-Domestic | 100075.1413 | 312.2919 | 0 | 0 | 0 | 0
LV Sub Medium Non-Domestic | 134.8654 | 0.34251 | 0 | 0 | 0 | 0
HV Medium Non-Domestic | 218.7747 | 0.70789 | 0 | 0 | 0 | 0
LV HH Metered | 135069.367 | 83116.9958 | 950.5989 | 0 | 0 | 4460.3149
LV Sub HH Metered | 748.2277 | 347.5381 | 5.6742 | 0 | 0 | 23.3478
HV HH Metered | 189613.8691 | 111678.1565 | 1617.0625 | 0 | 0 | 6008.4026
HV Sub HH Metered | 0 | 0 | 0 | 0 | 0 | 0
NHH UMS category A | 1175.5661 | 0 | 0 | 0 | 0 | 0
NHH UMS category B | 802.3391 | 0 | 0 | 0 | 0 | 0
NHH UMS category C | 107.5053 | 0 | 0 | 0 | 0 | 0
NHH UMS category D | 0 | 0 | 0 | 0 | 0 | 0
LV UMS (Pseudo HH Metered) | 15417.4534 | 5529.4432 | 173.3028 | 0 | 0 | 0
LV Generation NHH | 0 | 0 | 0 | 0 | 0 | 0
LV Sub Generation NHH | 0 | 0 | 0 | 0 | 0 | 0
LV Generation Intermittent | 0 | 0 | 0 | 0 | 0 | 0
LV Generation Non-Intermittent | 0 | 0 | 0 | 0 | 0 | 0
LV Sub Generation Intermittent | 0 | 0 | 0 | 0 | 0 | 0
LV Sub Generation Non-Intermittent | 0 | 0 | 0 | 0 | 0 | 0
HV Generation Intermittent | 0 | 0 | 0 | 0 | 0 | 0
HV Generation Non-Intermittent | 0 | 0 | 0 | 0 | 0 | 0
HV Sub Generation Intermittent | 0 | 0 | 0 | 0 | 0 | 0
HV Sub Generation Non-Intermittent | 0 | 0 | 0 | 0 | 0 | 0
3505. Scaler value at which the minimum is breached
Data sources:
x1 = 3503. Unit rate 1 p/kWh scalable part (in Scalable elements of tariff components)
x2 = 3307. Unit rate 1 p/kWh (total) (in Summary of charges before revenue matching)
x3 = 3503. Unit rate 2 p/kWh scalable part (in Scalable elements of tariff components)
x4 = 3307. Unit rate 2 p/kWh (total) (in Summary of charges before revenue matching)
x5 = 3503. Unit rate 3 p/kWh scalable part (in Scalable elements of tariff components)
x6 = 3307. Unit rate 3 p/kWh (total) (in Summary of charges before revenue matching)
x7 = 3503. Fixed charge p/MPAN/day scalable part (in Scalable elements of tariff components)
x8 = 3307. Fixed charge p/MPAN/day (total) (in Summary of charges before revenue matching)
x9 = 3503. Capacity charge p/kVA/day scalable part (in Scalable elements of tariff components)
x10 = 3307. Capacity charge p/kVA/day (total) (in Summary of charges before revenue matching)
x11 = 3503. Reactive power charge p/kVArh scalable part (in Scalable elements of tariff components)
x12 = 3307. Reactive power charge p/kVArh (in Summary of charges before revenue matching)
Kind: | Calculation | Calculation | Calculation | Calculation | Calculation | Calculation
Formula: | =IF(x1,0-x2/x1,0) | =IF(x3,0-x4/x3,0) | =IF(x5,0-x6/x5,0) | =IF(x7,0-x8/x7,0) | =IF(x9,0-x10/x9,0) | =IF(x11,0-x12/x11,0)
| Scaler threshold for Unit rate 1 p/kWh | Scaler threshold for Unit rate 2 p/kWh | Scaler threshold for Unit rate 3 p/kWh | Scaler threshold for Fixed charge p/MPAN/day | Scaler threshold for Capacity charge p/kVA/day | Scaler threshold for Reactive power charge p/kVArh
Domestic Unrestricted | -64.3806 |  |  | 0
Domestic Two Rate | -62.3787 | -201.3738 |  | 0
Domestic Off Peak (related MPAN) | -97.2165
Small Non Domestic Unrestricted | -64.3806 |  |  | 0
Small Non Domestic Two Rate | -62.2997 | -165.5851 |  | 0
Small Non Domestic Off Peak (related MPAN) | -95.0488
LV Medium Non-Domestic | -62.2568 | -459.4705 |  | 0
LV Sub Medium Non-Domestic | -58.2724 | -435.0996 |  | 0
HV Medium Non-Domestic | -34.216 | -231.7472 |  | 0
LV HH Metered | -54.6083 | -53.4765 | -513.4203 | 0 | 0 | -57.1346
LV Sub HH Metered | -42.5278 | -41.3127 | -421.3634 | 0 | 0 | -44.5139
HV HH Metered | -34.0706 | -32.951 | -342.8757 | 0 | 0 | -35.6435
HV Sub HH Metered | -31.5191 | -30.2645 | -334.1546 | 0 | 0 | -33.0046
NHH UMS category A | -127.0358
NHH UMS category B | -141.0389
NHH UMS category C | -115.4244
NHH UMS category D | -112.6943
LV UMS (Pseudo HH Metered) | -98.61 | -95.8672 | -4847.0942
LV Generation NHH | -64.3806 |  |  | 0
LV Sub Generation NHH | -60.2898 |  |  | 0
LV Generation Intermittent | -64.3806 |  |  | 0 |  | -80.8675
LV Generation Non-Intermittent | -61.5442 | -60.4601 | -566.2734 | 0 |  | -80.8675
LV Sub Generation Intermittent | -60.2898 |  |  | 0 |  | -72.0941
LV Sub Generation Non-Intermittent | -57.6285 | -56.5174 | -536.4346 | 0 |  | -72.0941
HV Generation Intermittent | -41.2613 |  |  | 0 |  | -59.6509
HV Generation Non-Intermittent | -39.4228 | -38.2251 | -394.1644 | 0 |  | -59.6509
HV Sub Generation Intermittent | -41.7303 |  |  | 0 |  | -47.6844
HV Sub Generation Non-Intermittent | -39.8713 | -38.6742 | -397.8007 | 0 |  | -47.6844
3506. Constraint-free solution
Data sources:
Special calculation Special calculation
Constraint-free solution
Constraint-free solution | 75.0351
3507. Starting point
Data sources:
Special calculation Special calculation
Starting point
Starting point | -4847.0942
3508. Solve for General scaler rate
Data sources:
x1 = 3507. Starting point
x2 = 3505. Scaler threshold for Unit rate 1 p/kWh (in Scaler value at which the minimum is breached)
x3 = 3504. Effect through Unit rate 1 p/kWh (in Marginal revenue effect of scaler)
x4 = Location (in Solve for General scaler rate)
x5 = Kink (in Solve for General scaler rate)
x6 = Ranking before tie break (in Solve for General scaler rate)
x7 = Counter (in Solve for General scaler rate)
x8 = Tie breaker (in Solve for General scaler rate)
x9 = Ranking (in Solve for General scaler rate)
x10 = Kink reordering (in Solve for General scaler rate)
x11 = Starting slopes (in Solve for General scaler rate)
x12 = New slope (in Solve for General scaler rate)
x13 = Location (ordered) (in Solve for General scaler rate)
x14 = Starting values (in Solve for General scaler rate)
x15 = 3403. Revenue shortfall (surplus) £ (in Revenue surplus or shortfall)
x16 = 3506. Constraint-free solution
x17 = Value (in Solve for General scaler rate)
Kind: | Special calculation | Special calculation | Special calculation | Special calculation | Special calculation | Fixed data | Calculation | Special calculation | Special calculation | Special calculation | Special calculation | Special calculation | Special calculation
Formula: | Special calculation | Special calculation | Special calculation | Special calculation | Special calculation |  | =x6*168+x7 | Special calculation | Special calculation | Special calculation | Special calculation | Special calculation | Special calculation
| Location | Kink | Starting slopes | Starting values | Ranking before tie break | Counter | Tie breaker | Ranking | Kink reordering | Location (ordered) | New slope | Value | Root
Starting point | -4847.0942 |  |  |  |  | 0 | 0 |  |  | -4847.0942 | 0 | -232381521.0055 | 75.0351
Kink 1 | -64.3806 | 801578.1343 | 0 | -51606117.2717 | 27 | 1 | 4537 | 27 | 74 | -4847.0942 | 173.3028 | -232381521.0055
Kink 2 | -62.3787 | 49696.2071 | 0 | -3099986.9631 | 31 | 2 | 5210 | 31 | 78 | -566.2734 | 173.3028 | -231639642.9293
Kink 3 | -97.2165 | 72.2777 | 0 | -7026.5871 | 20 | 3 | 3363 | 20 | 80 | -536.4346 | 173.3028 | -231634471.7741
Kink 4 | -64.3806 | 168441.8964 | 0 | -10844397.9259 | 28 | 4 | 4708 | 28 | 66 | -513.4203 | 1123.9016 | -231630483.3433
Kink 5 | -62.2997 | 52706.8527 | 0 | -3283621.7641 | 32 | 5 | 5381 | 32 | 35 | -459.4705 | 1436.1936 | -231569849.0036
Kink 6 | -95.0488 | 47.7369 | 0 | -4537.3321 | 22 | 6 | 3702 | 22 | 36 | -435.0996 | 1436.5361 | -231534847.7411
Kink 7 | -62.2568 | 100075.1413 | 0 | -6230362.3409 | 33 | 7 | 5551 | 33 | 67 | -421.3634 | 1442.2102 | -231515115.1514
Kink 8 | -58.2724 | 134.8654 | 0 | -7858.9343 | 40 | 8 | 6728 | 40 | 84 | -397.8007 | 1442.2102 | -231481132.8206
Kink 9 | -34.216 | 218.7747 | 0 | -7485.5881 | 58 | 9 | 9753 | 58 | 82 | -394.1644 | 1442.2102 | -231475888.5039
Kink 10 | -54.6083 | 135069.367 | 0 | -7375913.0144 | 44 | 10 | 7402 | 44 | 68 | -342.8757 | 3059.2727 | -231401919.4578
Kink 11 | -42.5278 | 748.2277 | 0 | -31820.4872 | 49 | 11 | 8243 | 49 | 69 | -334.1546 | 3059.2727 | -231375239.1397
Kink 12 | -34.0706 | 189613.8691 | 0 | -6460251.3402 | 59 | 12 | 9924 | 59 | 37 | -231.7472 | 3059.9806 | -231061947.0575
Kink 13 | -31.5191 | 0 | 0 | 0 | 62 | 13 | 10429 | 62 | 30 | -201.3738 | 4460.4938 | -230969004.9776
Kink 14 | -127.0358 | 1175.5661 | 0 | -149338.9447 | 16 | 14 | 2702 | 16 | 33 | -165.5851 | 5504.9659 | -230809369.8854
Kink 15 | -141.0389 | 802.3391 | 0 | -113161.0433 | 15 | 15 | 2535 | 15 | 15 | -141.0389 | 6307.3051 | -230674243.7156
Kink 16 | -115.4244 | 107.5053 | 0 | -12408.7304 | 17 | 16 | 2872 | 17 | 14 | -127.0358 | 7482.8712 | -230585921.6062
Kink 17 | -112.6943 | 0 | 0 | 0 | 18 | 17 | 3041 | 18 | 16 | -115.4244 | 7590.3765 | -230499035.0224
Kink 18 | -98.61 | 15417.4534 | 0 | -1520314.6977 | 19 | 18 | 3210 | 19 | 17 | -112.6943 | 7590.3765 | -230478312.7477
Kink 19 | -64.3806 | 0 | 0 | 0 | 28 | 19 | 4723 | 29 | 18 | -98.61 | 23007.8299 | -230371407.4083
Kink 20 | -60.2898 | 0 | 0 | 0 | 36 | 20 | 6068 | 36 | 3 | -97.2165 | 23080.1076 | -230339347.3438
Kink 21 | -64.3806 | 0 | 0 | 0 | 28 | 21 | 4725 | 30 | 46 | -95.8672 | 28609.5507 | -230308205.4827
Kink 22 | -61.5442 | 0 | 0 | 0 | 34 | 22 | 5734 | 34 | 6 | -95.0488 | 28657.2876 | -230284789.1684
Kink 23 | -60.2898 | 0 | 0 | 0 | 36 | 23 | 6071 | 37 | 161 | -80.8675 | 28657.2876 | -229878392.297
Kink 24 | -57.6285 | 0 | 0 | 0 | 41 | 24 | 6912 | 41 | 162 | -80.8675 | 28657.2876 | -229878392.297
Kink 25 | -41.2613 | 0 | 0 | 0 | 52 | 25 | 8761 | 52 | 163 | -72.0941 | 28657.2876 | -229626969.8123
Kink 26 | -39.4228 | 0 | 0 | 0 | 54 | 26 | 9098 | 54 | 164 | -72.0941 | 28657.2876 | -229626969.8123
Kink 27 | -41.7303 | 0 | 0 | 0 | 50 | 27 | 8427 | 50 | 1 | -64.3806 | 830235.422 | -229405924.1634
Kink 28 | -39.8713 | 0 | 0 | 0 | 53 | 28 | 8932 | 53 | 4 | -64.3806 | 998677.3183 | -229405924.1634
Kink 29 | 0 | 0 | 0 | 0 | 64 | 29 | 10781 | 64 | 19 | -64.3806 | 998677.3183 | -229405924.1634
Kink 30 | -201.3738 | 1400.5132 | 0 | -282026.6645 | 13 | 30 | 2214 | 13 | 21 | -64.3806 | 998677.3183 | -229405924.1634
Kink 31 | 0 | 0 | 0 | 0 | 64 | 31 | 10783 | 65 | 2 | -62.3787 | 1048373.5255 | -227406670.6953
Kink 32 | 0 | 0 | 0 | 0 | 64 | 32 | 10784 | 66 | 5 | -62.2997 | 1101080.3782 | -227323816.4359
Kink 33 | -165.5851 | 1044.4722 | 0 | -172949.0765 | 14 | 33 | 2385 | 14 | 7 | -62.2568 | 1201155.5195 | -227276613.601
Kink 34 | 0 | 0 | 0 | 0 | 64 | 34 | 10786 | 67 | 22 | -61.5442 | 1201155.5195 | -226420593.1163
Kink 35 | -459.4705 | 312.2919 | 0 | -143488.9111 | 5 | 35 | 875 | 5 | 50 | -60.4601 | 1201155.5195 | -225118433.2811
Kink 36 | -435.0996 | 0.34251 | 0 | -149.0268 | 6 | 36 | 1044 | 6 | 20 | -60.2898 | 1201155.5195 | -224913917.427
Kink 37 | -231.7472 | 0.70789 | 0 | -164.052 | 12 | 37 | 2053 | 12 | 23 | -60.2898 | 1201155.5195 | -224913917.427
Kink 38 | -53.4765 | 83116.9958 | 0 | -4444802.1271 | 45 | 38 | 7598 | 45 | 165 | -59.6509 | 1201155.5195 | -224146528.9894
Kink 39 | -41.3127 | 347.5381 | 0 | -14357.7333 | 51 | 39 | 8607 | 51 | 166 | -59.6509 | 1201155.5195 | -224146528.9894
Kink 40 | -32.951 | 111678.1565 | 0 | -3679902.8084 | 61 | 40 | 10288 | 61 | 8 | -58.2724 | 1201290.3849 | -222490688.0227
Kink 41 | -30.2645 | 0 | 0 | 0 | 63 | 41 | 10625 | 63 | 24 | -57.6285 | 1201290.3849 | -221717123.0355
Kink 42 | 0 | 0 | 0 | 0 | 64 | 42 | 10794 | 68 | 150 | -57.1346 | 1205750.6999 | -221123894.3951
Kink 43 | 0 | 0 | 0 | 0 | 64 | 43 | 10795 | 69 | 52 | -56.5174 | 1205750.6999 | -220379651.9137
Kink 44 | 0 | 0 | 0 | 0 | 64 | 44 | 10796 | 70 | 10 | -54.6083 | 1340820.0668 | -218077801.9573
Kink 45 | 0 | 0 | 0 | 0 | 64 | 45 | 10797 | 71 | 38 | -53.4765 | 1423937.0627 | -216560154.1971
Kink 46 | -95.8672 | 5529.4432 | 0 | -530092.4504 | 21 | 46 | 3574 | 21 | 167 | -47.6844 | 1423937.0627 | -208312598.1703
Kink 47 | 0 | 0 | 0 | 0 | 64 | 47 | 10799 | 72 | 168 | -47.6844 | 1423937.0627 | -208312598.1703
Kink 48 | 0 | 0 | 0 | 0 | 64 | 48 | 10800 | 73 | 151 | -44.5139 | 1423960.4104 | -203798030.3506
Kink 49 | 0 | 0 | 0 | 0 | 64 | 49 | 10801 | 74 | 11 | -42.5278 | 1424708.6381 | -200969934.6775
Kink 50 | -60.4601 | 0 | 0 | 0 | 35 | 50 | 5930 | 35 | 27 | -41.7303 | 1424708.6381 | -199833734.0347
Kink 51 | 0 | 0 | 0 | 0 | 64 | 51 | 10803 | 75 | 39 | -41.3127 | 1425056.1762 | -199238742.3697
Kink 52 | -56.5174 | 0 | 0 | 0 | 43 | 52 | 7276 | 43 | 25 | -41.2613 | 1425056.1762 | -199165456.3852
Kink 53 | 0 | 0 | 0 | 0 | 64 | 53 | 10805 | 76 | 28 | -39.8713 | 1425056.1762 | -197184655.384
Kink 54 | -38.2251 | 0 | 0 | 0 | 56 | 54 | 9462 | 56 | 26 | -39.4228 | 1425056.1762 | -196545586.5724
Kink 55 | 0 | 0 | 0 | 0 | 64 | 55 | 10807 | 77 | 56 | -38.6742 | 1425056.1762 | -195478764.5387
Kink 56 | -38.6742 | 0 | 0 | 0 | 55 | 56 | 9296 | 55 | 54 | -38.2251 | 1425056.1762 | -194838710.2725
Kink 57 | 0 | 0 | 0 | 0 | 64 | 57 | 10809 | 78 | 152 | -35.6435 | 1431064.5788 | -191159886.8044
Kink 58 | 0 | 0 | 0 | 0 | 64 | 58 | 10810 | 79 | 9 | -34.216 | 1431283.3535 | -189116923.4307
Kink 59 | 0 | 0 | 0 | 0 | 64 | 59 | 10811 | 80 | 12 | -34.0706 | 1620897.2226 | -188908816.9991
Kink 60 | 0 | 0 | 0 | 0 | 64 | 60 | 10812 | 81 | 153 | -33.0046 | 1620897.2226 | -187181026.8256
Kink 61 | 0 | 0 | 0 | 0 | 64 | 61 | 10813 | 82 | 40 | -32.951 | 1732575.379 | -187094059.9747
Kink 62 | 0 | 0 | 0 | 0 | 64 | 62 | 10814 | 83 | 13 | -31.5191 | 1732575.379 | -184613224.6057
Kink 63 | 0 | 0 | 0 | 0 | 64 | 63 | 10815 | 84 | 41 | -30.2645 | 1732575.379 | -182439501.8324
Kink 64 | 0 | 0 | 0 | 0 | 64 | 64 | 10816 | 85 | 29 | 0 | 1732575.379 | -130004032.6635
Kink 65 | 0 | 0 | 0 | 0 | 64 | 65 | 10817 | 86 | 31 | 0 | 1732575.379 | -130004032.6635
Kink 66 | -513.4203 | 950.5989 | 0 | -488056.7867 | 4 | 66 | 738 | 4 | 32 | 0 | 1732575.379 | -130004032.6635
Kink 67 | -421.3634 | 5.6742 | 0 | -2390.8813 | 7 | 67 | 1243 | 7 | 34 | 0 | 1732575.379 | -130004032.6635
Kink 68 | -342.8757 | 1617.0625 | 0 | -554451.4923 | 10 | 68 | 1748 | 10 | 42 | 0 | 1732575.379 | -130004032.6635
Kink 69 | -334.1546 | 0 | 0 | 0 | 11 | 69 | 1917 | 11 | 43 | 0 | 1732575.379 | -130004032.6635
Kink 70 | 0 | 0 | 0 | 0 | 64 | 70 | 10822 | 87 | 44 | 0 | 1732575.379 | -130004032.6635
Kink 71 | 0 | 0 | 0 | 0 | 64 | 71 | 10823 | 88 | 45 | 0 | 1732575.379 | -130004032.6635
Kink 72 | 0 | 0 | 0 | 0 | 64 | 72 | 10824 | 89 | 47 | 0 | 1732575.379 | -130004032.6635
Kink 73 | 0 | 0 | 0 | 0 | 64 | 73 | 10825 | 90 | 48 | 0 | 1732575.379 | -130004032.6635
Kink 74 | -4847.0942 | 173.3028 | 0 | -840014.8247 | 1 | 74 | 242 | 1 | 49 | 0 | 1732575.379 | -130004032.6635
Kink 75 | 0 | 0 | 0 | 0 | 64 | 75 | 10827 | 91 | 51 | 0 | 1732575.379 | -130004032.6635
Kink 76 | 0 | 0 | 0 | 0 | 64 | 76 | 10828 | 92 | 53 | 0 | 1732575.379 | -130004032.6635
Kink 77 | 0 | 0 | 0 | 0 | 64 | 77 | 10829 | 93 | 55 | 0 | 1732575.379 | -130004032.6635
Kink 78 | -566.2734 | 0 | 0 | 0 | 2 | 78 | 414 | 2 | 57 | 0 | 1732575.379 | -130004032.6635
Kink 79 | 0 | 0 | 0 | 0 | 64 | 79 | 10831 | 94 | 58 | 0 | 1732575.379 | -130004032.6635
Kink 80 | -536.4346 | 0 | 0 | 0 | 3 | 80 | 584 | 3 | 59 | 0 | 1732575.379 | -130004032.6635
Kink 81 | 0 | 0 | 0 | 0 | 64 | 81 | 10833 | 95 | 60 | 0 | 1732575.379 | -130004032.6635
Kink 82 | -394.1644 | 0 | 0 | 0 | 9 | 82 | 1594 | 9 | 61 | 0 | 1732575.379 | -130004032.6635
Kink 83 | 0 | 0 | 0 | 0 | 64 | 83 | 10835 | 96 | 62 | 0 | 1732575.379 | -130004032.6635
Kink 84 | -397.8007 | 0 | 0 | 0 | 8 | 84 | 1428 | 8 | 63 | 0 | 1732575.379 | -130004032.6635
Kink 85 | 0 | 0 | 0 | 0 | 64 | 85 | 10837 | 97 | 64 | 0 | 1732575.379 | -130004032.6635
Kink 86 | 0 | 0 | 0 | 0 | 64 | 86 | 10838 | 98 | 65 | 0 | 1732575.379 | -130004032.6635
Kink 87 | 0 | 0 | 0 | 0 | 64 | 87 | 10839 | 99 | 70 | 0 | 1732575.379 | -130004032.6635
Kink 88 | 0 | 0 | 0 | 0 | 64 | 88 | 10840 | 100 | 71 | 0 | 1732575.379 | -130004032.6635
Kink 89 | 0 | 0 | 0 | 0 | 64 | 89 | 10841 | 101 | 72 | 0 | 1732575.379 | -130004032.6635
Kink 90 | 0 | 0 | 0 | 0 | 64 | 90 | 10842 | 102 | 73 | 0 | 1732575.379 | -130004032.6635
Kink 91 | 0 | 0 | 0 | 0 | 64 | 91 | 10843 | 103 | 75 | 0 | 1732575.379 | -130004032.6635
Kink 92 | 0 | 0 | 0 | 0 | 64 | 92 | 10844 | 104 | 76 | 0 | 1732575.379 | -130004032.6635
Kink 93 | 0 | 0 | 0 | 0 | 64 | 93 | 10845 | 105 | 77 | 0 | 1732575.379 | -130004032.6635
Kink 94 | 0 | 0 | 0 | 0 | 64 | 94 | 10846 | 106 | 79 | 0 | 1732575.379 | -130004032.6635
Kink 95 | 0 | 0 | 0 | 0 | 64 | 95 | 10847 | 107 | 81 | 0 | 1732575.379 | -130004032.6635
Kink 96 | 0 | 0 | 0 | 0 | 64 | 96 | 10848 | 108 | 83 | 0 | 1732575.379 | -130004032.6635
Kink 97 | 0 | 0 | 0 | 0 | 64 | 97 | 10849 | 109 | 85 | 0 | 1732575.379 | -130004032.6635
Kink 98 | 0 | 0 | 0 | 0 | 64 | 98 | 10850 | 110 | 86 | 0 | 1732575.379 | -130004032.6635
Kink 99 | 0 | 0 | 0 | 0 | 64 | 99 | 10851 | 111 | 87 | 0 | 1732575.379 | -130004032.6635
Kink 100 | 0 | 0 | 0 | 0 | 64 | 100 | 10852 | 112 | 88 | 0 | 1732575.379 | -130004032.6635
Kink 101 | 0 | 0 | 0 | 0 | 64 | 101 | 10853 | 113 | 89 | 0 | 1732575.379 | -130004032.6635
Kink 102 | 0 | 0 | 0 | 0 | 64 | 102 | 10854 | 114 | 90 | 0 | 1732575.379 | -130004032.6635
Kink 103 | 0 | 0 | 0 | 0 | 64 | 103 | 10855 | 115 | 91 | 0 | 1732575.379 | -130004032.6635
Kink 104 | 0 | 0 | 0 | 0 | 64 | 104 | 10856 | 116 | 92 | 0 | 1732575.379 | -130004032.6635
Kink 105 | 0 | 0 | 0 | 0 | 64 | 105 | 10857 | 117 | 93 | 0 | 1732575.379 | -130004032.6635
Kink 106 | 0 | 0 | 0 | 0 | 64 | 106 | 10858 | 118 | 94 | 0 | 1732575.379 | -130004032.6635
Kink 107 | 0 | 0 | 0 | 0 | 64 | 107 | 10859 | 119 | 95 | 0 | 1732575.379 | -130004032.6635
Kink 108 | 0 | 0 | 0 | 0 | 64 | 108 | 10860 | 120 | 96 | 0 | 1732575.379 | -130004032.6635
Kink 109 | 0 | 0 | 0 | 0 | 64 | 109 | 10861 | 121 | 97 | 0 | 1732575.379 | -130004032.6635
Kink 110 | 0 | 0 | 0 | 0 | 64 | 110 | 10862 | 122 | 98 | 0 | 1732575.379 | -130004032.6635
Kink 111 | 0 | 0 | 0 | 0 | 64 | 111 | 10863 | 123 | 99 | 0 | 1732575.379 | -130004032.6635
Kink 112 | 0 | 0 | 0 | 0 | 64 | 112 | 10864 | 124 | 100 | 0 | 1732575.379 | -130004032.6635
Kink 113 | 0 | 0 | 0 | 0 | 64 | 113 | 10865 | 125 | 101 | 0 | 1732575.379 | -130004032.6635
Kink 114 | 0 | 0 | 0 | 0 | 64 | 114 | 10866 | 126 | 102 | 0 | 1732575.379 | -130004032.6635
Kink 115 | 0 | 0 | 0 | 0 | 64 | 115 | 10867 | 127 | 103 | 0 | 1732575.379 | -130004032.6635
Kink 116 | 0 | 0 | 0 | 0 | 64 | 116 | 10868 | 128 | 104 | 0 | 1732575.379 | -130004032.6635
Kink 117 | 0 | 0 | 0 | 0 | 64 | 117 | 10869 | 129 | 105 | 0 | 1732575.379 | -130004032.6635
Kink 118 | 0 | 0 | 0 | 0 | 64 | 118 | 10870 | 130 | 106 | 0 | 1732575.379 | -130004032.6635
Kink 119 | 0 | 0 | 0 | 0 | 64 | 119 | 10871 | 131 | 107 | 0 | 1732575.379 | -130004032.6635
Kink 120 | 0 | 0 | 0 | 0 | 64 | 120 | 10872 | 132 | 108 | 0 | 1732575.379 | -130004032.6635
Kink 121 | 0 | 0 | 0 | 0 | 64 | 121 | 10873 | 133 | 109 | 0 | 1732575.379 | -130004032.6635
Kink 122 | 0 | 0 | 0 | 0 | 64 | 122 | 10874 | 134 | 110 | 0 | 1732575.379 | -130004032.6635
Kink 123 | 0 | 0 | 0 | 0 | 64 | 123 | 10875 | 135 | 111 | 0 | 1732575.379 | -130004032.6635
Kink 124 | 0 | 0 | 0 | 0 | 64 | 124 | 10876 | 136 | 112 | 0 | 1732575.379 | -130004032.6635
Kink 125 | 0 | 0 | 0 | 0 | 64 | 125 | 10877 | 137 | 113 | 0 | 1732575.379 | -130004032.6635
Kink 126 | 0 | 0 | 0 | 0 | 64 | 126 | 10878 | 138 | 114 | 0 | 1732575.379 | -130004032.6635
Kink 127 | 0 | 0 | 0 | 0 | 64 | 127 | 10879 | 139 | 115 | 0 | 1732575.379 | -130004032.6635
Kink 128 | 0 | 0 | 0 | 0 | 64 | 128 | 10880 | 140 | 116 | 0 | 1732575.379 | -130004032.6635
Kink 129 | 0 | 0 | 0 | 0 | 64 | 129 | 10881 | 141 | 117 | 0 | 1732575.379 | -130004032.6635
Kink 130 | 0 | 0 | 0 | 0 | 64 | 130 | 10882 | 142 | 118 | 0 | 1732575.379 | -130004032.6635
Kink 131 | 0 | 0 | 0 | 0 | 64 | 131 | 10883 | 143 | 119 | 0 | 1732575.379 | -130004032.6635
Kink 132 | 0 | 0 | 0 | 0 | 64 | 132 | 10884 | 144 | 120 | 0 | 1732575.379 | -130004032.6635
Kink 133 | 0 | 0 | 0 | 0 | 64 | 133 | 10885 | 145 | 121 | 0 | 1732575.379 | -130004032.6635
Kink 134 | 0 | 0 | 0 | 0 | 64 | 134 | 10886 | 146 | 122 | 0 | 1732575.379 | -130004032.6635
Kink 135 | 0 | 0 | 0 | 0 | 64 | 135 | 10887 | 147 | 123 | 0 | 1732575.379 | -130004032.6635
Kink 136 | 0 | 0 | 0 | 0 | 64 | 136 | 10888 | 148 | 124 | 0 | 1732575.379 | -130004032.6635
Kink 137 | 0 | 0 | 0 | 0 | 64 | 137 | 10889 | 149 | 125 | 0 | 1732575.379 | -130004032.6635
Kink 138 | 0 | 0 | 0 | 0 | 64 | 138 | 10890 | 150 | 126 | 0 | 1732575.379 | -130004032.6635
Kink 139 | 0 | 0 | 0 | 0 | 64 | 139 | 10891 | 151 | 127 | 0 | 1732575.379 | -130004032.6635
Kink 140 | 0 | 0 | 0 | 0 | 64 | 140 | 10892 | 152 | 128 | 0 | 1732575.379 | -130004032.6635
Kink 141 | 0 | 0 | 0 | 0 | 64 | 141 | 10893 | 153 | 129 | 0 | 1732575.379 | -130004032.6635
Kink 142 | 0 | 0 | 0 | 0 | 64 | 142 | 10894 | 154 | 130 | 0 | 1732575.379 | -130004032.6635
Kink 143 | 0 | 0 | 0 | 0 | 64 | 143 | 10895 | 155 | 131 | 0 | 1732575.379 | -130004032.6635
Kink 144 | 0 | 0 | 0 | 0 | 64 | 144 | 10896 | 156 | 132 | 0 | 1732575.379 | -130004032.6635
Kink 145 | 0 | 0 | 0 | 0 | 64 | 145 | 10897 | 157 | 133 | 0 | 1732575.379 | -130004032.6635
Kink 146 | 0 | 0 | 0 | 0 | 64 | 146 | 10898 | 158 | 134 | 0 | 1732575.379 | -130004032.6635
Kink 147 | 0 | 0 | 0 | 0 | 64 | 147 | 10899 | 159 | 135 | 0 | 1732575.379 | -130004032.6635
Kink 148 | 0 | 0 | 0 | 0 | 64 | 148 | 10900 | 160 | 136 | 0 | 1732575.379 | -130004032.6635
Kink 149 | 0 | 0 | 0 | 0 | 64 | 149 | 10901 | 161 | 137 | 0 | 1732575.379 | -130004032.6635
Kink 150 | -57.1346 | 4460.3149 | 0 | -254838.4744 | 42 | 150 | 7206 | 42 | 138 | 0 | 1732575.379 | -130004032.6635
Kink 151 | -44.5139 | 23.3478 | 0 | -1039.3004 | 48 | 151 | 8215 | 48 | 139 | 0 | 1732575.379 | -130004032.6635
Kink 152 | -35.6435 | 6008.4026 | 0 | -214160.7671 | 57 | 152 | 9728 | 57 | 140 | 0 | 1732575.379 | -130004032.6635
Kink 153 | -33.0046 | 0 | 0 | 0 | 60 | 153 | 10233 | 60 | 141 | 0 | 1732575.379 | -130004032.6635
Kink 154 | 0 | 0 | 0 | 0 | 64 | 154 | 10906 | 162 | 142 | 0 | 1732575.379 | -130004032.6635
Kink 155 | 0 | 0 | 0 | 0 | 64 | 155 | 10907 | 163 | 143 | 0 | 1732575.379 | -130004032.6635
Kink 156 | 0 | 0 | 0 | 0 | 64 | 156 | 10908 | 164 | 144 | 0 | 1732575.379 | -130004032.6635
Kink 157 | 0 | 0 | 0 | 0 | 64 | 157 | 10909 | 165 | 145 | 0 | 1732575.379 | -130004032.6635
Kink 158 | 0 | 0 | 0 | 0 | 64 | 158 | 10910 | 166 | 146 | 0 | 1732575.379 | -130004032.6635
Kink 159 | 0 | 0 | 0 | 0 | 64 | 159 | 10911 | 167 | 147 | 0 | 1732575.379 | -130004032.6635
Kink 160 | 0 | 0 | 0 | 0 | 64 | 160 | 10912 | 168 | 148 | 0 | 1732575.379 | -130004032.6635
Kink 161 | -80.8675 | 0 | 0 | 0 | 23 | 161 | 4025 | 23 | 149 | 0 | 1732575.379 | -130004032.6635
Kink 162 | -80.8675 | 0 | 0 | 0 | 23 | 162 | 4026 | 24 | 154 | 0 | 1732575.379 | -130004032.6635
Kink 163 | -72.0941 | 0 | 0 | 0 | 25 | 163 | 4363 | 25 | 155 | 0 | 1732575.379 | -130004032.6635
Kink 164 | -72.0941 | 0 | 0 | 0 | 25 | 164 | 4364 | 26 | 156 | 0 | 1732575.379 | -130004032.6635
Kink 165 | -59.6509 | 0 | 0 | 0 | 38 | 165 | 6549 | 38 | 157 | 0 | 1732575.379 | -130004032.6635
Kink 166 | -59.6509 | 0 | 0 | 0 | 38 | 166 | 6550 | 39 | 158 | 0 | 1732575.379 | -130004032.6635
Kink 167 | -47.6844 | 0 | 0 | 0 | 46 | 167 | 7895 | 46 | 159 | 0 | 1732575.379 | -130004032.6635
Kink 168 | -47.6844 | 0 | 0 | 0 | 46 | 168 | 7896 | 47 | 160 | 0 | 1732575.379 | -130004032.6635
3509. General scaler rate
Data sources:
x1 = 3508. Root (in Solve for General scaler rate)
Optimisation result =MIN(x1)
General scaler rate
General scaler rate | 75.0351
3510. Scaler
Data sources:
x1 = 2302. Load coefficient
x2 = 3503. Unit rate 1 p/kWh scalable part (in Scalable elements of tariff components)
x3 = 3509. General scaler rate
x4 = 3307. Unit rate 1 p/kWh (total) (in Summary of charges before revenue matching)
x5 = 3503. Unit rate 2 p/kWh scalable part (in Scalable elements of tariff components)
x6 = 3307. Unit rate 2 p/kWh (total) (in Summary of charges before revenue matching)
x7 = 3503. Unit rate 3 p/kWh scalable part (in Scalable elements of tariff components)
x8 = 3307. Unit rate 3 p/kWh (total) (in Summary of charges before revenue matching)
x9 = 3503. Fixed charge p/MPAN/day scalable part (in Scalable elements of tariff components)
x10 = 3307. Fixed charge p/MPAN/day (total) (in Summary of charges before revenue matching)
x11 = 3503. Capacity charge p/kVA/day scalable part (in Scalable elements of tariff components)
x12 = 3307. Capacity charge p/kVA/day (total) (in Summary of charges before revenue matching)
x13 = 3503. Reactive power charge p/kVArh scalable part (in Scalable elements of tariff components)
x14 = 3307. Reactive power charge p/kVArh (in Summary of charges before revenue matching)
x15 = 1010. Days in the charging year (in Financial and general assumptions)
x16 = Fixed charge p/MPAN/day scaler (in Scaler)
x17 = 2305. MPANs (in Equivalent volume for each end user)
x18 = Capacity charge p/kVA/day scaler (in Scaler)
x19 = 2305. Import capacity (kVA) (in Equivalent volume for each end user)
x20 = Unit rate 1 p/kWh scaler (in Scaler)
x21 = 2305. Rate 1 units (MWh) (in Equivalent volume for each end user)
x22 = Unit rate 2 p/kWh scaler (in Scaler)
x23 = 2305. Rate 2 units (MWh) (in Equivalent volume for each end user)
x24 = Unit rate 3 p/kWh scaler (in Scaler)
x25 = 2305. Rate 3 units (MWh) (in Equivalent volume for each end user)
x26 = Reactive power charge p/kVArh scaler (in Scaler)
x27 = 2305. Reactive power units (MVArh) (in Equivalent volume for each end user)
Kind: | Calculation | Calculation | Calculation | Calculation | Calculation | Calculation | Calculation
Formula: | =IF(x1<0,0,IF(x2*x3+x4>0,x2*x3,0-x4)) | =IF(x1<0,0,IF(x5*x3+x6>0,x5*x3,0-x6)) | =IF(x1<0,0,IF(x7*x3+x8>0,x7*x3,0-x8)) | =IF(x1<0,0,IF(x9*x3+x10>0,x9*x3,0-x10)) | =IF(x1<0,0,IF(x11*x3+x12>0,x11*x3,0-x12)) | =IF(x1<0,0,IF(x13*x3+x14>0,x13*x3,0-x14)) | =0.01*x15*(x16*x17+x18*x19)+10*(x20*x21+x22*x23+x24*x25+x26*x27)
| Unit rate 1 p/kWh scaler | Unit rate 2 p/kWh scaler | Unit rate 3 p/kWh scaler | Fixed charge p/MPAN/day scaler | Capacity charge p/kVA/day scaler | Reactive power charge p/kVArh scaler | Net revenues by tariff from scaler
Domestic Unrestricted | 1.8675 | 0 | 0 | 0 | 0 | 0 | 60146525.9294
Domestic Two Rate | 2.0747 | 0.056526 | 0 | 0 | 0 | 0 | 3834049.458
Domestic Off Peak (related MPAN) | 0.13738 | 0 | 0 | 0 | 0 | 0 | 5423.3669
Small Non Domestic Unrestricted | 1.498 | 0 | 0 | 0 | 0 | 0 | 12639060.9393
Small Non Domestic Two Rate | 1.9559 | 0.082871 | 0 | 0 | 0 | 0 | 4033238.0798
Small Non Domestic Off Peak (related MPAN) | 0.14443 | 0 | 0 | 0 | 0 | 0 | 3581.944
LV Medium Non-Domestic | 1.8824 | 0.021806 | 0 | 0 | 0 | 0 | 7532584.905
LV Sub Medium Non-Domestic | 1.7697 | 0.020501 | 0 | 0 | 0 | 0 | 10145.3478
HV Medium Non-Domestic | 1.6912 | 0.023766 | 0 | 0 | 0 | 0 | 16468.9094
LV HH Metered | 9.4752 | 0.91888 | 0.014225 | 0 | 0 | 0.32249 | 16777652.5075
LV Sub HH Metered | 8.3554 | 0.81029 | 0.012544 | 0 | 0 | 0.31566 | 84398.5973
HV HH Metered | 8.48 | 0.82237 | 0.012731 | 0 | 0 | 0.27231 | 23179666.5414
HV Sub HH Metered | 7.5675 | 0.73387 | 0.011361 | 0 | 0 | 0.26841 | 0
NHH UMS category A | 0.98054 | 0 | 0 | 0 | 0 | 0 | 88208.7645
NHH UMS category B | 1.0511 | 0 | 0 | 0 | 0 | 0 | 60203.6288
NHH UMS category C | 1.9156 | 0 | 0 | 0 | 0 | 0 | 8066.674
NHH UMS category D | 0.93442 | 0 | 0 | 0 | 0 | 0 | 0
LV UMS (Pseudo HH Metered) | 18.9714 | 1.1555 | 0.012454 | 0 | 0 | 0 | 1584757.0702
LV Generation NHH | 0 | 0 | 0 | 0 | 0 | 0 | 0
LV Sub Generation NHH | 0 | 0 | 0 | 0 | 0 | 0 | 0
LV Generation Intermittent | 0 | 0 | 0 | 0 | 0 | 0 | 0
LV Generation Non-Intermittent | 0 | 0 | 0 | 0 | 0 | 0 | 0
LV Sub Generation Intermittent | 0 | 0 | 0 | 0 | 0 | 0 | 0
LV Sub Generation Non-Intermittent | 0 | 0 | 0 | 0 | 0 | 0 | 0
HV Generation Intermittent | 0 | 0 | 0 | 0 | 0 | 0 | 0
HV Generation Non-Intermittent | 0 | 0 | 0 | 0 | 0 | 0 | 0
HV Sub Generation Intermittent | 0 | 0 | 0 | 0 | 0 | 0 | 0
HV Sub Generation Non-Intermittent | 0 | 0 | 0 | 0 | 0 | 0 | 0

## Adjust
Tariff component adjustment and rounding for WPD South Wales in April 14 (102)
3601. Tariffs before rounding
Data sources:
x1 = 3307. Unit rate 1 p/kWh (total) (in Summary of charges before revenue matching)
x2 = 3510. Unit rate 1 p/kWh scaler (in Scaler)
x3 = 3307. Unit rate 2 p/kWh (total) (in Summary of charges before revenue matching)
x4 = 3510. Unit rate 2 p/kWh scaler (in Scaler)
x5 = 3307. Unit rate 3 p/kWh (total) (in Summary of charges before revenue matching)
x6 = 3510. Unit rate 3 p/kWh scaler (in Scaler)
x7 = 3307. Fixed charge p/MPAN/day (total) (in Summary of charges before revenue matching)
x8 = 3510. Fixed charge p/MPAN/day scaler (in Scaler)
x9 = 3307. Capacity charge p/kVA/day (total) (in Summary of charges before revenue matching)
x10 = 3510. Capacity charge p/kVA/day scaler (in Scaler)
x11 = 3307. Reactive power charge p/kVArh (in Summary of charges before revenue matching)
x12 = 3510. Reactive power charge p/kVArh scaler (in Scaler)
Kind: | Calculation | Calculation | Calculation | Calculation | Calculation | Calculation
Formula: | =x1+x2 | =x3+x4 | =x5+x6 | =x7+x8 | =x9+x10 | =x11+x12
| Unit rate 1 p/kWh | Unit rate 2 p/kWh | Unit rate 3 p/kWh | Fixed charge p/MPAN/day | Capacity charge p/kVA/day | Reactive power charge p/kVArh
Domestic Unrestricted | 3.4699 |  |  | 4.0871
Domestic Two Rate | 3.7995 | 0.20822 |  | 4.0871
Domestic Off Peak (related MPAN) | 0.31538
Small Non Domestic Unrestricted | 2.7833 |  |  | 7.0953
Small Non Domestic Two Rate | 3.5798 | 0.26575 |  | 7.0953
Small Non Domestic Off Peak (related MPAN) | 0.32738
LV Medium Non-Domestic | 3.4442 | 0.15533 |  | 48.1638
LV Sub Medium Non-Domestic | 3.1441 | 0.13938 |  | 27.5591
HV Medium Non-Domestic | 2.4624 | 0.097167 |  | 161.6995
LV HH Metered | 16.3709 | 1.5738 | 0.11156 | 10.2094 | 2.7831 | 0.56804
LV Sub HH Metered | 13.0911 | 1.2564 | 0.082986 | 7.4984 | 3.2589 | 0.50292
HV HH Metered | 12.3305 | 1.1835 | 0.070907 | 76.4014 | 3.3004 | 0.40167
HV Sub HH Metered | 10.7462 | 1.0299 | 0.061956 | 76.4014 | 2.5878 | 0.38647
NHH UMS category A | 2.6406
NHH UMS category B | 3.0269
NHH UMS category C | 4.8624
NHH UMS category D | 2.3378
LV UMS (Pseudo HH Metered) | 43.9032 | 2.6319 | 0.81698
LV Generation NHH | -0.79814 |  |  | 0
LV Sub Generation NHH | -0.7316 |  |  | 0
LV Generation Intermittent | -0.79814 |  |  | 0 |  | 0.26182
LV Generation Non-Intermittent | -6.5316 | -0.62226 | -0.090226 | 0 |  | 0.26182
LV Sub Generation Intermittent | -0.7316 |  |  | 0 |  | 0.22847
LV Sub Generation Non-Intermittent | -5.9865 | -0.56937 | -0.083662 | 0 |  | 0.22847
HV Generation Intermittent | -0.49316 |  |  | 37.5468 |  | 0.18619
HV Generation Non-Intermittent | -4.0337 | -0.37929 | -0.060548 | 37.5468 |  | 0.18619
HV Sub Generation Intermittent | -0.49162 |  |  | 37.5468 |  | 0.14671
HV Sub Generation Non-Intermittent | -4.0211 | -0.37825 | -0.060231 | 37.5468 |  | 0.14671
3602. Decimal places
| Unit rate 1 p/kWh | Unit rate 2 p/kWh | Unit rate 3 p/kWh | Fixed charge p/MPAN/day | Capacity charge p/kVA/day | Reactive power charge p/kVArh
Decimal places | 3 | 3 | 3 | 2 | 2 | 3
3603. Tariff rounding
Data sources:
x1 = 3601. Unit rate 1 p/kWh before rounding (in Tariffs before rounding)
x2 = 3602. Unit rate 1 p/kWh decimal places (in Decimal places)
x3 = 3601. Unit rate 2 p/kWh before rounding (in Tariffs before rounding)
x4 = 3602. Unit rate 2 p/kWh decimal places (in Decimal places)
x5 = 3601. Unit rate 3 p/kWh before rounding (in Tariffs before rounding)
x6 = 3602. Unit rate 3 p/kWh decimal places (in Decimal places)
x7 = 3601. Fixed charge p/MPAN/day before rounding (in Tariffs before rounding)
x8 = 3602. Fixed charge p/MPAN/day decimal places (in Decimal places)
x9 = 3601. Capacity charge p/kVA/day before rounding (in Tariffs before rounding)
x10 = 3602. Capacity charge p/kVA/day decimal places (in Decimal places)
x11 = 3601. Reactive power charge p/kVArh before rounding (in Tariffs before rounding)
x12 = 3602. Reactive power charge p/kVArh decimal places (in Decimal places)
Kind: | Calculation | Calculation | Calculation | Calculation | Calculation | Calculation
Formula: | =ROUND(x1,x2)-x1 | =ROUND(x3,x4)-x3 | =ROUND(x5,x6)-x5 | =ROUND(x7,x8)-x7 | =ROUND(x9,x10)-x9 | =ROUND(x11,x12)-x11
| Unit rate 1 p/kWh | Unit rate 2 p/kWh | Unit rate 3 p/kWh | Fixed charge p/MPAN/day | Capacity charge p/kVA/day | Reactive power charge p/kVArh
Domestic Unrestricted | 0.00011593 |  |  | 0.0029083
Domestic Two Rate | -0.00045644 | -0.00022486 |  | 0.0029083
Domestic Off Peak (related MPAN) | -0.00037868
Small Non Domestic Unrestricted | -0.00028686 |  |  | 0.0047103
Small Non Domestic Two Rate | 0.00019252 | 0.00025232 |  | 0.0047103
Small Non Domestic Off Peak (related MPAN) | -0.00038019
LV Medium Non-Domestic | -0.00016624 | -0.00033037 |  | -0.0037724
LV Sub Medium Non-Domestic | -6.8677e-05 | -0.0003758 |  | 0.00087708
HV Medium Non-Domestic | -0.00035887 | -0.00016695 |  | 0.00048723
LV HH Metered | 5.7233e-05 | 0.00024897 | 0.0004402 | 0.00055486 | -0.0031141 | -4.305e-05
LV Sub HH Metered | -8.3113e-05 | -0.0004178 | 1.3654e-05 | 0.0016335 | 0.0010917 | 8.0363e-05
HV HH Metered | -0.00047257 | 0.00049302 | 9.3343e-05 | -0.0014407 | -0.0003533 | 0.00033424
HV Sub HH Metered | -0.00022168 | 0.00012966 | 4.4349e-05 | -0.0014407 | 0.0022295 | -0.00047147
NHH UMS category A | 0.00038771
NHH UMS category B | 8.0489e-05
NHH UMS category C | -0.00038212
NHH UMS category D | 0.00017805
LV UMS (Pseudo HH Metered) | -0.00024772 | 0.00011389 | 1.5955e-05
LV Generation NHH | 0.00014361 |  |  | 0
LV Sub Generation NHH | -0.00040089 |  |  | 0
LV Generation Intermittent | 0.00014361 |  |  | 0 |  | 0.00018493
LV Generation Non-Intermittent | -0.0003601 | 0.00026407 | 0.00022616 | 0 |  | 0.00018493
LV Sub Generation Intermittent | -0.00040089 |  |  | 0 |  | -0.00046709
LV Sub Generation Non-Intermittent | -0.00046217 | 0.00036596 | -0.00033833 | 0 |  | -0.00046709
HV Generation Intermittent | 0.00015692 |  |  | 0.0031814 |  | -0.00018938
HV Generation Non-Intermittent | -0.00033382 | 0.00028977 | -0.00045189 | 0.0031814 |  | -0.00018938
HV Sub Generation Intermittent | -0.00038257 |  |  | 0.0031814 |  | 0.00029441
HV Sub Generation Non-Intermittent | 0.00010458 | 0.00024861 | 0.00023123 | 0.0031814 |  | 0.00029441
3604. All the way tariffs
Data sources:
x1 = 3601. Unit rate 1 p/kWh before rounding (in Tariffs before rounding)
x2 = 3603. Unit rate 1 p/kWh rounding (in Tariff rounding)
x3 = 3601. Unit rate 2 p/kWh before rounding (in Tariffs before rounding)
x4 = 3603. Unit rate 2 p/kWh rounding (in Tariff rounding)
x5 = 3601. Unit rate 3 p/kWh before rounding (in Tariffs before rounding)
x6 = 3603. Unit rate 3 p/kWh rounding (in Tariff rounding)
x7 = 3601. Fixed charge p/MPAN/day before rounding (in Tariffs before rounding)
x8 = 3603. Fixed charge p/MPAN/day rounding (in Tariff rounding)
x9 = 3601. Capacity charge p/kVA/day before rounding (in Tariffs before rounding)
x10 = 3603. Capacity charge p/kVA/day rounding (in Tariff rounding)
x11 = 3601. Reactive power charge p/kVArh before rounding (in Tariffs before rounding)
x12 = 3603. Reactive power charge p/kVArh rounding (in Tariff rounding)
Kind: | Calculation | Calculation | Calculation | Calculation | Calculation | Calculation
Formula: | =x1+x2 | =x3+x4 | =x5+x6 | =x7+x8 | =x9+x10 | =x11+x12
| Unit rate 1 p/kWh | Unit rate 2 p/kWh | Unit rate 3 p/kWh | Fixed charge p/MPAN/day | Capacity charge p/kVA/day | Reactive power charge p/kVArh
Domestic Unrestricted | 3.47 |  |  | 4.09
Domestic Two Rate | 3.799 | 0.208 |  | 4.09
Domestic Off Peak (related MPAN) | 0.315
Small Non Domestic Unrestricted | 2.783 |  |  | 7.1
Small Non Domestic Two Rate | 3.58 | 0.266 |  | 7.1
Small Non Domestic Off Peak (related MPAN) | 0.327
LV Medium Non-Domestic | 3.444 | 0.155 |  | 48.16
LV Sub Medium Non-Domestic | 3.144 | 0.139 |  | 27.56
HV Medium Non-Domestic | 2.462 | 0.097 |  | 161.7
LV HH Metered | 16.371 | 1.574 | 0.112 | 10.21 | 2.78 | 0.568
LV Sub HH Metered | 13.091 | 1.256 | 0.083 | 7.5 | 3.26 | 0.503
HV HH Metered | 12.33 | 1.184 | 0.071 | 76.4 | 3.3 | 0.402
HV Sub HH Metered | 10.746 | 1.03 | 0.062 | 76.4 | 2.59 | 0.386
NHH UMS category A | 2.641
NHH UMS category B | 3.027
NHH UMS category C | 4.862
NHH UMS category D | 2.338
LV UMS (Pseudo HH Metered) | 43.903 | 2.632 | 0.817
LV Generation NHH | -0.798 |  |  | 0
LV Sub Generation NHH | -0.732 |  |  | 0
LV Generation Intermittent | -0.798 |  |  | 0 |  | 0.262
LV Generation Non-Intermittent | -6.532 | -0.622 | -0.09 | 0 |  | 0.262
LV Sub Generation Intermittent | -0.732 |  |  | 0 |  | 0.228
LV Sub Generation Non-Intermittent | -5.987 | -0.569 | -0.084 | 0 |  | 0.228
HV Generation Intermittent | -0.493 |  |  | 37.55 |  | 0.186
HV Generation Non-Intermittent | -4.034 | -0.379 | -0.061 | 37.55 |  | 0.186
HV Sub Generation Intermittent | -0.492 |  |  | 37.55 |  | 0.147
HV Sub Generation Non-Intermittent | -4.021 | -0.378 | -0.06 | 37.55 |  | 0.147
3605. Net revenues by tariff from rounding
Data sources:
x1 = 1010. Days in the charging year (in Financial and general assumptions)
x2 = 3603. Fixed charge p/MPAN/day rounding (in Tariff rounding)
x3 = 2305. MPANs (in Equivalent volume for each end user)
x4 = 3603. Capacity charge p/kVA/day rounding (in Tariff rounding)
x5 = 2305. Import capacity (kVA) (in Equivalent volume for each end user)
x6 = 3603. Unit rate 1 p/kWh rounding (in Tariff rounding)
x7 = 2305. Rate 1 units (MWh) (in Equivalent volume for each end user)
x8 = 3603. Unit rate 2 p/kWh rounding (in Tariff rounding)
x9 = 2305. Rate 2 units (MWh) (in Equivalent volume for each end user)
x10 = 3603. Unit rate 3 p/kWh rounding (in Tariff rounding)
x11 = 2305. Rate 3 units (MWh) (in Equivalent volume for each end user)
x12 = 3603. Reactive power charge p/kVArh rounding (in Tariff rounding)
x13 = 2305. Reactive power units (MVArh) (in Equivalent volume for each end user)
Calculation =0.01*x1*(x2*x3+x4*x5)+10*(x6*x7+x8*x9+x10*x11+x12*x13)
Net revenues by tariff from rounding
Domestic Unrestricted | 13926.0785
Domestic Two Rate | -606.2792
Domestic Off Peak (related MPAN) | -14.9489
Small Non Domestic Unrestricted | -1334.7877
Small Non Domestic Two Rate | 859.9279
Small Non Domestic Off Peak (related MPAN) | -9.429
LV Medium Non-Domestic | -1082.2005
LV Sub Medium Non-Domestic | -0.84782
HV Medium Non-Domestic | -3.8317
LV HH Metered | -2698.612
LV Sub HH Metered | 3.5177
HV HH Metered | 4751.4376
HV Sub HH Metered | 0
NHH UMS category A | 34.8778
NHH UMS category B | 4.6099
NHH UMS category C | -1.6091
NHH UMS category D | 0
LV UMS (Pseudo HH Metered) | 42.4447
LV Generation NHH | 1.2093
LV Sub Generation NHH | 0
LV Generation Intermittent | 5.9507
LV Generation Non-Intermittent | 3.9938
LV Sub Generation Intermittent | 0
LV Sub Generation Non-Intermittent | 0
HV Generation Intermittent | 41.5822
HV Generation Non-Intermittent | -126.0546
HV Sub Generation Intermittent | 0
HV Sub Generation Non-Intermittent | 0
3606. Revenue forecast summary
Data sources:
x1 = 3403. Total net revenues before matching (£) (in Revenue surplus or shortfall)
x2 = 3510. Net revenues by tariff from scaler (in Scaler)
x3 = 3605. Net revenues by tariff from rounding
x4 = Total net revenues before matching (£) (in Revenue forecast summary)
x5 = Total net revenues from scaler (£) (in Revenue forecast summary)
x6 = Total net revenues from rounding (£) (in Revenue forecast summary)
x7 = Total net revenues (£) (in Revenue forecast summary)
x8 = 3402. Target Revenue (£/year)
Kind: | Copy cells | Cell summation | Cell summation | Calculation | Calculation
Formula: | =x1 | =SUM(x2) | =SUM(x3) | =x4+x5+x6 | =x7-x8
| Total net revenues before matching (£) | Total net revenues from scaler (£) | Total net revenues from rounding (£) | Total net revenues (£) | Deviation from target revenue (£)
Revenue forecast summary | 134561272.7927 | 130004032.6635 | 13797.0298 | 264579102.4859 | 13797.0298
3607. Tariffs
Data sources:
x1 = 3604. Unit rate 1 p/kWh (in All the way tariffs)
x2 = 2304. Discount for each tariff (except for fixed charges) (in LDNO discounts and volumes adjusted for discount)
x3 = 3604. Unit rate 2 p/kWh (in All the way tariffs)
x4 = 3604. Unit rate 3 p/kWh (in All the way tariffs)
x5 = 3604. Fixed charge p/MPAN/day (in All the way tariffs)
x6 = 2304. Discount for each tariff for fixed charges only (in LDNO discounts and volumes adjusted for discount)
x7 = 3604. Capacity charge p/kVA/day (in All the way tariffs)
x8 = 3604. Reactive power charge p/kVArh (in All the way tariffs)
Kind: | Calculation | Calculation | Calculation | Calculation | Calculation | Calculation
Formula: | =ROUND(x1*(1-x2),3) | =ROUND(x3*(1-x2),3) | =ROUND(x4*(1-x2),3) | =ROUND(x5*(1-x6),2) | =ROUND(x7*(1-x2),2) | =ROUND(x8*(1-x2),3)
| Unit rate 1 p/kWh | Unit rate 2 p/kWh | Unit rate 3 p/kWh | Fixed charge p/MPAN/day | Capacity charge p/kVA/day | Reactive power charge p/kVArh
> Domestic Unrestricted
Domestic Unrestricted | 3.47 | 0 | 0 | 4.09 | 0 | 0
LDNO LV: Domestic Unrestricted | 2.362 | 0 | 0 | 2.78 | 0 | 0
LDNO HV: Domestic Unrestricted | 1.137 | 0 | 0 | 1.34 | 0 | 0
> Domestic Two Rate
Domestic Two Rate | 3.799 | 0.208 | 0 | 4.09 | 0 | 0
LDNO LV: Domestic Two Rate | 2.586 | 0.142 | 0 | 2.78 | 0 | 0
LDNO HV: Domestic Two Rate | 1.245 | 0.068 | 0 | 1.34 | 0 | 0
> Domestic Off Peak (related MPAN)
Domestic Off Peak (related MPAN) | 0.315 | 0 | 0 | 0 | 0 | 0
LDNO LV: Domestic Off Peak (related MPAN) | 0.214 | 0 | 0 | 0 | 0 | 0
LDNO HV: Domestic Off Peak (related MPAN) | 0.103 | 0 | 0 | 0 | 0 | 0
> Small Non Domestic Unrestricted
Small Non Domestic Unrestricted | 2.783 | 0 | 0 | 7.1 | 0 | 0
LDNO LV: Small Non Domestic Unrestricted | 1.895 | 0 | 0 | 4.83 | 0 | 0
LDNO HV: Small Non Domestic Unrestricted | 0.912 | 0 | 0 | 2.33 | 0 | 0
> Small Non Domestic Two Rate
Small Non Domestic Two Rate | 3.58 | 0.266 | 0 | 7.1 | 0 | 0
LDNO LV: Small Non Domestic Two Rate | 2.437 | 0.181 | 0 | 4.83 | 0 | 0
LDNO HV: Small Non Domestic Two Rate | 1.173 | 0.087 | 0 | 2.33 | 0 | 0
> Small Non Domestic Off Peak (related MPAN)
Small Non Domestic Off Peak (related MPAN) | 0.327 | 0 | 0 | 0 | 0 | 0
LDNO LV: Small Non Domestic Off Peak (related MPAN) | 0.223 | 0 | 0 | 0 | 0 | 0
LDNO HV: Small Non Domestic Off Peak (related MPAN) | 0.107 | 0 | 0 | 0 | 0 | 0
> LV Medium Non-Domestic
LV Medium Non-Domestic | 3.444 | 0.155 | 0 | 48.16 | 0 | 0
LDNO LV: LV Medium Non-Domestic | 2.345 | 0.106 | 0 | 32.79 | 0 | 0
LDNO HV: LV Medium Non-Domestic | 1.129 | 0.051 | 0 | 15.78 | 0 | 0
> LV Sub Medium Non-Domestic
LV Sub Medium Non-Domestic | 3.144 | 0.139 | 0 | 27.56 | 0 | 0
> HV Medium Non-Domestic
HV Medium Non-Domestic | 2.462 | 0.097 | 0 | 161.7 | 0 | 0
> LV HH Metered
LV HH Metered | 16.371 | 1.574 | 0.112 | 10.21 | 2.78 | 0.568
LDNO LV: LV HH Metered | 11.146 | 1.072 | 0.076 | 6.95 | 1.89 | 0.387
LDNO HV: LV HH Metered | 5.366 | 0.516 | 0.037 | 3.35 | 0.91 | 0.186
> LV Sub HH Metered
LV Sub HH Metered | 13.091 | 1.256 | 0.083 | 7.5 | 3.26 | 0.503
LDNO HV: LV Sub HH Metered | 6.481 | 0.622 | 0.041 | 3.71 | 1.61 | 0.249
> HV HH Metered
HV HH Metered | 12.33 | 1.184 | 0.071 | 76.4 | 3.3 | 0.402
LDNO HV: HV HH Metered | 7.319 | 0.703 | 0.042 | 45.35 | 1.96 | 0.239
> HV Sub HH Metered
HV Sub HH Metered | 10.746 | 1.03 | 0.062 | 76.4 | 2.59 | 0.386
> NHH UMS category A
NHH UMS category A | 2.641 | 0 | 0 | 0 | 0 | 0
LDNO LV: NHH UMS category A | 1.798 | 0 | 0 | 0 | 0 | 0
LDNO HV: NHH UMS category A | 0.866 | 0 | 0 | 0 | 0 | 0
> NHH UMS category B
NHH UMS category B | 3.027 | 0 | 0 | 0 | 0 | 0
LDNO LV: NHH UMS category B | 2.061 | 0 | 0 | 0 | 0 | 0
LDNO HV: NHH UMS category B | 0.992 | 0 | 0 | 0 | 0 | 0
> NHH UMS category C
NHH UMS category C | 4.862 | 0 | 0 | 0 | 0 | 0
LDNO LV: NHH UMS category C | 3.31 | 0 | 0 | 0 | 0 | 0
LDNO HV: NHH UMS category C | 1.594 | 0 | 0 | 0 | 0 | 0
> NHH UMS category D
NHH UMS category D | 2.338 | 0 | 0 | 0 | 0 | 0
LDNO LV: NHH UMS category D | 1.592 | 0 | 0 | 0 | 0 | 0
LDNO HV: NHH UMS category D | 0.766 | 0 | 0 | 0 | 0 | 0
> LV UMS (Pseudo HH Metered)
LV UMS (Pseudo HH Metered) | 43.903 | 2.632 | 0.817 | 0 | 0 | 0
LDNO LV: LV UMS (Pseudo HH Metered) | 29.89 | 1.792 | 0.556 | 0 | 0 | 0
LDNO HV: LV UMS (Pseudo HH Metered) | 14.389 | 0.863 | 0.268 | 0 | 0 | 0
> LV Generation NHH
LV Generation NHH | -0.798 | 0 | 0 | 0 | 0 | 0
LDNO LV: LV Generation NHH | -0.798 | 0 | 0 | 0 | 0 | 0
LDNO HV: LV Generation NHH | -0.798 | 0 | 0 | 0 | 0 | 0
> LV Sub Generation NHH
LV Sub Generation NHH | -0.732 | 0 | 0 | 0 | 0 | 0
LDNO HV: LV Sub Generation NHH | -0.732 | 0 | 0 | 0 | 0 | 0
> LV Generation Intermittent
LV Generation Intermittent | -0.798 | 0 | 0 | 0 | 0 | 0.262
LDNO LV: LV Generation Intermittent | -0.798 | 0 | 0 | 0 | 0 | 0.262
LDNO HV: LV Generation Intermittent | -0.798 | 0 | 0 | 0 | 0 | 0.262
> LV Generation Non-Intermittent
LV Generation Non-Intermittent | -6.532 | -0.622 | -0.09 | 0 | 0 | 0.262
LDNO LV: LV Generation Non-Intermittent | -6.532 | -0.622 | -0.09 | 0 | 0 | 0.262
LDNO HV: LV Generation Non-Intermittent | -6.532 | -0.622 | -0.09 | 0 | 0 | 0.262
> LV Sub Generation Intermittent
LV Sub Generation Intermittent | -0.732 | 0 | 0 | 0 | 0 | 0.228
LDNO HV: LV Sub Generation Intermittent | -0.732 | 0 | 0 | 0 | 0 | 0.228
> LV Sub Generation Non-Intermittent
LV Sub Generation Non-Intermittent | -5.987 | -0.569 | -0.084 | 0 | 0 | 0.228
LDNO HV: LV Sub Generation Non-Intermittent | -5.987 | -0.569 | -0.084 | 0 | 0 | 0.228
> HV Generation Intermittent
HV Generation Intermittent | -0.493 | 0 | 0 | 37.55 | 0 | 0.186
LDNO HV: HV Generation Intermittent | -0.493 | 0 | 0 | 0 | 0 | 0.186
> HV Generation Non-Intermittent
HV Generation Non-Intermittent | -4.034 | -0.379 | -0.061 | 37.55 | 0 | 0.186
LDNO HV: HV Generation Non-Intermittent | -4.034 | -0.379 | -0.061 | 0 | 0 | 0.186
> HV Sub Generation Intermittent
HV Sub Generation Intermittent | -0.492 | 0 | 0 | 37.55 | 0 | 0.147
> HV Sub Generation Non-Intermittent
HV Sub Generation Non-Intermittent | -4.021 | -0.378 | -0.06 | 37.55 | 0 | 0.147

## Tariffs
Tariffs for WPD South Wales in April 14 (102)
3701. Tariffs
Data sources:
x1 = 3607. Unit rate 1 p/kWh (in Tariffs)
x2 = 3607. Unit rate 2 p/kWh (in Tariffs)
x3 = 3607. Unit rate 3 p/kWh (in Tariffs)
x4 = 3607. Fixed charge p/MPAN/day (in Tariffs)
x5 = 3607. Capacity charge p/kVA/day (in Tariffs)
x6 = 3607. Reactive power charge p/kVArh (in Tariffs)
Kind: | Input data | Fixed data | Copy cells | Copy cells | Copy cells | Copy cells | Copy cells | Copy cells | Input data
Formula: |  |  | = x1 | = x2 | = x3 | = x4 | = x5 | = x6
| Open LLFCs | PCs | Unit rate 1 p/kWh | Unit rate 2 p/kWh | Unit rate 3 p/kWh | Fixed charge p/MPAN/day | Capacity charge p/kVA/day | Reactive power charge p/kVArh | Closed LLFCs
Domestic Unrestricted | 100, 105, 800, 860 | 1 | 3.47 | 0 | 0 | 4.09 | 0 | 0 | n/a
Domestic Two Rate | 101, 106, 801, 861, | 2 | 3.799 | 0.208 | 0 | 4.09 | 0 | 0 | n/a
Domestic Off Peak (related MPAN) | 194, 843 | 2 | 0.315 | 0 | 0 | 0 | 0 | 0 | n/a
Small Non Domestic Unrestricted | 200, 810, 862 | 3 | 2.783 | 0 | 0 | 7.1 | 0 | 0 | n/a
Small Non Domestic Two Rate | 201, 811, 863 | 4 | 3.58 | 0.266 | 0 | 7.1 | 0 | 0 | n/a
Small Non Domestic Off Peak (related MPAN) | 294 | 4 | 0.327 | 0 | 0 | 0 | 0 | 0 | n/a
LV Medium Non-Domestic | 300 | 5-8 | 3.444 | 0.155 | 0 | 48.16 | 0 | 0 | n/a
LV Sub Medium Non-Domestic | 344 | 5-8 | 3.144 | 0.139 | 0 | 27.56 | 0 | 0 | n/a
HV Medium Non-Domestic | 400 | 5-8 | 2.462 | 0.097 | 0 | 161.7 | 0 | 0 | n/a
LV HH Metered | 300 |  | 16.371 | 1.574 | 0.112 | 10.21 | 2.78 | 0.568 | n/a
LV Sub HH Metered | 344 |  | 13.091 | 1.256 | 0.083 | 7.5 | 3.26 | 0.503 | n/a
HV HH Metered | 400 |  | 12.33 | 1.184 | 0.071 | 76.4 | 3.3 | 0.402 | n/a
HV Sub HH Metered | 444 |  | 10.746 | 1.03 | 0.062 | 76.4 | 2.59 | 0.386 | n/a
NHH UMS category A | TBC | 8 | 2.641 | 0 | 0 | 0 | 0 | 0 | n/a
NHH UMS category B | TBC | 1 | 3.027 | 0 | 0 | 0 | 0 | 0 | n/a
NHH UMS category C | TBC | 1 | 4.862 | 0 | 0 | 0 | 0 | 0 | n/a
NHH UMS category D | TBC | 1 | 2.338 | 0 | 0 | 0 | 0 | 0 | n/a
LV UMS (Pseudo HH Metered) | 700 |  | 43.903 | 2.632 | 0.817 | 0 | 0 | 0 | n/a
LV Generation NHH | 697 | 8 | -0.798 | 0 | 0 | 0 | 0 | 0 | n/a
LV Sub Generation NHH | 717 | 8 | -0.732 | 0 | 0 | 0 | 0 | 0 | n/a
LV Generation Intermittent | 697 |  | -0.798 | 0 | 0 | 0 | 0 | 0.262 | n/a
LV Generation Non-Intermittent | 603 |  | -6.532 | -0.622 | -0.09 | 0 | 0 | 0.262 | n/a
LV Sub Generation Intermittent | 602 |  | -0.732 | 0 | 0 | 0 | 0 | 0.228 | n/a
LV Sub Generation Non-Intermittent | 604 |  | -5.987 | -0.569 | -0.084 | 0 | 0 | 0.228 | n/a
HV Generation Intermittent | 698 |  | -0.493 | 0 | 0 | 37.55 | 0 | 0.186 | n/a
HV Generation Non-Intermittent | 606 |  | -4.034 | -0.379 | -0.061 | 37.55 | 0 | 0.186 | n/a
HV Sub Generation Intermittent | 607 |  | -0.492 | 0 | 0 | 37.55 | 0 | 0.147 | n/a
HV Sub Generation Non-Intermittent | 605 |  | -4.021 | -0.378 | -0.06 | 37.55 | 0 | 0.147 | n/a
LDNO LV: Domestic Unrestricted | 870 | 1 | 2.362 | 0 | 0 | 2.78 | 0 | 0 | n/a
LDNO LV: Domestic Two Rate | 871 | 2 | 2.586 | 0.142 | 0 | 2.78 | 0 | 0 | n/a
LDNO LV: Domestic Off Peak (related MPAN) | 872 | 2 | 0.214 | 0 | 0 | 0 | 0 | 0 | n/a
LDNO LV: Small Non Domestic Unrestricted | 873 | 3 | 1.895 | 0 | 0 | 4.83 | 0 | 0 | n/a
LDNO LV: Small Non Domestic Two Rate | 874 | 4 | 2.437 | 0.181 | 0 | 4.83 | 0 | 0 | n/a
LDNO LV: Small Non Domestic Off Peak (related MPAN) | 875 | 4 | 0.223 | 0 | 0 | 0 | 0 | 0 | n/a
LDNO LV: LV Medium Non-Domestic | 876 | 5-8 | 2.345 | 0.106 | 0 | 32.79 | 0 | 0 | n/a
LDNO LV: LV HH Metered | 877 |  | 11.146 | 1.072 | 0.076 | 6.95 | 1.89 | 0.387 | n/a
LDNO LV: NHH UMS category A | TBC | 8 | 1.798 | 0 | 0 | 0 | 0 | 0 | n/a
LDNO LV: NHH UMS category B | TBC | 1 | 2.061 | 0 | 0 | 0 | 0 | 0 | n/a
LDNO LV: NHH UMS category C | TBC | 1 | 3.31 | 0 | 0 | 0 | 0 | 0 | n/a
LDNO LV: NHH UMS category D | TBC | 1 | 1.592 | 0 | 0 | 0 | 0 | 0 | n/a
LDNO LV: LV UMS (Pseudo HH Metered) | 879 |  | 29.89 | 1.792 | 0.556 | 0 | 0 | 0 | n/a
LDNO LV: LV Generation NHH | 880 | 8 | -0.798 | 0 | 0 | 0 | 0 | 0 | n/a
LDNO LV: LV Generation Intermittent | 881 |  | -0.798 | 0 | 0 | 0 | 0 | 0.262 | n/a
LDNO LV: LV Generation Non-Intermittent | 882 |  | -6.532 | -0.622 | -0.09 | 0 | 0 | 0.262 | n/a
LDNO HV: Domestic Unrestricted | 883 | 1 | 1.137 | 0 | 0 | 1.34 | 0 | 0 | n/a
LDNO HV: Domestic Two Rate | 884 | 2 | 1.245 | 0.068 | 0 | 1.34 | 0 | 0 | n/a
LDNO HV: Domestic Off Peak (related MPAN) | 885 | 2 | 0.103 | 0 | 0 | 0 | 0 | 0 | n/a
LDNO HV: Small Non Domestic Unrestricted | 886 | 3 | 0.912 | 0 | 0 | 2.33 | 0 | 0 | n/a
LDNO HV: Small Non Domestic Two Rate | 887 | 4 | 1.173 | 0.087 | 0 | 2.33 | 0 | 0 | n/a
LDNO HV: Small Non Domestic Off Peak (related MPAN) | 888 | 4 | 0.107 | 0 | 0 | 0 | 0 | 0 | n/a
LDNO HV: LV Medium Non-Domestic | 889 | 5-8 | 1.129 | 0.051 | 0 | 15.78 | 0 | 0 | n/a
LDNO HV: LV HH Metered | 890 |  | 5.366 | 0.516 | 0.037 | 3.35 | 0.91 | 0.186 | n/a
LDNO HV: LV Sub HH Metered | 891 |  | 6.481 | 0.622 | 0.041 | 3.71 | 1.61 | 0.249 | n/a
LDNO HV: HV HH Metered | 892 |  | 7.319 | 0.703 | 0.042 | 45.35 | 1.96 | 0.239 | n/a
LDNO HV: NHH UMS category A | TBC | 8 | 0.866 | 0 | 0 | 0 | 0 | 0 | n/a
LDNO HV: NHH UMS category B | TBC | 1 | 0.992 | 0 | 0 | 0 | 0 | 0 | n/a
LDNO HV: NHH UMS category C | TBC | 1 | 1.594 | 0 | 0 | 0 | 0 | 0 | n/a
LDNO HV: NHH UMS category D | TBC | 1 | 0.766 | 0 | 0 | 0 | 0 | 0 | n/a
LDNO HV: LV UMS (Pseudo HH Metered) | 894 |  | 14.389 | 0.863 | 0.268 | 0 | 0 | 0 | n/a
LDNO HV: LV Generation NHH | 895 | 8 | -0.798 | 0 | 0 | 0 | 0 | 0 | n/a
LDNO HV: LV Sub Generation NHH | 902 | 8 | -0.732 | 0 | 0 | 0 | 0 | 0 | n/a
LDNO HV: LV Generation Intermittent | 896 |  | -0.798 | 0 | 0 | 0 | 0 | 0.262 | n/a
LDNO HV: LV Generation Non-Intermittent | 897 |  | -6.532 | -0.622 | -0.09 | 0 | 0 | 0.262 | n/a
LDNO HV: LV Sub Generation Intermittent | 898 |  | -0.732 | 0 | 0 | 0 | 0 | 0.228 | n/a
LDNO HV: LV Sub Generation Non-Intermittent | 899 |  | -5.987 | -0.569 | -0.084 | 0 | 0 | 0.228 | n/a
LDNO HV: HV Generation Intermittent | 900 |  | -0.493 | 0 | 0 | 0 | 0 | 0.186 | n/a
LDNO HV: HV Generation Non-Intermittent | 901 |  | -4.034 | -0.379 | -0.061 | 0 | 0 | 0.186 | n/a

## Summary
Summary statistics for WPD South Wales in April 14 (102)
This sheet is for information only. It can be deleted without affecting any calculations elsewhere in the model.
3801. Workbook build options and main parameters
Include a 132kV/HV network level
Network model: 500 MW at time of GSP peak
Coincidence correction factors grouped for UMS
Standing charges factors: 100/0/0 LV NHH, 100/100/20 network, 100/100/0 substation
Put some 132kV costs into HV capacity charges
Operating expenditure allocated by asset values
LV circuit costs by exit point for all small NHH demand
Revenue matching by £/kW/year at transmission exit level
Scaler subject to capping of each tariff component to zero
Data sources:
x1 = 1010. Annuity proportion for customer-contributed assets (in Financial and general assumptions)
x2 = 3606. Total net revenues from scaler (£) (in Revenue forecast summary)
x3 = 3606. Deviation from target revenue (£) (in Revenue forecast summary)
x4 = Deviation from target revenue (£) (copy) (in Workbook build options and main parameters)
x5 = 3402. Target net income from all use of system charges (£/year)
Kind: | Copy cells | Copy cells | Copy cells | Calculation
Formula: | = x1 | = x2 | = x3 | =x4/x5
| Annuity proportion for customer-contributed assets | Total net revenues from scaler (£) | Deviation from target revenue (£) | Over/under recovery
Workbook build options and main parameters | 0 | 130004032.6635 | 13797.0298 | 0.005215%
3802. Revenue summary
Data sources:
x1 = 1053. Rate 1 units (MWh) by tariff (in Volume forecasts for the charging year)
x2 = 1053. Rate 2 units (MWh) by tariff (in Volume forecasts for the charging year)
x3 = 1053. Rate 3 units (MWh) by tariff (in Volume forecasts for the charging year)
x4 = 1053. MPANs by tariff (in Volume forecasts for the charging year)
x5 = 1010. Days in the charging year (in Financial and general assumptions)
x6 = 3607. Fixed charge p/MPAN/day (in Tariffs)
x7 = 3607. Capacity charge p/kVA/day (in Tariffs)
x8 = 1053. Import capacity (kVA) by tariff (in Volume forecasts for the charging year)
x9 = 3607. Unit rate 1 p/kWh (in Tariffs)
x10 = 3607. Unit rate 2 p/kWh (in Tariffs)
x11 = 3607. Unit rate 3 p/kWh (in Tariffs)
x12 = 3607. Reactive power charge p/kVArh (in Tariffs)
x13 = 1053. Reactive power units (MVArh) by tariff (in Volume forecasts for the charging year)
x14 = All units (MWh) (in Revenue summary)
x15 = Net revenues (£) (in Revenue summary)
x16 = MPANs by tariff (in Volume forecasts for the charging year) (copy) (in Revenue summary)
x17 = Revenues from unit rates (£) (in Revenue summary)
x18 = Net revenues from unit rate 1 (£) (in Revenue summary)
x19 = Net revenues from unit rate 2 (£) (in Revenue summary)
x20 = Net revenues from unit rate 3 (£) (in Revenue summary)
x21 = Revenues from fixed charges (£) (in Revenue summary)
x22 = Revenues from capacity charges (£) (in Revenue summary)
x23 = Revenues from reactive power charges (£) (in Revenue summary)
Kind: | Calculation | Copy cells | Calculation | Calculation | Calculation | Calculation | Calculation | Calculation | Calculation | Calculation | Calculation | Calculation | Calculation | Calculation | Calculation | Calculation | Calculation | Calculation | Calculation
Formula: | =x1+x2+x3 | = x4 | =0.01*x5*(x6*x4+x7*x8)+10*(x9*x1+x10*x2+x11*x3+x12*x13) | =10*(x9*x1+x10*x2+x11*x3) | =x6*x5*x4/100 | =x7*x5*x8/100 | =x12*x13*10 | =IF(x14<>0,0.1*x15/x14,"") | =IF(x16<>0,x15/x16,"") | =IF(x14<>0,0.1*x17/x14,0) | =x9*x1*10 | =x10*x2*10 | =x11*x3*10 | =IF(x17<>0,x18/x17,"") | =IF(x17<>0,x19/x17,"") | =IF(x17<>0,x20/x17,"") | =IF(x15<>0,x21/x15,"") | =IF(x15<>0,x22/x15,"") | =IF(x15<>0,x23/x15,"")
| All units (MWh) | MPANs | Net revenues (£) | Revenues from unit rates (£) | Revenues from fixed charges (£) | Revenues from capacity charges (£) | Revenues from reactive power charges (£) | Average p/kWh | Average £/MPAN | Average unit rate p/kWh | Net revenues from unit rate 1 (£) | Net revenues from unit rate 2 (£) | Net revenues from unit rate 3 (£) | Rate 1 revenue proportion | Rate 2 revenue proportion | Rate 3 revenue proportion | Fixed charge proportion | Capacity charge proportion | Reactive power charge proportion
> Domestic Unrestricted
Domestic Unrestricted | 3217327.5103 | 959008 | 125957815.536 | 111641264.608 | 14316550.928 | 0 | 0 | 3.915 | 131.3418 | 3.47 | 111641264.608 | 0 | 0 | 100% | 0% | 0% | 11.37% | 0% | 0%
LDNO LV: Domestic Unrestricted | 1505.545 | 574 | 41385.3509 | 35560.9729 | 5824.378 | 0 | 0 | 2.7489 | 72.0999 | 2.362 | 35560.9729 | 0 | 0 | 100% | 0% | 0% | 14.07% | 0% | 0%
LDNO HV: Domestic Unrestricted | 6994.161 | 2414 | 91330.4846 | 79523.6106 | 11806.874 | 0 | 0 | 1.3058 | 37.8337 | 1.137 | 79523.6106 | 0 | 0 | 100% | 0% | 0% | 12.93% | 0% | 0%
> Domestic Two Rate
Domestic Two Rate | 365646.5832 | 59551 | 8103831.7659 | 7214824.6624 | 889007.1035 | 0 | 0 | 2.2163 | 136.0822 | 1.9732 | 6828128.333 | 386696.3293 | 0 | 94.64% | 5.36% | 0% | 10.97% | 0% | 0%
LDNO LV: Domestic Two Rate | 0 | 0 | 0 | 0 | 0 | 0 | 0 |  |  | 0 | 0 | 0 | 0
LDNO HV: Domestic Two Rate | 0 | 1 | 4.891 | 0 | 4.891 | 0 | 0 |  | 4.891 | 0 | 0 | 0 | 0 |  |  |  | 100% | 0% | 0%
> Domestic Off Peak (related MPAN)
Domestic Off Peak (related MPAN) | 3947.6207 | 0 | 12435.0051 | 12435.0051 | 0 | 0 | 0 | 0.315 |  | 0.315 | 12435.0051 | 0 | 0 | 100% | 0% | 0% | 0% | 0% | 0%
LDNO LV: Domestic Off Peak (related MPAN) | 0 | 0 | 0 | 0 | 0 | 0 | 0 |  |  | 0 | 0 | 0 | 0
LDNO HV: Domestic Off Peak (related MPAN) | 0 | 0 | 0 | 0 | 0 | 0 | 0 |  |  | 0 | 0 | 0 | 0
> Small Non Domestic Unrestricted
Small Non Domestic Unrestricted | 843172.3601 | 63123 | 25101319.3272 | 23465486.7822 | 1635832.545 | 0 | 0 | 2.977 | 397.6573 | 2.783 | 23465486.7822 | 0 | 0 | 100% | 0% | 0% | 6.517% | 0% | 0%
LDNO LV: Small Non Domestic Unrestricted | 41.528 | 4 | 857.4736 | 786.9556 | 70.518 | 0 | 0 | 2.0648 | 214.3684 | 1.895 | 786.9556 | 0 | 0 | 100% | 0% | 0% | 8.224% | 0% | 0%
LDNO HV: Small Non Domestic Unrestricted | 1618.725 | 49 | 15179.4925 | 14762.772 | 416.7205 | 0 | 0 | 0.93774 | 309.7856 | 0.912 | 14762.772 | 0 | 0 | 100% | 0% | 0% | 2.745% | 0% | 0%
> Small Non Domestic Two Rate
Small Non Domestic Two Rate | 296495.1965 | 13493 | 7831390.2669 | 7481719.1719 | 349671.095 | 0 | 0 | 2.6413 | 580.4039 | 2.5234 | 7230262.5764 | 251456.5956 | 0 | 96.64% | 3.361% | 0% | 4.465% | 0% | 0%
LDNO LV: Small Non Domestic Two Rate | 0 | 0 | 0 | 0 | 0 | 0 | 0 |  |  | 0 | 0 | 0 | 0
LDNO HV: Small Non Domestic Two Rate | 852.565 | 7 | 8774.4253 | 8714.8938 | 59.5315 | 0 | 0 | 1.0292 | 1253.4893 | 1.0222 | 8611.8962 | 102.9976 | 0 | 98.82% | 1.182% | 0% | 0.6785% | 0% | 0%
> Small Non Domestic Off Peak (related MPAN)
Small Non Domestic Off Peak (related MPAN) | 2480.0756 | 0 | 8109.8471 | 8109.8471 | 0 | 0 | 0 | 0.327 |  | 0.327 | 8109.8471 | 0 | 0 | 100% | 0% | 0% | 0% | 0% | 0%
LDNO LV: Small Non Domestic Off Peak (related MPAN) | 0 | 0 | 0 | 0 | 0 | 0 | 0 |  |  | 0 | 0 | 0 | 0
LDNO HV: Small Non Domestic Off Peak (related MPAN) | 0 | 0 | 0 | 0 | 0 | 0 | 0 |  |  | 0 | 0 | 0 | 0
> LV Medium Non-Domestic
LV Medium Non-Domestic | 505915.2524 | 4645 | 14708828.7578 | 13892312.0778 | 816516.68 | 0 | 0 | 2.9074 | 3166.5939 | 2.746 | 13725888.1105 | 166423.9673 | 0 | 98.8% | 1.198% | 0% | 5.551% | 0% | 0%
LDNO LV: LV Medium Non-Domestic | 0 | 0 | 0 | 0 | 0 | 0 | 0 |  |  | 0 | 0 | 0 | 0
LDNO HV: LV Medium Non-Domestic | 1429.499 | 16 | 14030.6288 | 13109.0768 | 921.552 | 0 | 0 | 0.98151 | 876.9143 | 0.91704 | 12965.7295 | 143.3472 | 0 | 98.91% | 1.093% | 0% | 6.568% | 0% | 0%
> LV Sub Medium Non-Domestic
LV Sub Medium Non-Domestic | 697.1895 | 5 | 18655.4151 | 18152.4451 | 502.97 | 0 | 0 | 2.6758 | 3731.083 | 2.6037 | 17978.189 | 174.2561 | 0 | 99.04% | 0.96% | 0% | 2.696% | 0% | 0%
> HV Medium Non-Domestic
HV Medium Non-Domestic | 1194.1707 | 14 | 32377.5628 | 24114.6928 | 8262.87 | 0 | 0 | 2.7113 | 2312.6831 | 2.0194 | 23897.8972 | 216.7956 | 0 | 99.1% | 0.899% | 0% | 25.52% | 0% | 0%
> LV HH Metered
LV HH Metered | 1271373.3187 | 3011 | 34921894.6933 | 28372056.5238 | 112209.4315 | 5851714.018 | 585914.72 | 2.7468 | 11598.1052 | 2.2316 | 17262289.3669 | 10554979.8831 | 554787.2739 | 60.84% | 37.2% | 1.955% | 0.3213% | 16.76% | 1.678%
LDNO LV: LV HH Metered | 0 | 0 | 0 | 0 | 0 | 0 | 0 |  |  | 0 | 0 | 0 | 0
LDNO HV: LV HH Metered | 48024.499 | 51 | 444513.3411 | 383748.3446 | 623.6025 | 56585.074 | 3556.32 | 0.9256 | 8715.9479 | 0.79907 | 248651.8007 | 128237.3107 | 6859.2332 | 64.8% | 33.42% | 1.787% | 0.1403% | 12.73% | 0.8%
> LV Sub HH Metered
LV Sub HH Metered | 7284.3409 | 14 | 183734.2064 | 131202.2544 | 383.25 | 49357.052 | 2791.65 | 2.5223 | 13123.8719 | 1.8012 | 87963.2953 | 40421.8533 | 2817.1058 | 67.04% | 30.81% | 2.147% | 0.2086% | 26.86% | 1.519%
LDNO HV: LV Sub HH Metered | 0 | 0 | 0 | 0 | 0 | 0 | 0 |  |  | 0 | 0 | 0 | 0
> HV HH Metered
HV HH Metered | 2135952.9565 | 582 | 42742353.9737 | 33364302.8387 | 162296.52 | 8550251.655 | 665502.96 | 2.0011 | 73440.4707 | 1.562 | 20646647.5945 | 12042140.0814 | 675515.1629 | 61.88% | 36.09% | 2.025% | 0.3797% | 20% | 1.557%
LDNO HV: HV HH Metered | 6523.5854 | 38 | 106578.707 | 64251.462 | 6290.045 | 35984.62 | 52.58 | 1.6337 | 2804.7028 | 0.98491 | 40514.3161 | 22578.67 | 1158.4759 | 63.06% | 35.14% | 1.803% | 5.902% | 33.76% | 0.04933%
> HV Sub HH Metered
HV Sub HH Metered | 0 | 0 | 0 | 0 | 0 | 0 | 0 |  |  | 0 | 0 | 0 | 0
> NHH UMS category A
NHH UMS category A | 8960.4888 | 0 | 236646.509 | 236646.509 | 0 | 0 | 0 | 2.641 |  | 2.641 | 236646.509 | 0 | 0 | 100% | 0% | 0% | 0% | 0% | 0%
LDNO LV: NHH UMS category A | 3.588 | 0 | 64.5122 | 64.5122 | 0 | 0 | 0 | 1.798 |  | 1.798 | 64.5122 | 0 | 0 | 100% | 0% | 0% | 0% | 0% | 0%
LDNO HV: NHH UMS category A | 100.6902 | 0 | 871.9773 | 871.9773 | 0 | 0 | 0 | 0.866 |  | 0.866 | 871.9773 | 0 | 0 | 100% | 0% | 0% | 0% | 0% | 0%
> NHH UMS category B
NHH UMS category B | 5705.1957 | 0 | 172696.2739 | 172696.2739 | 0 | 0 | 0 | 3.027 |  | 3.027 | 172696.2739 | 0 | 0 | 100% | 0% | 0% | 0% | 0% | 0%
LDNO LV: NHH UMS category B | 1.794 | 0 | 36.9743 | 36.9743 | 0 | 0 | 0 | 2.061 |  | 2.061 | 36.9743 | 0 | 0 | 100% | 0% | 0% | 0% | 0% | 0%
LDNO HV: NHH UMS category B | 64.11 | 0 | 635.9717 | 635.9717 | 0 | 0 | 0 | 0.992 |  | 0.992 | 635.9717 | 0 | 0 | 100% | 0% | 0% | 0% | 0% | 0%
> NHH UMS category C
NHH UMS category C | 418.9446 | 0 | 20369.0841 | 20369.0841 | 0 | 0 | 0 | 4.862 |  | 4.862 | 20369.0841 | 0 | 0 | 100% | 0% | 0% | 0% | 0% | 0%
LDNO LV: NHH UMS category C | 0.897 | 0 | 29.6907 | 29.6907 | 0 | 0 | 0 | 3.31 |  | 3.31 | 29.6907 | 0 | 0 | 100% | 0% | 0% | 0% | 0% | 0%
LDNO HV: NHH UMS category C | 4.7077 | 0 | 75.0413 | 75.0413 | 0 | 0 | 0 | 1.594 |  | 1.594 | 75.0413 | 0 | 0 | 100% | 0% | 0% | 0% | 0% | 0%
> NHH UMS category D
NHH UMS category D | 0 | 0 | 0 | 0 | 0 | 0 | 0 |  |  | 0 | 0 | 0 | 0
LDNO LV: NHH UMS category D | 0 | 0 | 0 | 0 | 0 | 0 | 0 |  |  | 0 | 0 | 0 | 0
LDNO HV: NHH UMS category D | 0 | 0 | 0 | 0 | 0 | 0 | 0 |  |  | 0 | 0 | 0 | 0
> LV UMS (Pseudo HH Metered)
LV UMS (Pseudo HH Metered) | 146414.1769 | 0 | 4475221.4877 | 4475221.4877 | 0 | 0 | 0 | 3.0565 |  | 3.0565 | 2677150.3352 | 945035.8725 | 853035.28 | 59.82% | 21.12% | 19.06% | 0% | 0% | 0%
LDNO LV: LV UMS (Pseudo HH Metered) | 0 | 0 | 0 | 0 | 0 | 0 | 0 |  |  | 0 | 0 | 0 | 0
LDNO HV: LV UMS (Pseudo HH Metered) | 0 | 0 | 0 | 0 | 0 | 0 | 0 |  |  | 0 | 0 | 0 | 0
> LV Generation NHH
LV Generation NHH | 842.083 | 0 | -6719.8223 | -6719.8223 | 0 | 0 | 0 | -0.798 |  | -0.798 | -6719.8223 | 0 | 0 | 100% | -0% | -0% | -0% | -0% | -0%
LDNO LV: LV Generation NHH | 0 | 0 | 0 | 0 | 0 | 0 | 0 |  |  | 0 | 0 | 0 | 0
LDNO HV: LV Generation NHH | 0 | 0 | 0 | 0 | 0 | 0 | 0 |  |  | 0 | 0 | 0 | 0
> LV Sub Generation NHH
LV Sub Generation NHH | 0 | 0 | 0 | 0 | 0 | 0 | 0 |  |  | 0 | 0 | 0 | 0
LDNO HV: LV Sub Generation NHH | 0 | 0 | 0 | 0 | 0 | 0 | 0 |  |  | 0 | 0 | 0 | 0
> LV Generation Intermittent
LV Generation Intermittent | 4005.824 | 87 | -31686.1355 | -31966.4755 | 0 | 0 | 280.34 | -0.791 | -364.2085 | -0.798 | -31966.4755 | 0 | 0 | 100% | -0% | -0% | -0% | -0% | -0.8847%
LDNO LV: LV Generation Intermittent | 0 | 0 | 0 | 0 | 0 | 0 | 0 |  |  | 0 | 0 | 0 | 0
LDNO HV: LV Generation Intermittent | 0 | 0 | 0 | 0 | 0 | 0 | 0 |  |  | 0 | 0 | 0 | 0
> LV Generation Non-Intermittent
LV Generation Non-Intermittent | 1899.853 | 11 | -15011.5987 | -15265.7387 | 0 | 0 | 254.14 | -0.79015 | -1364.6908 | -0.80352 | -9050.6739 | -5413.154 | -801.9108 | 59.29% | 35.46% | 5.253% | -0% | -0% | -1.693%
LDNO LV: LV Generation Non-Intermittent | 0 | 0 | 0 | 0 | 0 | 0 | 0 |  |  | 0 | 0 | 0 | 0
LDNO HV: LV Generation Non-Intermittent | 0 | 0 | 0 | 0 | 0 | 0 | 0 |  |  | 0 | 0 | 0 | 0
> LV Sub Generation Intermittent
LV Sub Generation Intermittent | 0 | 0 | 0 | 0 | 0 | 0 | 0 |  |  | 0 | 0 | 0 | 0
LDNO HV: LV Sub Generation Intermittent | 0 | 0 | 0 | 0 | 0 | 0 | 0 |  |  | 0 | 0 | 0 | 0
> LV Sub Generation Non-Intermittent
LV Sub Generation Non-Intermittent | 0 | 0 | 0 | 0 | 0 | 0 | 0 |  |  | 0 | 0 | 0 | 0
LDNO HV: LV Sub Generation Non-Intermittent | 0 | 0 | 0 | 0 | 0 | 0 | 0 |  |  | 0 | 0 | 0 | 0
> HV Generation Intermittent
HV Generation Intermittent | 26486.334 | 16 | -128221.0266 | -130577.6266 | 2192.92 | 0 | 163.68 | -0.4841 | -8013.8142 | -0.493 | -130577.6266 | 0 | 0 | 100% | -0% | -0% | -1.71% | -0% | -0.1277%
LDNO HV: HV Generation Intermittent | 0 | 0 | 0 | 0 | 0 | 0 | 0 |  |  | 0 | 0 | 0 | 0
> HV Generation Non-Intermittent
HV Generation Non-Intermittent | 96997.182 | 24 | -491296.7531 | -495551.4731 | 3289.38 | 0 | 965.34 | -0.50651 | -20470.698 | -0.51089 | -310790.7762 | -155285.1534 | -29475.5434 | 62.72% | 31.34% | 5.948% | -0.6695% | -0% | -0.1965%
LDNO HV: HV Generation Non-Intermittent | 0 | 0 | 0 | 0 | 0 | 0 | 0 |  |  | 0 | 0 | 0 | 0
> HV Sub Generation Intermittent
HV Sub Generation Intermittent | 0 | 0 | 0 | 0 | 0 | 0 | 0 |  |  | 0 | 0 | 0 | 0
> HV Sub Generation Non-Intermittent
HV Sub Generation Non-Intermittent | 0 | 0 | 0 | 0 | 0 | 0 | 0 |  |  | 0 | 0 | 0 | 0
3803. Revenue summary by tariff component
Data sources:
x1 = 3802. All units (MWh) (in Revenue summary)
x2 = 3802. MPANs by tariff (in Volume forecasts for the charging year) (copy) (in Revenue summary)
x3 = 3802. Net revenues (£) (in Revenue summary)
x4 = 3802. Revenues from unit rates (£) (in Revenue summary)
x5 = 3802. Revenues from fixed charges (£) (in Revenue summary)
x6 = 3802. Revenues from capacity charges (£) (in Revenue summary)
x7 = 3802. Revenues from reactive power charges (£) (in Revenue summary)
Kind: | Cell summation | Cell summation | Cell summation | Cell summation | Cell summation | Cell summation | Cell summation
Formula: | =SUM(x1) | =SUM(x2) | =SUM(x3) | =SUM(x4) | =SUM(x5) | =SUM(x6) | =SUM(x7)
| Total units (MWh) | Total MPANs | Total net revenues (£) | Total net revenues from unit rates (£) | Total revenues from fixed charges (£) | Total revenues from capacity charges (£) | Total revenues from reactive power charges (£)
Revenue summary by tariff component | 9010382.5513 | 1106738 | 264579113.3381 | 230453005.3836 | 18322733.8055 | 14543892.419 | 1259481.73

## M-ATW
Tariff matrices for WPD South Wales in April 14 (102)
This sheet provides matrices breaking down each tariff component into its elements.
This sheet is for information only. It can be deleted without affecting any calculations elsewhere in the model.
Domestic Unrestricted
Domestic Two Rate
Domestic Off Peak (related MPAN)
Small Non Domestic Unrestricted
Small Non Domestic Two Rate
Small Non Domestic Off Peak (related MPAN)
LV Medium Non-Domestic
LV Sub Medium Non-Domestic
HV Medium Non-Domestic
LV HH Metered
LV Sub HH Metered
HV HH Metered
HV Sub HH Metered
NHH UMS category A
NHH UMS category B
NHH UMS category C
NHH UMS category D
LV UMS (Pseudo HH Metered)
LV Generation NHH
LV Sub Generation NHH
LV Generation Intermittent
LV Generation Non-Intermittent
LV Sub Generation Intermittent
LV Sub Generation Non-Intermittent
HV Generation Intermittent
HV Generation Non-Intermittent
HV Sub Generation Intermittent
HV Sub Generation Non-Intermittent
Domestic Unrestricted
| Rate 1 units (MWh) | MPANs | MWh/year | MWh/MPAN/year
Domestic Unrestricted | 3220644.8632 | 960189.9834 | 3220644.8632 | 3.3542
| Unit rate 1 p/kWh | Fixed charge p/MPAN/day | Revenue (£/year) | Average p/kWh | Average £/MPAN/year
Assets 132kV | 0.41224 | 0 | 13276668.0223 | 0.41224 | 13.8271
Assets 132kV/EHV | 0.038145 | 0 | 1228501.419 | 0.038145 | 1.2794
Assets EHV | 0.13279 | 0 | 4276597.9891 | 0.13279 | 4.4539
Assets EHV/HV | 0.022956 | 0 | 739318.3855 | 0.022956 | 0.76997
Assets 132kV/HV | 0.0073856 | 0 | 237864.1776 | 0.0073856 | 0.24773
Assets HV | 0.13004 | 0 | 4188171.9996 | 0.13004 | 4.3618
Assets HV/LV | 0.0091752 | 0 | 295499.4084 | 0.0091752 | 0.30775
Assets LV circuits | 0 | 0.18377 | 644052.0019 | 0.019998 | 0.67075
Assets LV customer |  | 0 | 0 | 0 | 0
Assets HV customer |  | 0 | 0 | 0 | 0
Transmission exit | 0.13871 | 0 | 4467282.5798 | 0.13871 | 4.6525
Operating 132kV | 0.20811 | 0 | 6702627.3362 | 0.20811 | 6.9805
Operating 132kV/EHV | 0.019257 | 0 | 620199.8257 | 0.019257 | 0.64591
Operating EHV | 0.067037 | 0 | 2159008.7618 | 0.067037 | 2.2485
Operating EHV/HV | 0.046356 | 0 | 1492957.6042 | 0.046356 | 1.5549
Operating 132kV/HV | 0.014914 | 0 | 480335.8603 | 0.014914 | 0.50025
Operating HV | 0.2626 | 0 | 8457470.2287 | 0.2626 | 8.8081
Operating HV/LV | 0.09264 | 0 | 2983613.6735 | 0.09264 | 3.1073
Operating LV circuits | 0 | 1.8555 | 6502897.4843 | 0.20191 | 6.7725
Operating LV customer |  | 2.0478 | 7177054.1558 | 0.22285 | 7.4746
Operating HV customer |  | 0 | 0 | 0 | 0
Scaler | 1.8675 | 0 | 60146525.9294 | 1.8675 | 62.6402
Rounding | 0.00011593 | 0.0029083 | 13926.0785 | 0.0004324 | 0.014503
Total | 3.47 | 4.09 | 126090572.9216 | 3.9151 | 131.3184
Domestic Two Rate
| Rate 1 units (MWh) | Rate 2 units (MWh) | MPANs | MWh/year | MWh/MPAN/year
Domestic Two Rate | 179734.8864 | 185911.6968 | 59551.3278 | 365646.5832 | 6.14
| Unit rate 1 p/kWh | Unit rate 2 p/kWh | Fixed charge p/MPAN/day | Average unit rate (p/kWh) | Revenue (£/year) | Average p/kWh | Average £/MPAN/year
Assets 132kV | 0.43855 | 0.049739 | 0 | 0.24086 | 880701.5837 | 0.24086 | 14.7889
Assets 132kV/EHV | 0.04058 | 0.0046024 | 0 | 0.022287 | 81492.0689 | 0.022287 | 1.3684
Assets EHV | 0.14363 | 0.010962 | 0 | 0.076173 | 278523.708 | 0.076173 | 4.677
Assets EHV/HV | 0.024829 | 0.001895 | 0 | 0.013168 | 48149.8842 | 0.013168 | 0.80854
Assets 132kV/HV | 0.0078571 | 0.00089113 | 0 | 0.0043153 | 15778.6093 | 0.0043153 | 0.26496
Assets HV | 0.14066 | 0.010735 | 0 | 0.074598 | 272764.7532 | 0.074598 | 4.5803
Assets HV/LV | 0.0099241 | 0.00075741 | 0 | 0.0052633 | 19245.1082 | 0.0052633 | 0.32317
Assets LV circuits | 0 | 0 | 0.18377 | 0 | 39944.3366 | 0.010924 | 0.67075
Assets LV customer |  |  | 0 | 0 | 0 | 0 | 0
Assets HV customer |  |  | 0 | 0 | 0 | 0 | 0
Transmission exit | 0.15409 | 0.0041983 | 0 | 0.077881 | 284767.6086 | 0.077881 | 4.7819
Operating 132kV | 0.2214 | 0.02511 | 0 | 0.1216 | 444615.6596 | 0.1216 | 7.4661
Operating 132kV/EHV | 0.020486 | 0.0023235 | 0 | 0.011251 | 41140.6663 | 0.011251 | 0.69084
Operating EHV | 0.072508 | 0.0055339 | 0 | 0.038455 | 140610.6273 | 0.038455 | 2.3612
Operating EHV/HV | 0.05014 | 0.0038267 | 0 | 0.026592 | 97232.4471 | 0.026592 | 1.6328
Operating 132kV/HV | 0.015866 | 0.0017995 | 0 | 0.0087141 | 31862.8554 | 0.0087141 | 0.53505
Operating HV | 0.28404 | 0.021678 | 0 | 0.15064 | 550813.0467 | 0.15064 | 9.2494
Operating HV/LV | 0.1002 | 0.0076474 | 0 | 0.053143 | 194315.0012 | 0.053143 | 3.263
Operating LV circuits | 0 | 0 | 1.8555 | 0 | 403312.0383 | 0.1103 | 6.7725
Operating LV customer |  |  | 2.0478 | 0 | 445123.4773 | 0.12174 | 7.4746
Operating HV customer |  |  | 0 | 0 | 0 | 0 | 0
Scaler | 2.0747 | 0.056526 | 0 | 1.0486 | 3834049.458 | 1.0486 | 64.3823
Rounding | -0.00045644 | -0.00022486 | 0.0029083 | -0.00033869 | -606.2792 | -0.00016581 | -0.010181
Total | 3.799 | 0.208 | 4.09 | 1.9732 | 8103836.6587 | 2.2163 | 136.0815
Domestic Off Peak (related MPAN)
| Rate 1 units (MWh) | MWh/year
Domestic Off Peak (related MPAN) | 3947.6207 | 3947.6207
| Unit rate 1 p/kWh | Revenue (£/year) | Average p/kWh
Assets 132kV | 0.05171 | 2041.2992 | 0.05171
Assets 132kV/EHV | 0.0047847 | 188.8832 | 0.0047847
Assets EHV | 0.013908 | 549.0428 | 0.013908
Assets EHV/HV | 0.0024044 | 94.916 | 0.0024044
Assets 132kV/HV | 0.00092643 | 36.5718 | 0.00092643
Assets HV | 0.013621 | 537.6904 | 0.013621
Assets HV/LV | 0.00096101 | 37.9371 | 0.00096101
Assets LV circuits | 0 | 0 | 0
Transmission exit | 0.010204 | 402.8115 | 0.010204
Operating 132kV | 0.026105 | 1030.5347 | 0.026105
Operating 132kV/EHV | 0.0024155 | 95.3563 | 0.0024155
Operating EHV | 0.0070214 | 277.1802 | 0.0070214
Operating EHV/HV | 0.0048553 | 191.6705 | 0.0048553
Operating 132kV/HV | 0.0018708 | 73.8521 | 0.0018708
Operating HV | 0.027505 | 1085.796 | 0.027505
Operating HV/LV | 0.0097032 | 383.0455 | 0.0097032
Operating LV circuits | 0 | 0 | 0
Scaler | 0.13738 | 5423.3669 | 0.13738
Rounding | -0.00037868 | -14.9489 | -0.00037868
Total | 0.315 | 12435.0051 | 0.315
Small Non Domestic Unrestricted
| Rate 1 units (MWh) | MPANs | MWh/year | MWh/MPAN/year
Small Non Domestic Unrestricted | 843731.1714 | 63141.7831 | 843731.1714 | 13.3625
| Unit rate 1 p/kWh | Fixed charge p/MPAN/day | Revenue (£/year) | Average p/kWh | Average £/MPAN/year
Assets 132kV | 0.33067 | 0 | 2789930.3179 | 0.33067 | 44.1852
Assets 132kV/EHV | 0.030597 | 0 | 258154.6325 | 0.030597 | 4.0885
Assets EHV | 0.10651 | 0 | 898675.0567 | 0.10651 | 14.2327
Assets EHV/HV | 0.018413 | 0 | 155358.7673 | 0.018413 | 2.4605
Assets 132kV/HV | 0.0059242 | 0 | 49984.2641 | 0.0059242 | 0.79162
Assets HV | 0.10431 | 0 | 880093.4104 | 0.10431 | 13.9384
Assets HV/LV | 0.0073596 | 0 | 62095.6069 | 0.0073596 | 0.98343
Assets LV circuits | 0 | 0.18377 | 42352.6516 | 0.0050197 | 0.67075
Assets LV customer |  | 0 | 0 | 0 | 0
Assets HV customer |  | 0 | 0 | 0 | 0
Transmission exit | 0.11126 | 0 | 938745.1043 | 0.11126 | 14.8673
Operating 132kV | 0.16693 | 0 | 1408475.6193 | 0.16693 | 22.3066
Operating 132kV/EHV | 0.015447 | 0 | 130327.4507 | 0.015447 | 2.064
Operating EHV | 0.053772 | 0 | 453689.4341 | 0.053772 | 7.1852
Operating EHV/HV | 0.037183 | 0 | 313726.8836 | 0.037183 | 4.9686
Operating 132kV/HV | 0.011963 | 0 | 100936.7393 | 0.011963 | 1.5986
Operating HV | 0.21064 | 0 | 1777234.5112 | 0.21064 | 28.1467
Operating HV/LV | 0.074309 | 0 | 626970.1276 | 0.074309 | 9.9296
Operating LV circuits | 0 | 1.8555 | 427628.4375 | 0.050683 | 6.7725
Operating LV customer |  | 5.056 | 1165252.6426 | 0.13811 | 18.4545
Operating HV customer |  | 0 | 0 | 0 | 0
Scaler | 1.498 | 0 | 12639060.9393 | 1.498 | 200.1695
Rounding | -0.00028686 | 0.0047103 | -1334.7877 | -0.0001582 | -0.02114
Total | 2.783 | 7.1 | 25117357.8092 | 2.9769 | 397.793
Small Non Domestic Two Rate
| Rate 1 units (MWh) | Rate 2 units (MWh) | MPANs | MWh/year | MWh/MPAN/year
Small Non Domestic Two Rate | 202203.2687 | 94571.3565 | 13495.2943 | 296774.6252 | 21.991
| Unit rate 1 p/kWh | Unit rate 2 p/kWh | Fixed charge p/MPAN/day | Average unit rate (p/kWh) | Revenue (£/year) | Average p/kWh | Average £/MPAN/year
Assets 132kV | 0.41175 | 0.058583 | 0 | 0.29921 | 887982.8382 | 0.29921 | 65.7994
Assets 132kV/EHV | 0.0381 | 0.0054207 | 0 | 0.027686 | 82165.8096 | 0.027686 | 6.0885
Assets EHV | 0.13554 | 0.013431 | 0 | 0.096628 | 286766.0867 | 0.096628 | 21.2493
Assets EHV/HV | 0.023431 | 0.0023219 | 0 | 0.016705 | 49574.7884 | 0.016705 | 3.6735
Assets 132kV/HV | 0.007377 | 0.0010496 | 0 | 0.0053607 | 15909.06 | 0.0053607 | 1.1789
Assets HV | 0.13274 | 0.013154 | 0 | 0.09463 | 280836.7066 | 0.09463 | 20.81
Assets HV/LV | 0.0093653 | 0.00092806 | 0 | 0.0066767 | 19814.6305 | 0.0066767 | 1.4683
Assets LV circuits | 0 | 0 | 0.18377 | 0 | 9052.0329 | 0.0030501 | 0.67075
Assets LV customer |  |  | 0 | 0 | 0 | 0 | 0
Assets HV customer |  |  | 0 | 0 | 0 | 0 | 0
Transmission exit | 0.14527 | 0.0061551 | 0 | 0.10094 | 299562.0102 | 0.10094 | 22.1975
Operating 132kV | 0.20787 | 0.029575 | 0 | 0.15105 | 448291.5469 | 0.15105 | 33.2184
Operating 132kV/EHV | 0.019234 | 0.0027366 | 0 | 0.013977 | 41480.7993 | 0.013977 | 3.0737
Operating EHV | 0.068426 | 0.0067807 | 0 | 0.048782 | 144771.731 | 0.048782 | 10.7276
Operating EHV/HV | 0.047317 | 0.0046889 | 0 | 0.033733 | 100109.8562 | 0.033733 | 7.4181
Operating 132kV/HV | 0.014897 | 0.0021195 | 0 | 0.010825 | 32126.2835 | 0.010825 | 2.3806
Operating HV | 0.26804 | 0.026562 | 0 | 0.19109 | 567113.3099 | 0.19109 | 42.023
Operating HV/LV | 0.09456 | 0.0093705 | 0 | 0.067413 | 200065.3836 | 0.067413 | 14.8248
Operating LV circuits | 0 | 0 | 1.8555 | 0 | 91397.0324 | 0.030797 | 6.7725
Operating LV customer |  |  | 5.056 | 0 | 249049.465 | 0.083919 | 18.4545
Operating HV customer |  |  | 0 | 0 | 0 | 0 | 0
Scaler | 1.9559 | 0.082871 | 0 | 1.359 | 4033238.0798 | 1.359 | 298.8626
Rounding | 0.00019252 | 0.00025232 | 0.0047103 | 0.00021158 | 859.9279 | 0.00028976 | 0.063721
Total | 3.58 | 0.266 | 7.1 | 2.5239 | 7840167.3785 | 2.6418 | 580.9556
Small Non Domestic Off Peak (related MPAN)
| Rate 1 units (MWh) | MWh/year
Small Non Domestic Off Peak (related MPAN) | 2480.0756 | 2480.0756
| Unit rate 1 p/kWh | Revenue (£/year) | Average p/kWh
Assets 132kV | 0.052849 | 1310.6952 | 0.052849
Assets 132kV/EHV | 0.0048902 | 121.2797 | 0.0048902
Assets EHV | 0.014343 | 355.7056 | 0.014343
Assets EHV/HV | 0.0024795 | 61.4927 | 0.0024795
Assets 132kV/HV | 0.00094684 | 23.4824 | 0.00094684
Assets HV | 0.014046 | 348.3508 | 0.014046
Assets HV/LV | 0.00099102 | 24.5781 | 0.00099102
Assets LV circuits | 0 | 0 | 0
Transmission exit | 0.010727 | 266.0429 | 0.010727
Operating 132kV | 0.02668 | 661.6947 | 0.02668
Operating 132kV/EHV | 0.0024688 | 61.2272 | 0.0024688
Operating EHV | 0.0072407 | 179.5754 | 0.0072407
Operating EHV/HV | 0.005007 | 124.1766 | 0.005007
Operating 132kV/HV | 0.001912 | 47.4196 | 0.001912
Operating HV | 0.028364 | 703.4493 | 0.028364
Operating HV/LV | 0.010006 | 248.1618 | 0.010006
Operating LV circuits | 0 | 0 | 0
Scaler | 0.14443 | 3581.944 | 0.14443
Rounding | -0.00038019 | -9.429 | -0.00038019
Total | 0.327 | 8109.8471 | 0.327
LV Medium Non-Domestic
| Rate 1 units (MWh) | Rate 2 units (MWh) | MPANs | MWh/year | MWh/MPAN/year
LV Medium Non-Domestic | 398921.3482 | 107462.4233 | 4650.244 | 506383.7715 | 108.894
| Unit rate 1 p/kWh | Unit rate 2 p/kWh | Fixed charge p/MPAN/day | Average unit rate (p/kWh) | Revenue (£/year) | Average p/kWh | Average £/MPAN/year
Assets 132kV | 0.39592 | 0.046396 | 0 | 0.32175 | 1629281.668 | 0.32175 | 350.3648
Assets 132kV/EHV | 0.036635 | 0.0042931 | 0 | 0.029772 | 150758.8227 | 0.029772 | 32.4196
Assets EHV | 0.13036 | 0.0092367 | 0 | 0.10466 | 529963.8221 | 0.10466 | 113.9647
Assets EHV/HV | 0.022536 | 0.0015968 | 0 | 0.018093 | 91617.6826 | 0.018093 | 19.7017
Assets 132kV/HV | 0.0070933 | 0.00083123 | 0 | 0.0057644 | 29190.1359 | 0.0057644 | 6.2771
Assets HV | 0.12767 | 0.0090457 | 0 | 0.10249 | 519005.9122 | 0.10249 | 111.6083
Assets HV/LV | 0.0090075 | 0.00063823 | 0 | 0.0072314 | 36618.8256 | 0.0072314 | 7.8746
Assets LV circuits | 0 | 0 | 3.8021 | 0 | 64534.5412 | 0.012744 | 13.8777
Assets LV customer |  |  | 0 | 0 | 0 | 0 | 0
Assets HV customer |  |  | 0 | 0 | 0 | 0 | 0
Transmission exit | 0.13981 | 0.0016196 | 0 | 0.11048 | 559470.1407 | 0.11048 | 120.3098
Operating 132kV | 0.19988 | 0.023423 | 0 | 0.16243 | 822530.7606 | 0.16243 | 176.8791
Operating 132kV/EHV | 0.018495 | 0.0021673 | 0 | 0.01503 | 76109.473 | 0.01503 | 16.3668
Operating EHV | 0.065812 | 0.0046631 | 0 | 0.052835 | 267548.3032 | 0.052835 | 57.5343
Operating EHV/HV | 0.045509 | 0.0032245 | 0 | 0.036536 | 185010.029 | 0.036536 | 39.785
Operating 132kV/HV | 0.014324 | 0.0016786 | 0 | 0.011641 | 58945.6941 | 0.011641 | 12.6758
Operating HV | 0.2578 | 0.018267 | 0 | 0.20697 | 1048065.1347 | 0.20697 | 225.3785
Operating HV/LV | 0.090948 | 0.0064441 | 0 | 0.073015 | 369734.8477 | 0.073015 | 79.5087
Operating LV circuits | 0 | 0 | 38.3892 | 0 | 651595.6857 | 0.12868 | 140.1208
Operating LV customer |  |  | 5.9724 | 0 | 101372.297 | 0.020019 | 21.7994
Operating HV customer |  |  | 0 | 0 | 0 | 0 | 0
Scaler | 1.8824 | 0.021806 | 0 | 1.4875 | 7532584.905 | 1.4875 | 1619.8257
Rounding | -0.00016624 | -0.00033037 | -0.0037724 | -0.00020107 | -1082.2005 | -0.00021371 | -0.23272
Total | 3.444 | 0.155 | 48.16 | 2.746 | 14722856.4805 | 2.9075 | 3166.0396
LV Sub Medium Non-Domestic
| Rate 1 units (MWh) | Rate 2 units (MWh) | MPANs | MWh/year | MWh/MPAN/year
LV Sub Medium Non-Domestic | 571.8253 | 125.3641 | 5 | 697.1895 | 139.4379
| Unit rate 1 p/kWh | Unit rate 2 p/kWh | Fixed charge p/MPAN/day | Average unit rate (p/kWh) | Revenue (£/year) | Average p/kWh | Average £/MPAN/year
Assets 132kV | 0.37223 | 0.04362 | 0 | 0.31314 | 2183.1799 | 0.31314 | 436.636
Assets 132kV/EHV | 0.034443 | 0.0040362 | 0 | 0.028975 | 202.0115 | 0.028975 | 40.4023
Assets EHV | 0.12256 | 0.0086839 | 0 | 0.10208 | 711.7112 | 0.10208 | 142.3422
Assets EHV/HV | 0.021187 | 0.0015012 | 0 | 0.017648 | 123.0373 | 0.017648 | 24.6075
Assets 132kV/HV | 0.0066688 | 0.00078149 | 0 | 0.0056102 | 39.1138 | 0.0056102 | 7.8228
Assets HV | 0.12003 | 0.0085044 | 0 | 0.099972 | 696.9954 | 0.099972 | 139.3991
Assets HV/LV | 0 | 0 | 2.0826 | 0 | 38.0066 | 0.0054514 | 7.6013
Assets LV circuits | 0 | 0 | 0 | 0 | 0 | 0 | 0
Assets LV customer |  |  | 0 | 0 | 0 | 0 | 0
Assets HV customer |  |  | 0 | 0 | 0 | 0 | 0
Transmission exit | 0.13144 | 0.0015226 | 0 | 0.10808 | 753.5287 | 0.10808 | 150.7057
Operating 132kV | 0.18792 | 0.022021 | 0 | 0.15809 | 1102.1622 | 0.15809 | 220.4324
Operating 132kV/EHV | 0.017388 | 0.0020376 | 0 | 0.014628 | 101.984 | 0.014628 | 20.3968
Operating EHV | 0.061873 | 0.004384 | 0 | 0.051536 | 359.3021 | 0.051536 | 71.8604
Operating EHV/HV | 0.042785 | 0.0030315 | 0 | 0.035637 | 248.4579 | 0.035637 | 49.6916
Operating 132kV/HV | 0.013467 | 0.0015781 | 0 | 0.011329 | 78.9851 | 0.011329 | 15.797
Operating HV | 0.24238 | 0.017173 | 0 | 0.20188 | 1407.4918 | 0.20188 | 281.4984
Operating HV/LV | 0 | 0 | 21.0272 | 0 | 383.7469 | 0.055042 | 76.7494
Operating LV circuits | 0 | 0 | 0 | 0 | 0 | 0 | 0
Operating LV customer |  |  | 4.4493 | 0 | 81.2006 | 0.011647 | 16.2401
Operating HV customer |  |  | 0 | 0 | 0 | 0 | 0
Scaler | 1.7697 | 0.020501 | 0 | 1.4552 | 10145.3478 | 1.4552 | 2029.0696
Rounding | -6.8677e-05 | -0.0003758 | 0.00087708 | -0.0001239 | -0.84782 | -0.00012161 | -0.16956
Total | 3.144 | 0.139 | 27.56 | 2.6037 | 18655.4151 | 2.6758 | 3731.083
HV Medium Non-Domestic
| Rate 1 units (MWh) | Rate 2 units (MWh) | MPANs | MWh/year | MWh/MPAN/year
HV Medium Non-Domestic | 970.6701 | 223.5006 | 14 | 1194.1707 | 85.2979
| Unit rate 1 p/kWh | Unit rate 2 p/kWh | Fixed charge p/MPAN/day | Average unit rate (p/kWh) | Revenue (£/year) | Average p/kWh | Average £/MPAN/year
Assets 132kV | 0.33292 | 0.03948 | 6.2481 | 0.278 | 3639.0301 | 0.30473 | 259.9307
Assets 132kV/EHV | 0.020974 | 0.0024872 | 0 | 0.017514 | 209.1434 | 0.017514 | 14.9388
Assets EHV | 0.059852 | 0.0043469 | 3.9068 | 0.049464 | 790.3172 | 0.066181 | 56.4512
Assets EHV/HV | 0 | 0 | 1.8995 | 0 | 97.066 | 0.0081283 | 6.9333
Assets 132kV/HV | 0 | 0 | 0.67165 | 0 | 34.3212 | 0.0028741 | 2.4515
Assets HV | 0 | 0 | 7.8545 | 0 | 401.365 | 0.03361 | 28.6689
Assets HV/LV | 0 | 0 | 0 | 0 | 0 | 0 | 0
Assets LV circuits | 0 | 0 | 0 | 0 | 0 | 0 | 0
Assets LV customer |  |  | 0 | 0 | 0 | 0 | 0
Assets HV customer |  |  | 0 | 0 | 0 | 0 | 0
Transmission exit | 0.12561 | 0.0017652 | 0 | 0.10243 | 1223.2007 | 0.10243 | 87.3715
Operating 132kV | 0.16807 | 0.019931 | 3.1543 | 0.14034 | 1837.1373 | 0.15384 | 131.2241
Operating 132kV/EHV | 0.016544 | 0.001962 | 0 | 0.013815 | 164.9758 | 0.013815 | 11.784
Operating EHV | 0.047212 | 0.0034289 | 3.0817 | 0.039018 | 623.4153 | 0.052205 | 44.5297
Operating EHV/HV | 0 | 0 | 10.6552 | 0 | 544.4782 | 0.045595 | 38.8913
Operating 132kV/HV | 0 | 0 | 3.7675 | 0 | 192.5199 | 0.016122 | 13.7514
Operating HV | 0 | 0 | 44.0587 | 0 | 2251.4015 | 0.18853 | 160.8144
Operating HV/LV | 0 | 0 | 0 | 0 | 0 | 0 | 0
Operating LV circuits | 0 | 0 | 0 | 0 | 0 | 0 | 0
Operating LV customer |  |  | 0 | 0 | 0 | 0 | 0
Operating HV customer |  |  | 76.4014 | 0 | 3904.1136 | 0.32693 | 278.8653
Scaler | 1.6912 | 0.023766 | 0 | 1.3791 | 16468.9094 | 1.3791 | 1176.3507
Rounding | -0.00035887 | -0.00016695 | 0.00048723 | -0.00032295 | -3.8317 | -0.00032087 | -0.27369
Total | 2.462 | 0.097 | 161.7 | 2.0194 | 32377.5628 | 2.7113 | 2312.6831
LV HH Metered
| Rate 1 units (MWh) | Rate 2 units (MWh) | Rate 3 units (MWh) | MPANs | Import capacity (kVA) | Reactive power units (MVArh) | MWh/year | MWh/MPAN/year
LV HH Metered | 106963.0617 | 678728.5394 | 501421.7732 | 3027.7153 | 582277.5582 | 103780.659 | 1287113.3743 | 425.1104
| Unit rate 1 p/kWh | Unit rate 2 p/kWh | Unit rate 3 p/kWh | Fixed charge p/MPAN/day | Capacity charge p/kVA/day | Reactive power charge p/kVArh | Average unit rate (p/kWh) | Revenue (£/year) | Average p/kWh | Average £/MPAN/year | Average p/kVA/day
Assets 132kV | 1.9783 | 0.18257 | 0.037612 |  | 0 | 0.071186 | 0.28107 | 3617659.6394 | 0.28107 | 1194.848 | 1.7022
Assets 132kV/EHV | 0.18305 | 0.016893 | 0.0034803 |  | 0 | 0.0065869 | 0.026007 | 334745.1328 | 0.026007 | 110.5603 | 0.1575
Assets EHV | 0.64488 | 0.062969 | 0.0073777 |  | 0 | 0.02293 | 0.09152 | 1177959.8609 | 0.09152 | 389.059 | 0.55425
Assets EHV/HV | 0.11148 | 0.010886 | 0.0012754 |  | 0 | 0.003964 | 0.015821 | 203640.2263 | 0.015821 | 67.2587 | 0.095817
Assets 132kV/HV | 0.035443 | 0.0032709 | 0.00067386 |  | 0 | 0.0012754 | 0.0050356 | 64813.8248 | 0.0050356 | 21.4068 | 0.030496
Assets HV | 0.50523 | 0.049334 | 0.0057801 |  | 0.17513 | 0.017965 | 0.071702 | 1295080.2296 | 0.10062 | 427.7417 | 0.60936
Assets HV/LV | 0 | 0 | 0 |  | 0.061781 | 0 | 0 | 131303.245 | 0.010201 | 43.3671 | 0.061781
Assets LV circuits | 0 | 0 | 0 |  | 0.14137 | 0 | 0 | 300457.6849 | 0.023344 | 99.2358 | 0.14137
Assets LV customer |  |  |  | 0 |  |  | 0 | 0 | 0 | 0 | 0
Assets HV customer |  |  |  | 0 |  |  | 0 | 0 | 0 | 0 | 0
Transmission exit | 0.70375 | 0.068248 | 0.0010566 |  | 0 | 0.023952 | 0.096816 | 1246132.0686 | 0.096816 | 411.5751 | 0.58633
Operating 132kV | 0.99872 | 0.09217 | 0.018988 |  | 0 | 0.035938 | 0.14189 | 1826348.6254 | 0.14189 | 603.2102 | 0.85933
Operating 132kV/EHV | 0.092412 | 0.0085285 | 0.001757 |  | 0 | 0.0033253 | 0.01313 | 168993.5964 | 0.01313 | 55.8156 | 0.079515
Operating EHV | 0.32556 | 0.03179 | 0.0037246 |  | 0 | 0.011576 | 0.046203 | 594684.2951 | 0.046203 | 196.4135 | 0.27981
Operating EHV/HV | 0.22513 | 0.021983 | 0.0025755 |  | 0 | 0.0080048 | 0.031949 | 411225.0289 | 0.031949 | 135.8202 | 0.19349
Operating 132kV/HV | 0.071572 | 0.0066052 | 0.0013608 |  | 0 | 0.0025754 | 0.010169 | 130883.1141 | 0.010169 | 43.2283 | 0.061583
Operating HV | 1.0203 | 0.099623 | 0.011672 |  | 0.35364 | 0.036277 | 0.14479 | 2615246.5769 | 0.20319 | 863.769 | 1.2305
Operating HV/LV | 0 | 0 | 0 |  | 0.62379 | 0 | 0 | 1325749.3792 | 0.103 | 437.8712 | 0.62379
Operating LV circuits | 0 | 0 | 0 |  | 1.4274 | 0 | 0 | 3033676.6553 | 0.2357 | 1001.9689 | 1.4274
Operating LV customer |  |  |  | 10.2094 |  |  | 0 | 112826.2196 | 0.0087658 | 37.2645 | 0.053087
Operating HV customer |  |  |  | 0 |  |  | 0 | 0 | 0 | 0 | 0
Scaler | 9.4752 | 0.91888 | 0.014225 | 0 | 0 | 0.32249 | 1.3035 | 16777652.5075 | 1.3035 | 5541.3574 | 7.8942
Rounding | 5.7233e-05 | 0.00024897 | 0.0004402 | 0.00055486 | -0.0031141 | -4.305e-05 | 0.00030406 | -2698.612 | -0.00020966 | -0.8913 | -0.0012697
Total | 16.371 | 1.574 | 0.112 | 10.21 | 2.78 | 0.568 | 2.2799 | 35366379.2987 | 2.7477 | 11680.8802 | 16.6406
LV Sub HH Metered
| Rate 1 units (MWh) | Rate 2 units (MWh) | Rate 3 units (MWh) | MPANs | Import capacity (kVA) | Reactive power units (MVArh) | MWh/year | MWh/MPAN/year
LV Sub HH Metered | 671.9372 | 3218.3004 | 3394.1034 | 14 | 4148 | 555 | 7284.3409 | 520.3101
| Unit rate 1 p/kWh | Unit rate 2 p/kWh | Unit rate 3 p/kWh | Fixed charge p/MPAN/day | Capacity charge p/kVA/day | Reactive power charge p/kVArh | Average unit rate (p/kWh) | Revenue (£/year) | Average p/kWh | Average £/MPAN/year | Average p/kVA/day
Assets 132kV | 1.7445 | 0.161 | 0.033168 |  | 0 | 0.069678 | 0.25281 | 18415.6602 | 0.25281 | 1315.4043 | 1.2163
Assets 132kV/EHV | 0.16142 | 0.014897 | 0.003069 |  | 0 | 0.0064474 | 0.023393 | 1704.0167 | 0.023393 | 121.7155 | 0.11255
Assets EHV | 0.56867 | 0.055528 | 0.0065058 |  | 0 | 0.022444 | 0.08173 | 5953.5202 | 0.08173 | 425.2514 | 0.39323
Assets EHV/HV | 0.098309 | 0.0095994 | 0.0011247 |  | 0 | 0.0038801 | 0.014129 | 1029.2169 | 0.014129 | 73.5155 | 0.067979
Assets 132kV/HV | 0.031254 | 0.0028844 | 0.00059423 |  | 0 | 0.0012483 | 0.0045294 | 329.9341 | 0.0045294 | 23.5667 | 0.021792
Assets HV | 0 | 0 | 0 |  | 0.85708 | 0 | 0 | 12976.4377 | 0.17814 | 926.8884 | 0.85708
Assets HV/LV | 0 | 0 | 0 |  | 0.060472 | 0 | 0 | 915.5617 | 0.012569 | 65.3973 | 0.060472
Assets LV circuits | 0 | 0 | 0 |  | 0 | 0 | 0 | 0 | 0 | 0 | 0
Assets LV customer |  |  |  | 0 |  |  | 0 | 0 | 0 | 0 | 0
Assets HV customer |  |  |  | 0 |  |  | 0 | 0 | 0 | 0 | 0
Transmission exit | 0.62059 | 0.060183 | 0.00093169 |  | 0 | 0.023445 | 0.086055 | 6268.5646 | 0.086055 | 447.7546 | 0.41403
Operating 132kV | 0.88069 | 0.081277 | 0.016744 |  | 0 | 0.035176 | 0.12763 | 9297.0094 | 0.12763 | 664.0721 | 0.61406
Operating 132kV/EHV | 0.081491 | 0.0075207 | 0.0015494 |  | 0 | 0.0032549 | 0.01181 | 860.2602 | 0.01181 | 61.4472 | 0.05682
Operating EHV | 0.28709 | 0.028033 | 0.0032844 |  | 0 | 0.011331 | 0.041261 | 3005.5905 | 0.041261 | 214.685 | 0.19852
Operating EHV/HV | 0.19852 | 0.019385 | 0.0022712 |  | 0 | 0.0078353 | 0.028532 | 2078.3701 | 0.028532 | 148.455 | 0.13727
Operating 132kV/HV | 0.063114 | 0.0058247 | 0.0012 |  | 0 | 0.0025209 | 0.0091465 | 666.2592 | 0.0091465 | 47.5899 | 0.044006
Operating HV | 0 | 0 | 0 |  | 1.7308 | 0 | 0 | 26204.2332 | 0.35973 | 1871.7309 | 1.7308
Operating HV/LV | 0 | 0 | 0 |  | 0.61058 | 0 | 0 | 9244.2901 | 0.12691 | 660.3064 | 0.61058
Operating LV circuits | 0 | 0 | 0 |  | 0 | 0 | 0 | 0 | 0 | 0 | 0
Operating LV customer |  |  |  | 7.4984 |  |  | 0 | 383.1665 | 0.0052601 | 27.369 | 0.025308
Operating HV customer |  |  |  | 0 |  |  | 0 | 0 | 0 | 0 | 0
Scaler | 8.3554 | 0.81029 | 0.012544 | 0 | 0 | 0.31566 | 1.1586 | 84398.5973 | 1.1586 | 6028.4712 | 5.5745
Rounding | -8.3113e-05 | -0.0004178 | 1.3654e-05 | 0.0016335 | 0.0010917 | 8.0363e-05 | -0.00017977 | 3.5177 | 4.8292e-05 | 0.25127 | 0.00023234
Total | 13.091 | 1.256 | 0.083 | 7.5 | 3.26 | 0.503 | 1.8395 | 183734.2064 | 2.5223 | 13123.8719 | 12.1355
HV HH Metered
| Rate 1 units (MWh) | Rate 2 units (MWh) | Rate 3 units (MWh) | MPANs | Import capacity (kVA) | Reactive power units (MVArh) | MWh/year | MWh/MPAN/year
HV HH Metered | 167779.086 | 1018979.0907 | 953067.075 | 604.5562 | 712844.7269 | 165561.0588 | 2139825.2517 | 3539.4977
| Unit rate 1 p/kWh | Unit rate 2 p/kWh | Unit rate 3 p/kWh | Fixed charge p/MPAN/day | Capacity charge p/kVA/day | Reactive power charge p/kVArh | Average unit rate (p/kWh) | Revenue (£/year) | Average p/kWh | Average £/MPAN/year | Average p/kVA/day
Assets 132kV | 1.6643 | 0.15359 | 0.031642 |  | 0.24175 | 0.056503 | 0.2221 | 5381501.217 | 0.25149 | 8901.5733 | 2.0683
Assets 132kV/EHV | 0.10485 | 0.0096763 | 0.0019935 |  | 0 | 0.0035597 | 0.013992 | 299405.5124 | 0.013992 | 495.2484 | 0.11507
Assets EHV | 0.2955 | 0.028854 | 0.0033806 |  | 0.15116 | 0.0099134 | 0.039182 | 1231740.0682 | 0.057563 | 2037.4286 | 0.4734
Assets EHV/HV | 0 | 0 | 0 |  | 0.073497 | 0 | 0 | 191229.6207 | 0.0089367 | 316.3141 | 0.073497
Assets 132kV/HV | 0 | 0 | 0 |  | 0.025987 | 0 | 0 | 67616.1427 | 0.0031599 | 111.8443 | 0.025987
Assets HV | 0 | 0 | 0 |  | 0.30391 | 0 | 0 | 790728.8765 | 0.036953 | 1307.9494 | 0.30391
Assets HV/LV | 0 | 0 | 0 |  | 0 | 0 | 0 | 0 | 0 | 0 | 0
Assets LV circuits | 0 | 0 | 0 |  | 0 | 0 | 0 | 0 | 0 | 0 | 0
Assets LV customer |  |  |  | 0 |  |  | 0 | 0 | 0 | 0 | 0
Assets HV customer |  |  |  | 0 |  |  | 0 | 0 | 0 | 0 | 0
Transmission exit | 0.62984 | 0.06108 | 0.00094559 |  | 0 | 0.020225 | 0.080457 | 1721630.9495 | 0.080457 | 2847.76 | 0.66169
Operating 132kV | 0.84019 | 0.07754 | 0.015974 |  | 0.12205 | 0.028525 | 0.11212 | 2716810.9579 | 0.12696 | 4493.8932 | 1.0442
Operating 132kV/EHV | 0.082706 | 0.0076328 | 0.0015725 |  | 0 | 0.0028079 | 0.011037 | 236176.0177 | 0.011037 | 390.6602 | 0.090771
Operating EHV | 0.23309 | 0.022761 | 0.0026667 |  | 0.11924 | 0.0078199 | 0.030908 | 971616.9277 | 0.045406 | 1607.1574 | 0.37343
Operating EHV/HV | 0 | 0 | 0 |  | 0.41227 | 0 | 0 | 1072676.1674 | 0.050129 | 1774.3201 | 0.41227
Operating 132kV/HV | 0 | 0 | 0 |  | 0.14577 | 0 | 0 | 379283.4212 | 0.017725 | 627.375 | 0.14577
Operating HV | 0 | 0 | 0 |  | 1.7047 | 0 | 0 | 4435484.5109 | 0.20728 | 7336.7614 | 1.7047
Operating HV/LV | 0 | 0 | 0 |  | 0 | 0 | 0 | 0 | 0 | 0 | 0
Operating LV circuits | 0 | 0 | 0 |  | 0 | 0 | 0 | 0 | 0 | 0 | 0
Operating LV customer |  |  |  | 0 |  |  | 0 | 0 | 0 | 0 | 0
Operating HV customer |  |  |  | 76.4014 |  |  | 0 | 168589.7175 | 0.0078787 | 278.8653 | 0.064795
Scaler | 8.48 | 0.82237 | 0.012731 | 0 | 0 | 0.27231 | 1.0833 | 23179666.5414 | 1.0833 | 38341.6248 | 8.9088
Rounding | -0.00047257 | 0.00049302 | 9.3343e-05 | -0.0014407 | -0.0003533 | 0.00033424 | 0.00026516 | 4751.4376 | 0.00022205 | 7.8594 | 0.0018262
Total | 12.33 | 1.184 | 0.071 | 76.4 | 3.3 | 0.402 | 1.5933 | 42848908.0863 | 2.0024 | 70876.6347 | 16.4684
HV Sub HH Metered
| Rate 1 units (MWh) | Rate 2 units (MWh) | Rate 3 units (MWh) | MPANs | Import capacity (kVA) | Reactive power units (MVArh) | MWh/year | MWh/MPAN/year
HV Sub HH Metered | 0 | 0 | 0 | 0 | 0 | 0 | 0
| Unit rate 1 p/kWh | Unit rate 2 p/kWh | Unit rate 3 p/kWh | Fixed charge p/MPAN/day | Capacity charge p/kVA/day | Reactive power charge p/kVArh | Average unit rate (p/kWh) | Revenue (£/year) | Average p/kWh | Average £/MPAN/year | Average p/kVA/day
Assets 132kV | 1.58 | 0.14581 | 0.03004 |  | 0 | 0.059248 | 0 | 0
Assets 132kV/EHV | 0.13366 | 0.012336 | 0.0025413 |  | 0 | 0.0050124 | 0 | 0
Assets EHV | 0 | 0 | 0 |  | 1.0643 | 0 | 0 | 0
Assets EHV/HV | 0 | 0 | 0 |  | 0.10349 | 0 | 0 | 0
Assets 132kV/HV | 0 | 0 | 0 |  | 0 | 0 | 0 | 0
Assets HV | 0 | 0 | 0 |  | 0 | 0 | 0 | 0
Assets HV/LV | 0 | 0 | 0 |  | 0 | 0 | 0 | 0
Assets LV circuits | 0 | 0 | 0 |  | 0 | 0 | 0 | 0
Assets LV customer |  |  |  | 0 |  |  | 0 | 0
Assets HV customer |  |  |  | 0 |  |  | 0 | 0
Transmission exit | 0.56206 | 0.054507 | 0.00084383 |  | 0 | 0.019936 | 0 | 0
Operating 132kV | 0.79764 | 0.073612 | 0.015165 |  | 0 | 0.029911 | 0 | 0
Operating 132kV/EHV | 0.10544 | 0.0097306 | 0.0020046 |  | 0 | 0.0039539 | 0 | 0
Operating EHV | 0 | 0 | 0 |  | 0.8395 | 0 | 0 | 0
Operating EHV/HV | 0 | 0 | 0 |  | 0.58052 | 0 | 0 | 0
Operating 132kV/HV | 0 | 0 | 0 |  | 0 | 0 | 0 | 0
Operating HV | 0 | 0 | 0 |  | 0 | 0 | 0 | 0
Operating HV/LV | 0 | 0 | 0 |  | 0 | 0 | 0 | 0
Operating LV circuits | 0 | 0 | 0 |  | 0 | 0 | 0 | 0
Operating LV customer |  |  |  | 0 |  |  | 0 | 0
Operating HV customer |  |  |  | 76.4014 |  |  | 0 | 0
Scaler | 7.5675 | 0.73387 | 0.011361 | 0 | 0 | 0.26841 | 0 | 0
Rounding | -0.00022168 | 0.00012966 | 4.4349e-05 | -0.0014407 | 0.0022295 | -0.00047147 | 0 | 0
Total | 10.746 | 1.03 | 0.062 | 76.4 | 2.59 | 0.386 | 0 | 0 | 0 | 0 | 0
NHH UMS category A
| Rate 1 units (MWh) | MWh/year
NHH UMS category A | 8995.9329 | 8995.9329
| Unit rate 1 p/kWh | Revenue (£/year) | Average p/kWh
Assets 132kV | 0.21743 | 19559.8853 | 0.21743
Assets 132kV/EHV | 0.020119 | 1809.8929 | 0.020119
Assets EHV | 0.07006 | 6302.5614 | 0.07006
Assets EHV/HV | 0.012112 | 1089.5575 | 0.012112
Assets 132kV/HV | 0.0038955 | 350.434 | 0.0038955
Assets HV | 0.068612 | 6172.2452 | 0.068612
Assets HV/LV | 0.0048409 | 435.4871 | 0.0048409
Assets LV circuits | 0.010382 | 933.9718 | 0.010382
Assets LV customer |  | 0 | 0
Transmission exit | 0.072828 | 6551.5584 | 0.072828
Operating 132kV | 0.10977 | 9874.6629 | 0.10977
Operating 132kV/EHV | 0.010157 | 913.711 | 0.010157
Operating EHV | 0.035369 | 3181.8014 | 0.035369
Operating EHV/HV | 0.024458 | 2200.2201 | 0.024458
Operating 132kV/HV | 0.0078664 | 707.656 | 0.0078664
Operating HV | 0.13855 | 12464.0487 | 0.13855
Operating HV/LV | 0.048878 | 4397.0484 | 0.048878
Operating LV circuits | 0.10483 | 9430.1749 | 0.10483
Operating LV customer | 0.69992 | 62964.0277 | 0.69992
Scaler | 0.98054 | 88208.7645 | 0.98054
Rounding | 0.00038771 | 34.8778 | 0.00038771
Total | 2.641 | 237582.587 | 2.641
NHH UMS category B
| Rate 1 units (MWh) | MWh/year
NHH UMS category B | 5727.4292 | 5727.4292
| Unit rate 1 p/kWh | Revenue (£/year) | Average p/kWh
Assets 132kV | 0.29531 | 16913.4292 | 0.29531
Assets 132kV/EHV | 0.027325 | 1565.014 | 0.027325
Assets EHV | 0.094159 | 5392.8994 | 0.094159
Assets EHV/HV | 0.016278 | 932.2994 | 0.016278
Assets 132kV/HV | 0.0052907 | 303.0202 | 0.0052907
Assets HV | 0.092212 | 5281.392 | 0.092212
Assets HV/LV | 0.0065061 | 372.6323 | 0.0065061
Assets LV circuits | 0.013953 | 799.1697 | 0.013953
Assets LV customer |  | 0 | 0
Transmission exit | 0.078072 | 4471.5238 | 0.078072
Operating 132kV | 0.14908 | 8538.6193 | 0.14908
Operating 132kV/EHV | 0.013795 | 790.0857 | 0.013795
Operating EHV | 0.047536 | 2722.5653 | 0.047536
Operating EHV/HV | 0.032871 | 1882.6577 | 0.032871
Operating 132kV/HV | 0.010684 | 611.91 | 0.010684
Operating HV | 0.18621 | 10665.0863 | 0.18621
Operating HV/LV | 0.065691 | 3762.4131 | 0.065691
Operating LV circuits | 0.14089 | 8069.0979 | 0.14089
Operating LV customer | 0.69992 | 40087.2279 | 0.69992
Scaler | 1.0511 | 60203.6288 | 1.0511
Rounding | 8.0489e-05 | 4.6099 | 8.0489e-05
Total | 3.027 | 173369.2821 | 3.027
NHH UMS category C
| Rate 1 units (MWh) | MWh/year
NHH UMS category C | 421.0982 | 421.0982
| Unit rate 1 p/kWh | Revenue (£/year) | Average p/kWh
Assets 132kV | 0.5127 | 2158.985 | 0.5127
Assets 132kV/EHV | 0.047441 | 199.7727 | 0.047441
Assets EHV | 0.16686 | 702.6291 | 0.16686
Assets EHV/HV | 0.028845 | 121.4673 | 0.028845
Assets 132kV/HV | 0.0091856 | 38.6803 | 0.0091856
Assets HV | 0.16341 | 688.1011 | 0.16341
Assets HV/LV | 0.011529 | 48.5495 | 0.011529
Assets LV circuits | 0.024726 | 104.1221 | 0.024726
Assets LV customer |  | 0 | 0
Transmission exit | 0.14228 | 599.1387 | 0.14228
Operating 132kV | 0.25883 | 1089.9476 | 0.25883
Operating 132kV/EHV | 0.02395 | 100.8538 | 0.02395
Operating EHV | 0.084236 | 354.7171 | 0.084236
Operating EHV/HV | 0.058249 | 245.2874 | 0.058249
Operating 132kV/HV | 0.018549 | 78.1098 | 0.018549
Operating HV | 0.32998 | 1389.5309 | 0.32998
Operating HV/LV | 0.11641 | 490.1966 | 0.11641
Operating LV circuits | 0.24966 | 1051.3052 | 0.24966
Operating LV customer | 0.69992 | 2947.3363 | 0.69992
Scaler | 1.9156 | 8066.674 | 1.9156
Rounding | -0.00038212 | -1.6091 | -0.00038212
Total | 4.862 | 20473.7952 | 4.862
NHH UMS category D
| Rate 1 units (MWh) | MWh/year
NHH UMS category D | 0 | 0
| Unit rate 1 p/kWh | Revenue (£/year) | Average p/kWh
Assets 132kV | 0.15373 | 0
Assets 132kV/EHV | 0.014225 | 0
Assets EHV | 0.050442 | 0
Assets EHV/HV | 0.0087202 | 0
Assets 132kV/HV | 0.0027542 | 0
Assets HV | 0.049399 | 0
Assets HV/LV | 0.0034854 | 0
Assets LV circuits | 0.007475 | 0
Assets LV customer |  | 0
Transmission exit | 0.069403 | 0
Operating 132kV | 0.077609 | 0
Operating 132kV/EHV | 0.0071813 | 0
Operating EHV | 0.025465 | 0
Operating EHV/HV | 0.017609 | 0
Operating 132kV/HV | 0.0055618 | 0
Operating HV | 0.099755 | 0
Operating HV/LV | 0.035192 | 0
Operating LV circuits | 0.075474 | 0
Operating LV customer | 0.69992 | 0
Scaler | 0.93442 | 0
Rounding | 0.00017805 | 0
Total | 2.338 | 0 | 0
LV UMS (Pseudo HH Metered)
| Rate 1 units (MWh) | Rate 2 units (MWh) | Rate 3 units (MWh) | MWh/year
LV UMS (Pseudo HH Metered) | 6097.8756 | 35905.6183 | 104410.683 | 146414.1769
| Unit rate 1 p/kWh | Unit rate 2 p/kWh | Unit rate 3 p/kWh | Average unit rate (p/kWh) | Revenue (£/year) | Average p/kWh
Assets 132kV | 5.5211 | 0.16473 | 0.03293 | 0.29382 | 430198.9378 | 0.29382
Assets 132kV/EHV | 0.51087 | 0.015242 | 0.0030471 | 0.027188 | 39806.6747 | 0.027188
Assets EHV | 1.8184 | 0.055561 | 0.0064593 | 0.093965 | 137578.1922 | 0.093965
Assets EHV/HV | 0.31436 | 0.0096051 | 0.0011167 | 0.016244 | 23783.8785 | 0.016244
Assets 132kV/HV | 0.098916 | 0.0029513 | 0.00058998 | 0.0052641 | 7707.4245 | 0.0052641
Assets HV | 1.7808 | 0.054412 | 0.0063257 | 0.092022 | 134733.5274 | 0.092022
Assets HV/LV | 0.12565 | 0.0038391 | 0.00044632 | 0.0064927 | 9506.2184 | 0.0064927
Assets LV circuits | 0.26947 | 0.0082335 | 0.0009572 | 0.013925 | 20387.6086 | 0.013925
Assets LV customer |  |  |  | 0 | 0 | 0
Transmission exit | 1.4091 | 0.085826 | 0.00092503 | 0.080392 | 117705.1799 | 0.080392
Operating 132kV | 2.7873 | 0.083162 | 0.016625 | 0.14833 | 217182.7416 | 0.14833
Operating 132kV/EHV | 0.25791 | 0.007695 | 0.0015383 | 0.013726 | 20096.1044 | 0.013726
Operating EHV | 0.91801 | 0.02805 | 0.0032609 | 0.047438 | 69455.3295 | 0.047438
Operating EHV/HV | 0.63481 | 0.019396 | 0.0022549 | 0.032803 | 48028.4583 | 0.032803
Operating 132kV/HV | 0.19975 | 0.0059597 | 0.0011914 | 0.01063 | 15564.1443 | 0.01063
Operating HV | 3.5961 | 0.10988 | 0.012774 | 0.18583 | 272076.8862 | 0.18583
Operating HV/LV | 1.2686 | 0.038763 | 0.0045064 | 0.065556 | 95982.8762 | 0.065556
Operating LV circuits | 2.7208 | 0.083133 | 0.0096647 | 0.14059 | 205850.6579 | 0.14059
Operating LV customer | 0.69992 | 0.69992 | 0.69992 | 0.69992 | 1024777.1325 | 0.69992
Scaler | 18.9714 | 1.1555 | 0.012454 | 1.0824 | 1584757.0702 | 1.0824
Rounding | -0.00024772 | 0.00011389 | 1.5955e-05 | 2.8989e-05 | 42.4447 | 2.8989e-05
Total | 43.903 | 2.632 | 0.817 | 3.0565 | 4475221.4877 | 3.0565
LV Generation NHH
| Rate 1 units (MWh) | MPANs | MWh/year | MWh/MPAN/year
LV Generation NHH | 842.083 | 0 | 842.083
| Unit rate 1 p/kWh | Fixed charge p/MPAN/day | Revenue (£/year) | Average p/kWh | Average £/MPAN/year
Assets 132kV | -0.20534 |  | -1729.1149 | -0.20534
Assets 132kV/EHV | -0.019 |  | -159.9965 | -0.019
Assets EHV | -0.066142 |  | -556.9718 | -0.066142
Assets EHV/HV | -0.011434 |  | -96.2867 | -0.011434
Assets 132kV/HV | -0.0036788 |  | -30.9787 | -0.0036788
Assets HV | -0.064775 |  | -545.4554 | -0.064775
Assets HV/LV | -0.0045702 |  | -38.485 | -0.0045702
Assets LV circuits | 0 |  | 0 | 0
Assets LV customer |  | 0 | 0 | 0
Assets HV customer |  | 0 | 0 | 0
Transmission exit | -0.069091 |  | -581.806 | -0.069091
Operating 132kV | -0.10366 |  | -872.9308 | -0.10366
Operating 132kV/EHV | -0.0095921 |  | -80.773 | -0.0095921
Operating EHV | -0.033391 |  | -281.1831 | -0.033391
Operating EHV/HV | -0.02309 |  | -194.4385 | -0.02309
Operating 132kV/HV | -0.0074289 |  | -62.5576 | -0.0074289
Operating HV | -0.1308 |  | -1101.4765 | -0.1308
Operating HV/LV | -0.046145 |  | -388.5772 | -0.046145
Operating LV circuits | 0 |  | 0 | 0
Operating LV customer |  | 0 | 0 | 0
Operating HV customer |  | 0 | 0 | 0
Scaler | 0 | 0 | 0 | 0
Rounding | 0.00014361 | 0 | 1.2093 | 0.00014361
Total | -0.798 | 0 | -6719.8223 | -0.798 | 0
LV Sub Generation NHH
| Rate 1 units (MWh) | MPANs | MWh/year | MWh/MPAN/year
LV Sub Generation NHH | 0 | 0 | 0
| Unit rate 1 p/kWh | Fixed charge p/MPAN/day | Revenue (£/year) | Average p/kWh | Average £/MPAN/year
Assets 132kV | -0.20099 |  | 0
Assets 132kV/EHV | -0.018598 |  | 0
Assets EHV | -0.064741 |  | 0
Assets EHV/HV | -0.011192 |  | 0
Assets 132kV/HV | -0.0036009 |  | 0
Assets HV | -0.063403 |  | 0
Assets HV/LV | 0 |  | 0
Assets LV circuits | 0 |  | 0
Assets LV customer |  | 0 | 0
Assets HV customer |  | 0 | 0
Transmission exit | -0.067628 |  | 0
Operating 132kV | -0.10147 |  | 0
Operating 132kV/EHV | -0.0093889 |  | 0
Operating EHV | -0.032684 |  | 0
Operating EHV/HV | -0.022601 |  | 0
Operating 132kV/HV | -0.0072716 |  | 0
Operating HV | -0.12803 |  | 0
Operating HV/LV | 0 |  | 0
Operating LV circuits | 0 |  | 0
Operating LV customer |  | 0 | 0
Operating HV customer |  | 0 | 0
Scaler | 0 | 0 | 0
Rounding | -0.00040089 | 0 | 0
Total | -0.732 | 0 | 0 | 0 | 0
LV Generation Intermittent
| Rate 1 units (MWh) | MPANs | Reactive power units (MVArh) | MWh/year | MWh/MPAN/year
LV Generation Intermittent | 4005.824 | 87 | 107 | 4005.824 | 46.044
| Unit rate 1 p/kWh | Fixed charge p/MPAN/day | Reactive power charge p/kVArh | Revenue (£/year) | Average p/kWh | Average £/MPAN/year
Assets 132kV | -0.20534 |  | 0.053625 | -8168.0935 | -0.20391 | -93.8861
Assets 132kV/EHV | -0.019 |  | 0.0070885 | -753.5253 | -0.018811 | -8.6612
Assets EHV | -0.066142 |  | 0.024676 | -2623.1346 | -0.065483 | -30.151
Assets EHV/HV | -0.011434 |  | 0.0042659 | -453.4753 | -0.01132 | -5.2124
Assets 132kV/HV | -0.0036788 |  | 0.0032025 | -143.9406 | -0.0035933 | -1.6545
Assets HV | -0.064775 |  | 0.016916 | -2576.6541 | -0.064323 | -29.6167
Assets HV/LV | -0.0045702 |  | 0.0011935 | -181.7976 | -0.0045383 | -2.0896
Assets LV circuits | 0 |  | 0.0025597 | 2.7389 | 6.8373e-05 | 0.031481
Assets LV customer |  | 0 |  | 0 | 0 | 0
Assets HV customer |  | 0 |  | 0 | 0 | 0
Transmission exit | -0.069091 |  | 0.018043 | -2748.3689 | -0.068609 | -31.5904
Operating 132kV | -0.10366 |  | 0.027072 | -4123.6014 | -0.10294 | -47.3977
Operating 132kV/EHV | -0.0095921 |  | 0.0035786 | -380.4116 | -0.0094965 | -4.3725
Operating EHV | -0.033391 |  | 0.012458 | -1324.2701 | -0.033059 | -15.2215
Operating EHV/HV | -0.02309 |  | 0.0086144 | -915.7346 | -0.02286 | -10.5257
Operating 132kV/HV | -0.0074289 |  | 0.0064669 | -290.6693 | -0.0072562 | -3.341
Operating HV | -0.1308 |  | 0.03416 | -5203.2187 | -0.12989 | -59.8071
Operating HV/LV | -0.046145 |  | 0.012051 | -1835.5837 | -0.045823 | -21.0987
Operating LV circuits | 0 |  | 0.025845 | 27.6541 | 0.00069035 | 0.31786
Operating LV customer |  | 0 |  | 0 | 0 | 0
Operating HV customer |  | 0 |  | 0 | 0 | 0
Scaler | 0 | 0 | 0 | 0 | 0 | 0
Rounding | 0.00014361 | 0 | 0.00018493 | 5.9507 | 0.00014855 | 0.068399
Total | -0.798 | 0 | 0.262 | -31686.1355 | -0.791 | -364.2085
LV Generation Non-Intermittent
| Rate 1 units (MWh) | Rate 2 units (MWh) | Rate 3 units (MWh) | MPANs | Reactive power units (MVArh) | MWh/year | MWh/MPAN/year
LV Generation Non-Intermittent | 138.559 | 870.282 | 891.012 | 11 | 97 | 1899.853 | 172.7139
| Unit rate 1 p/kWh | Unit rate 2 p/kWh | Unit rate 3 p/kWh | Fixed charge p/MPAN/day | Reactive power charge p/kVArh | Average unit rate (p/kWh) | Revenue (£/year) | Average p/kWh | Average £/MPAN/year
Assets 132kV | -1.6626 | -0.15344 | -0.031611 |  | 0.053625 | -0.20363 | -3868.7644 | -0.20363 | -351.7059
Assets 132kV/EHV | -0.15385 | -0.014198 | -0.002925 |  | 0.0070885 | -0.018734 | -355.9173 | -0.018734 | -32.3561
Assets EHV | -0.54199 | -0.052923 | -0.0062006 |  | 0.024676 | -0.065419 | -1242.8589 | -0.065419 | -112.9872
Assets EHV/HV | -0.093696 | -0.009149 | -0.0010719 |  | 0.0042659 | -0.011309 | -214.8597 | -0.011309 | -19.5327
Assets 132kV/HV | -0.029788 | -0.0027491 | -0.00056635 |  | 0.0032025 | -0.0035339 | -67.1381 | -0.0035339 | -6.1035
Assets HV | -0.53078 | -0.051828 | -0.0060723 |  | 0.016916 | -0.064436 | -1224.1929 | -0.064436 | -111.2903
Assets HV/LV | -0.03745 | -0.0036568 | -0.00042844 |  | 0.0011935 | -0.0045463 | -86.3738 | -0.0045463 | -7.8522
Assets LV circuits | 0 | 0 | 0 |  | 0.0025597 | 0.00013069 | 2.4829 | 0.00013069 | 0.22572
Assets LV customer |  |  |  | 0 |  | 0 | 0 | 0 | 0
Assets HV customer |  |  |  | 0 |  | 0 | 0 | 0 | 0
Transmission exit | -0.59147 | -0.057359 | -0.00088798 |  | 0.018043 | -0.068907 | -1309.1323 | -0.068907 | -119.012
Operating 132kV | -0.83937 | -0.077464 | -0.015959 |  | 0.027072 | -0.1028 | -1953.117 | -0.1028 | -177.5561
Operating 132kV/EHV | -0.077668 | -0.0071678 | -0.0014767 |  | 0.0035786 | -0.0094577 | -179.6822 | -0.0094577 | -16.3347
Operating EHV | -0.27362 | -0.026718 | -0.0031303 |  | 0.012458 | -0.033026 | -627.4481 | -0.033026 | -57.0407
Operating EHV/HV | -0.18921 | -0.018475 | -0.0021646 |  | 0.0086144 | -0.022838 | -433.8812 | -0.022838 | -39.4437
Operating 132kV/HV | -0.060153 | -0.0055514 | -0.0011437 |  | 0.0064669 | -0.0071362 | -135.5768 | -0.0071362 | -12.3252
Operating HV | -1.0718 | -0.10466 | -0.012262 |  | 0.03416 | -0.13012 | -2472.0989 | -0.13012 | -224.7363
Operating HV/LV | -0.37812 | -0.036922 | -0.0043259 |  | 0.012051 | -0.045904 | -872.1033 | -0.045904 | -79.2821
Operating LV circuits | 0 | 0 | 0 |  | 0.025845 | 0.0013196 | 25.0696 | 0.0013196 | 2.2791
Operating LV customer |  |  |  | 0 |  | 0 | 0 | 0 | 0
Operating HV customer |  |  |  | 0 |  | 0 | 0 | 0 | 0
Scaler | 0 | 0 | 0 | 0 | 0 | 0 | 0 | 0 | 0
Rounding | -0.0003601 | 0.00026407 | 0.00022616 | 0 | 0.00018493 | 0.00021021 | 3.9938 | 0.00021021 | 0.36307
Total | -6.532 | -0.622 | -0.09 | 0 | 0.262 | -0.79015 | -15011.5987 | -0.79015 | -1364.6908
LV Sub Generation Intermittent
| Rate 1 units (MWh) | MPANs | Reactive power units (MVArh) | MWh/year | MWh/MPAN/year
LV Sub Generation Intermittent | 0 | 0 | 0 | 0
| Unit rate 1 p/kWh | Fixed charge p/MPAN/day | Reactive power charge p/kVArh | Revenue (£/year) | Average p/kWh | Average £/MPAN/year
Assets 132kV | -0.20099 |  | 0.052489 | 0
Assets 132kV/EHV | -0.018598 |  | 0.0069383 | 0
Assets EHV | -0.064741 |  | 0.024153 | 0
Assets EHV/HV | -0.011192 |  | 0.0041755 | 0
Assets 132kV/HV | -0.0036009 |  | 0.0031346 | 0
Assets HV | -0.063403 |  | 0.016558 | 0
Assets HV/LV | 0 |  | 0.0011682 | 0
Assets LV circuits | 0 |  | 0 | 0
Assets LV customer |  | 0 |  | 0
Assets HV customer |  | 0 |  | 0
Transmission exit | -0.067628 |  | 0.017661 | 0
Operating 132kV | -0.10147 |  | 0.026499 | 0
Operating 132kV/EHV | -0.0093889 |  | 0.0035028 | 0
Operating EHV | -0.032684 |  | 0.012194 | 0
Operating EHV/HV | -0.022601 |  | 0.0084319 | 0
Operating 132kV/HV | -0.0072716 |  | 0.00633 | 0
Operating HV | -0.12803 |  | 0.033436 | 0
Operating HV/LV | 0 |  | 0.011796 | 0
Operating LV circuits | 0 |  | 0 | 0
Operating LV customer |  | 0 |  | 0
Operating HV customer |  | 0 |  | 0
Scaler | 0 | 0 | 0 | 0
Rounding | -0.00040089 | 0 | -0.00046709 | 0
Total | -0.732 | 0 | 0.228 | 0 | 0 | 0
LV Sub Generation Non-Intermittent
| Rate 1 units (MWh) | Rate 2 units (MWh) | Rate 3 units (MWh) | MPANs | Reactive power units (MVArh) | MWh/year | MWh/MPAN/year
LV Sub Generation Non-Intermittent | 0 | 0 | 0 | 0 | 0 | 0
| Unit rate 1 p/kWh | Unit rate 2 p/kWh | Unit rate 3 p/kWh | Fixed charge p/MPAN/day | Reactive power charge p/kVArh | Average unit rate (p/kWh) | Revenue (£/year) | Average p/kWh | Average £/MPAN/year
Assets 132kV | -1.6274 | -0.15019 | -0.030942 |  | 0.052489 | 0 | 0
Assets 132kV/EHV | -0.15059 | -0.013897 | -0.0028631 |  | 0.0069383 | 0 | 0
Assets EHV | -0.53051 | -0.051802 | -0.0060692 |  | 0.024153 | 0 | 0
Assets EHV/HV | -0.091712 | -0.0089553 | -0.0010492 |  | 0.0041755 | 0 | 0
Assets 132kV/HV | -0.029157 | -0.0026908 | -0.00055435 |  | 0.0031346 | 0 | 0
Assets HV | -0.51954 | -0.050731 | -0.0059437 |  | 0.016558 | 0 | 0
Assets HV/LV | 0 | 0 | 0 |  | 0.0011682 | 0 | 0
Assets LV circuits | 0 | 0 | 0 |  | 0 | 0 | 0
Assets LV customer |  |  |  | 0 |  | 0 | 0
Assets HV customer |  |  |  | 0 |  | 0 | 0
Transmission exit | -0.57894 | -0.056144 | -0.00086918 |  | 0.017661 | 0 | 0
Operating 132kV | -0.8216 | -0.075824 | -0.015621 |  | 0.026499 | 0 | 0
Operating 132kV/EHV | -0.076023 | -0.007016 | -0.0014454 |  | 0.0035028 | 0 | 0
Operating EHV | -0.26782 | -0.026152 | -0.003064 |  | 0.012194 | 0 | 0
Operating EHV/HV | -0.1852 | -0.018084 | -0.0021188 |  | 0.0084319 | 0 | 0
Operating 132kV/HV | -0.058879 | -0.0054338 | -0.0011194 |  | 0.00633 | 0 | 0
Operating HV | -1.0491 | -0.10244 | -0.012003 |  | 0.033436 | 0 | 0
Operating HV/LV | 0 | 0 | 0 |  | 0.011796 | 0 | 0
Operating LV circuits | 0 | 0 | 0 |  | 0 | 0 | 0
Operating LV customer |  |  |  | 0 |  | 0 | 0
Operating HV customer |  |  |  | 0 |  | 0 | 0
Scaler | 0 | 0 | 0 | 0 | 0 | 0 | 0
Rounding | -0.00046217 | 0.00036596 | -0.00033833 | 0 | -0.00046709 | 0 | 0
Total | -5.987 | -0.569 | -0.084 | 0 | 0.228 | 0 | 0 | 0 | 0
HV Generation Intermittent
| Rate 1 units (MWh) | MPANs | Reactive power units (MVArh) | MWh/year | MWh/MPAN/year
HV Generation Intermittent | 26486.334 | 16 | 88 | 26486.334 | 1655.3959
| Unit rate 1 p/kWh | Fixed charge p/MPAN/day | Reactive power charge p/kVArh | Revenue (£/year) | Average p/kWh | Average £/MPAN/year
Assets 132kV | -0.19796 |  | 0.051699 | -52387.8617 | -0.19779 | -3274.2414
Assets 132kV/EHV | -0.011723 |  | 0.0043737 | -3101.2412 | -0.011709 | -193.8276
Assets EHV | -0.040811 |  | 0.015226 | -10795.8865 | -0.04076 | -674.7429
Assets EHV/HV | -0.0039685 |  | 0.0014806 | -1049.8178 | -0.0039636 | -65.6136
Assets 132kV/HV | -0.0012768 |  | 0.0011115 | -337.2036 | -0.0012731 | -21.0752
Assets HV | 0 |  | 0.0058711 | 5.1666 | 1.9507e-05 | 0.32291
Assets HV/LV | 0 |  | 0 | 0 | 0 | 0
Assets LV circuits | 0 |  | 0 | 0 | 0 | 0
Assets LV customer |  | 0 |  | 0 | 0 | 0
Assets HV customer |  | 0 |  | 0 | 0 | 0
Transmission exit | -0.06661 |  | 0.017395 | -17627.2677 | -0.066552 | -1101.7042
Operating 132kV | -0.099941 |  | 0.0261 | -26447.6232 | -0.099854 | -1652.9765
Operating 132kV/EHV | -0.0092476 |  | 0.00345 | -2446.3103 | -0.0092361 | -152.8944
Operating EHV | -0.032192 |  | 0.01201 | -8515.9737 | -0.032152 | -532.2484
Operating EHV/HV | -0.022261 |  | 0.008305 | -5888.8079 | -0.022233 | -368.0505
Operating 132kV/HV | -0.0071621 |  | 0.0062347 | -1891.4971 | -0.0071414 | -118.2186
Operating HV | 0 |  | 0.032933 | 28.9811 | 0.00010942 | 1.8113
Operating HV/LV | 0 |  | 0 | 0 | 0 | 0
Operating LV circuits | 0 |  | 0 | 0 | 0 | 0
Operating LV customer |  | 0 |  | 0 | 0 | 0
Operating HV customer |  | 37.5468 |  | 2192.7342 | 0.0082787 | 137.0459
Scaler | 0 | 0 | 0 | 0 | 0 | 0
Rounding | 0.00015692 | 0.0031814 | -0.00018938 | 41.5822 | 0.000157 | 2.5989
Total | -0.493 | 37.55 | 0.186 | -128221.0266 | -0.4841 | -8013.8142
HV Generation Non-Intermittent
| Rate 1 units (MWh) | Rate 2 units (MWh) | Rate 3 units (MWh) | MPANs | Reactive power units (MVArh) | MWh/year | MWh/MPAN/year
HV Generation Non-Intermittent | 7704.283 | 40972.336 | 48320.563 | 24 | 519 | 96997.182 | 4041.5493
| Unit rate 1 p/kWh | Unit rate 2 p/kWh | Unit rate 3 p/kWh | Fixed charge p/MPAN/day | Reactive power charge p/kVArh | Average unit rate (p/kWh) | Revenue (£/year) | Average p/kWh | Average £/MPAN/year
Assets 132kV | -1.6029 | -0.14793 | -0.030476 |  | 0.051699 | -0.20471 | -198563.5906 | -0.20471 | -8273.4829
Assets 132kV/EHV | -0.094925 | -0.0087605 | -0.0018048 |  | 0.0043737 | -0.012116 | -11752.0755 | -0.012116 | -489.6698
Assets EHV | -0.33441 | -0.032654 | -0.0038258 |  | 0.015226 | -0.04218 | -40913.0576 | -0.04218 | -1704.7107
Assets EHV/HV | -0.032519 | -0.0031754 | -0.00037203 |  | 0.0014806 | -0.0041016 | -3978.4833 | -0.0041016 | -165.7701
Assets 132kV/HV | -0.010339 | -0.00095412 | -0.00019656 |  | 0.0011115 | -0.0013162 | -1276.6462 | -0.0013162 | -53.1936
Assets HV | 0 | 0 | 0 |  | 0.0058711 | 3.1414e-05 | 30.471 | 3.1414e-05 | 1.2696
Assets HV/LV | 0 | 0 | 0 |  | 0 | 0 | 0 | 0 | 0
Assets LV circuits | 0 | 0 | 0 |  | 0 | 0 | 0 | 0 | 0
Assets LV customer |  |  |  | 0 |  | 0 | 0 | 0 | 0
Assets HV customer |  |  |  | 0 |  | 0 | 0 | 0 | 0
Transmission exit | -0.57023 | -0.055299 | -0.00085609 |  | 0.017395 | -0.068984 | -66912.933 | -0.068984 | -2788.0389
Operating 132kV | -0.80923 | -0.074682 | -0.015386 |  | 0.0261 | -0.10335 | -100243.3553 | -0.10335 | -4176.8065
Operating 132kV/EHV | -0.074879 | -0.0069104 | -0.0014236 |  | 0.00345 | -0.0095572 | -9270.2315 | -0.0095572 | -386.2596
Operating EHV | -0.26379 | -0.025758 | -0.0030179 |  | 0.01201 | -0.033272 | -32272.8962 | -0.033272 | -1344.704
Operating EHV/HV | -0.18241 | -0.017812 | -0.0020869 |  | 0.008305 | -0.023008 | -22316.7532 | -0.023008 | -929.8647
Operating 132kV/HV | -0.057992 | -0.005352 | -0.0011026 |  | 0.0062347 | -0.0073829 | -7161.1708 | -0.0073829 | -298.3821
Operating HV | 0 | 0 | 0 |  | 0.032933 | 0.00017621 | 170.9226 | 0.00017621 | 7.1218
Operating HV/LV | 0 | 0 | 0 |  | 0 | 0 | 0 | 0 | 0
Operating LV circuits | 0 | 0 | 0 |  | 0 | 0 | 0 | 0 | 0
Operating LV customer |  |  |  | 0 |  | 0 | 0 | 0 | 0
Operating HV customer |  |  |  | 37.5468 |  | 0 | 3289.1013 | 0.0033909 | 137.0459
Scaler | 0 | 0 | 0 | 0 | 0 | 0 | 0 | 0 | 0
Rounding | -0.00033382 | 0.00028977 | -0.00045189 | 0.0031814 | -0.00018938 | -0.00013024 | -126.0546 | -0.00012996 | -5.2523
Total | -4.034 | -0.379 | -0.061 | 37.55 | 0.186 | -0.5099 | -491296.7531 | -0.50651 | -20470.698
HV Sub Generation Intermittent
| Rate 1 units (MWh) | MPANs | Reactive power units (MVArh) | MWh/year | MWh/MPAN/year
HV Sub Generation Intermittent | 0 | 0 | 0 | 0
| Unit rate 1 p/kWh | Fixed charge p/MPAN/day | Reactive power charge p/kVArh | Revenue (£/year) | Average p/kWh | Average £/MPAN/year
Assets 132kV | -0.19513 |  | 0.050958 | 0
Assets 132kV/EHV | -0.016508 |  | 0.004311 | 0
Assets EHV | -0.057466 |  | 0.015007 | 0
Assets EHV/HV | 0 |  | 0 | 0
Assets 132kV/HV | 0 |  | 0.012173 | 0
Assets HV | 0 |  | 0 | 0
Assets HV/LV | 0 |  | 0 | 0
Assets LV circuits | 0 |  | 0 | 0
Assets LV customer |  | 0 |  | 0
Assets HV customer |  | 0 |  | 0
Transmission exit | -0.065656 |  | 0.017146 | 0
Operating 132kV | -0.098509 |  | 0.025726 | 0
Operating 132kV/EHV | -0.013022 |  | 0.0034006 | 0
Operating EHV | -0.04533 |  | 0.011838 | 0
Operating EHV/HV | 0 |  | 0 | 0
Operating 132kV/HV | 0 |  | 0.0061454 | 0
Operating HV | 0 |  | 0 | 0
Operating HV/LV | 0 |  | 0 | 0
Operating LV circuits | 0 |  | 0 | 0
Operating LV customer |  | 0 |  | 0
Operating HV customer |  | 37.5468 |  | 0
Scaler | 0 | 0 | 0 | 0
Rounding | -0.00038257 | 0.0031814 | 0.00029441 | 0
Total | -0.492 | 37.55 | 0.147 | 0 | 0 | 0
HV Sub Generation Non-Intermittent
| Rate 1 units (MWh) | Rate 2 units (MWh) | Rate 3 units (MWh) | MPANs | Reactive power units (MVArh) | MWh/year | MWh/MPAN/year
HV Sub Generation Non-Intermittent | 0 | 0 | 0 | 0 | 0 | 0
| Unit rate 1 p/kWh | Unit rate 2 p/kWh | Unit rate 3 p/kWh | Fixed charge p/MPAN/day | Reactive power charge p/kVArh | Average unit rate (p/kWh) | Revenue (£/year) | Average p/kWh | Average £/MPAN/year
Assets 132kV | -1.58 | -0.14581 | -0.03004 |  | 0.050958 | 0 | 0
Assets 132kV/EHV | -0.13366 | -0.012336 | -0.0025413 |  | 0.004311 | 0 | 0
Assets EHV | -0.47089 | -0.04598 | -0.0053872 |  | 0.015007 | 0 | 0
Assets EHV/HV | 0 | 0 | 0 |  | 0 | 0 | 0
Assets 132kV/HV | 0 | 0 | 0 |  | 0.012173 | 0 | 0
Assets HV | 0 | 0 | 0 |  | 0 | 0 | 0
Assets HV/LV | 0 | 0 | 0 |  | 0 | 0 | 0
Assets LV circuits | 0 | 0 | 0 |  | 0 | 0 | 0
Assets LV customer |  |  |  | 0 |  | 0 | 0
Assets HV customer |  |  |  | 0 |  | 0 | 0
Transmission exit | -0.56206 | -0.054507 | -0.00084383 |  | 0.017146 | 0 | 0
Operating 132kV | -0.79764 | -0.073612 | -0.015165 |  | 0.025726 | 0 | 0
Operating 132kV/EHV | -0.10544 | -0.0097306 | -0.0020046 |  | 0.0034006 | 0 | 0
Operating EHV | -0.37145 | -0.03627 | -0.0042495 |  | 0.011838 | 0 | 0
Operating EHV/HV | 0 | 0 | 0 |  | 0 | 0 | 0
Operating 132kV/HV | 0 | 0 | 0 |  | 0.0061454 | 0 | 0
Operating HV | 0 | 0 | 0 |  | 0 | 0 | 0
Operating HV/LV | 0 | 0 | 0 |  | 0 | 0 | 0
Operating LV circuits | 0 | 0 | 0 |  | 0 | 0 | 0
Operating LV customer |  |  |  | 0 |  | 0 | 0
Operating HV customer |  |  |  | 37.5468 |  | 0 | 0
Scaler | 0 | 0 | 0 | 0 | 0 | 0 | 0
Rounding | 0.00010458 | 0.00024861 | 0.00023123 | 0.0031814 | 0.00029441 | 0 | 0
Total | -4.021 | -0.378 | -0.06 | 37.55 | 0.147 | 0 | 0 | 0 | 0

## M-Rev
Revenue matrix for WPD South Wales in April 14 (102)
This sheet is for information only. It can be deleted without affecting any calculations elsewhere in the model.
3901. Revenue matrix by tariff
Revenue matrix by tariff, charging element and network level
| Assets 132kV | Assets 132kV/EHV | Assets EHV | Assets EHV/HV | Assets 132kV/HV | Assets HV | Assets HV/LV | Assets LV circuits | Assets LV customer | Assets HV customer | Transmission exit | Operating 132kV | Operating 132kV/EHV | Operating EHV | Operating EHV/HV | Operating 132kV/HV | Operating HV | Operating HV/LV | Operating LV circuits | Operating LV customer | Operating HV customer | Scaler | Rounding | Total net revenue by tariff (£/year)
Domestic Unrestricted | 13276668.0223 | 1228501.419 | 4276597.9891 | 739318.3855 | 237864.1776 | 4188171.9996 | 295499.4084 | 644052.0019 | 0 | 0 | 4467282.5798 | 6702627.3362 | 620199.8257 | 2159008.7618 | 1492957.6042 | 480335.8603 | 8457470.2287 | 2983613.6735 | 6502897.4843 | 7177054.1558 | 0 | 60146525.9294 | 13926.0785 | 126090572.9216
Domestic Two Rate | 880701.5837 | 81492.0689 | 278523.708 | 48149.8842 | 15778.6093 | 272764.7532 | 19245.1082 | 39944.3366 | 0 | 0 | 284767.6086 | 444615.6596 | 41140.6663 | 140610.6273 | 97232.4471 | 31862.8554 | 550813.0467 | 194315.0012 | 403312.0383 | 445123.4773 | 0 | 3834049.458 | -606.2792 | 8103836.6587
Domestic Off Peak (related MPAN) | 2041.2992 | 188.8832 | 549.0428 | 94.916 | 36.5718 | 537.6904 | 37.9371 | 0 |  |  | 402.8115 | 1030.5347 | 95.3563 | 277.1802 | 191.6705 | 73.8521 | 1085.796 | 383.0455 | 0 |  |  | 5423.3669 | -14.9489 | 12435.0051
Small Non Domestic Unrestricted | 2789930.3179 | 258154.6325 | 898675.0567 | 155358.7673 | 49984.2641 | 880093.4104 | 62095.6069 | 42352.6516 | 0 | 0 | 938745.1043 | 1408475.6193 | 130327.4507 | 453689.4341 | 313726.8836 | 100936.7393 | 1777234.5112 | 626970.1276 | 427628.4375 | 1165252.6426 | 0 | 12639060.9393 | -1334.7877 | 25117357.8092
Small Non Domestic Two Rate | 887982.8382 | 82165.8096 | 286766.0867 | 49574.7884 | 15909.06 | 280836.7066 | 19814.6305 | 9052.0329 | 0 | 0 | 299562.0102 | 448291.5469 | 41480.7993 | 144771.731 | 100109.8562 | 32126.2835 | 567113.3099 | 200065.3836 | 91397.0324 | 249049.465 | 0 | 4033238.0798 | 859.9279 | 7840167.3785
Small Non Domestic Off Peak (related MPAN) | 1310.6952 | 121.2797 | 355.7056 | 61.4927 | 23.4824 | 348.3508 | 24.5781 | 0 |  |  | 266.0429 | 661.6947 | 61.2272 | 179.5754 | 124.1766 | 47.4196 | 703.4493 | 248.1618 | 0 |  |  | 3581.944 | -9.429 | 8109.8471
LV Medium Non-Domestic | 1629281.668 | 150758.8227 | 529963.8221 | 91617.6826 | 29190.1359 | 519005.9122 | 36618.8256 | 64534.5412 | 0 | 0 | 559470.1407 | 822530.7606 | 76109.473 | 267548.3032 | 185010.029 | 58945.6941 | 1048065.1347 | 369734.8477 | 651595.6857 | 101372.297 | 0 | 7532584.905 | -1082.2005 | 14722856.4805
LV Sub Medium Non-Domestic | 2183.1799 | 202.0115 | 711.7112 | 123.0373 | 39.1138 | 696.9954 | 38.0066 | 0 | 0 | 0 | 753.5287 | 1102.1622 | 101.984 | 359.3021 | 248.4579 | 78.9851 | 1407.4918 | 383.7469 | 0 | 81.2006 | 0 | 10145.3478 | -0.84782 | 18655.4151
HV Medium Non-Domestic | 3639.0301 | 209.1434 | 790.3172 | 97.066 | 34.3212 | 401.365 | 0 | 0 | 0 | 0 | 1223.2007 | 1837.1373 | 164.9758 | 623.4153 | 544.4782 | 192.5199 | 2251.4015 | 0 | 0 | 0 | 3904.1136 | 16468.9094 | -3.8317 | 32377.5628
LV HH Metered | 3617659.6394 | 334745.1328 | 1177959.8609 | 203640.2263 | 64813.8248 | 1295080.2296 | 131303.245 | 300457.6849 | 0 | 0 | 1246132.0686 | 1826348.6254 | 168993.5964 | 594684.2951 | 411225.0289 | 130883.1141 | 2615246.5769 | 1325749.3792 | 3033676.6553 | 112826.2196 | 0 | 16777652.5075 | -2698.612 | 35366379.2987
LV Sub HH Metered | 18415.6602 | 1704.0167 | 5953.5202 | 1029.2169 | 329.9341 | 12976.4377 | 915.5617 | 0 | 0 | 0 | 6268.5646 | 9297.0094 | 860.2602 | 3005.5905 | 2078.3701 | 666.2592 | 26204.2332 | 9244.2901 | 0 | 383.1665 | 0 | 84398.5973 | 3.5177 | 183734.2064
HV HH Metered | 5381501.217 | 299405.5124 | 1231740.0682 | 191229.6207 | 67616.1427 | 790728.8765 | 0 | 0 | 0 | 0 | 1721630.9495 | 2716810.9579 | 236176.0177 | 971616.9277 | 1072676.1674 | 379283.4212 | 4435484.5109 | 0 | 0 | 0 | 168589.7175 | 23179666.5414 | 4751.4376 | 42848908.0863
HV Sub HH Metered | 0 | 0 | 0 | 0 | 0 | 0 | 0 | 0 | 0 | 0 | 0 | 0 | 0 | 0 | 0 | 0 | 0 | 0 | 0 | 0 | 0 | 0 | 0 | 0
NHH UMS category A | 19559.8853 | 1809.8929 | 6302.5614 | 1089.5575 | 350.434 | 6172.2452 | 435.4871 | 933.9718 | 0 |  | 6551.5584 | 9874.6629 | 913.711 | 3181.8014 | 2200.2201 | 707.656 | 12464.0487 | 4397.0484 | 9430.1749 | 62964.0277 |  | 88208.7645 | 34.8778 | 237582.587
NHH UMS category B | 16913.4292 | 1565.014 | 5392.8994 | 932.2994 | 303.0202 | 5281.392 | 372.6323 | 799.1697 | 0 |  | 4471.5238 | 8538.6193 | 790.0857 | 2722.5653 | 1882.6577 | 611.91 | 10665.0863 | 3762.4131 | 8069.0979 | 40087.2279 |  | 60203.6288 | 4.6099 | 173369.2821
NHH UMS category C | 2158.985 | 199.7727 | 702.6291 | 121.4673 | 38.6803 | 688.1011 | 48.5495 | 104.1221 | 0 |  | 599.1387 | 1089.9476 | 100.8538 | 354.7171 | 245.2874 | 78.1098 | 1389.5309 | 490.1966 | 1051.3052 | 2947.3363 |  | 8066.674 | -1.6091 | 20473.7952
NHH UMS category D | 0 | 0 | 0 | 0 | 0 | 0 | 0 | 0 | 0 |  | 0 | 0 | 0 | 0 | 0 | 0 | 0 | 0 | 0 | 0 |  | 0 | 0 | 0
LV UMS (Pseudo HH Metered) | 430198.9378 | 39806.6747 | 137578.1922 | 23783.8785 | 7707.4245 | 134733.5274 | 9506.2184 | 20387.6086 | 0 |  | 117705.1799 | 217182.7416 | 20096.1044 | 69455.3295 | 48028.4583 | 15564.1443 | 272076.8862 | 95982.8762 | 205850.6579 | 1024777.1325 |  | 1584757.0702 | 42.4447 | 4475221.4877
LV Generation NHH | -1729.1149 | -159.9965 | -556.9718 | -96.2867 | -30.9787 | -545.4554 | -38.485 | 0 | 0 | 0 | -581.806 | -872.9308 | -80.773 | -281.1831 | -194.4385 | -62.5576 | -1101.4765 | -388.5772 | 0 | 0 | 0 | 0 | 1.2093 | -6719.8223
LV Sub Generation NHH | 0 | 0 | 0 | 0 | 0 | 0 | 0 | 0 | 0 | 0 | 0 | 0 | 0 | 0 | 0 | 0 | 0 | 0 | 0 | 0 | 0 | 0 | 0 | 0
LV Generation Intermittent | -8168.0935 | -753.5253 | -2623.1346 | -453.4753 | -143.9406 | -2576.6541 | -181.7976 | 2.7389 | 0 | 0 | -2748.3689 | -4123.6014 | -380.4116 | -1324.2701 | -915.7346 | -290.6693 | -5203.2187 | -1835.5837 | 27.6541 | 0 | 0 | 0 | 5.9507 | -31686.1355
LV Generation Non-Intermittent | -3868.7644 | -355.9173 | -1242.8589 | -214.8597 | -67.1381 | -1224.1929 | -86.3738 | 2.4829 | 0 | 0 | -1309.1323 | -1953.117 | -179.6822 | -627.4481 | -433.8812 | -135.5768 | -2472.0989 | -872.1033 | 25.0696 | 0 | 0 | 0 | 3.9938 | -15011.5987
LV Sub Generation Intermittent | 0 | 0 | 0 | 0 | 0 | 0 | 0 | 0 | 0 | 0 | 0 | 0 | 0 | 0 | 0 | 0 | 0 | 0 | 0 | 0 | 0 | 0 | 0 | 0
LV Sub Generation Non-Intermittent | 0 | 0 | 0 | 0 | 0 | 0 | 0 | 0 | 0 | 0 | 0 | 0 | 0 | 0 | 0 | 0 | 0 | 0 | 0 | 0 | 0 | 0 | 0 | 0
HV Generation Intermittent | -52387.8617 | -3101.2412 | -10795.8865 | -1049.8178 | -337.2036 | 5.1666 | 0 | 0 | 0 | 0 | -17627.2677 | -26447.6232 | -2446.3103 | -8515.9737 | -5888.8079 | -1891.4971 | 28.9811 | 0 | 0 | 0 | 2192.7342 | 0 | 41.5822 | -128221.0266
HV Generation Non-Intermittent | -198563.5906 | -11752.0755 | -40913.0576 | -3978.4833 | -1276.6462 | 30.471 | 0 | 0 | 0 | 0 | -66912.933 | -100243.3553 | -9270.2315 | -32272.8962 | -22316.7532 | -7161.1708 | 170.9226 | 0 | 0 | 0 | 3289.1013 | 0 | -126.0546 | -491296.7531
HV Sub Generation Intermittent | 0 | 0 | 0 | 0 | 0 | 0 | 0 | 0 | 0 | 0 | 0 | 0 | 0 | 0 | 0 | 0 | 0 | 0 | 0 | 0 | 0 | 0 | 0 | 0
HV Sub Generation Non-Intermittent | 0 | 0 | 0 | 0 | 0 | 0 | 0 | 0 | 0 | 0 | 0 | 0 | 0 | 0 | 0 | 0 | 0 | 0 | 0 | 0 | 0 | 0 | 0 | 0
3902. Revenues by charging element and network level
Total net revenue by charging element and network level (£/year)
| Assets 132kV | Assets 132kV/EHV | Assets EHV | Assets EHV/HV | Assets 132kV/HV | Assets HV | Assets HV/LV | Assets LV circuits | Assets LV customer | Assets HV customer | Transmission exit | Operating 132kV | Operating 132kV/EHV | Operating EHV | Operating EHV/HV | Operating 132kV/HV | Operating HV | Operating HV/LV | Operating LV circuits | Operating LV customer | Operating HV customer | Scaler | Rounding | Total net revenue (£/year)
Revenues by charging element and network level | 28695428.9633 | 2464907.3311 | 8782431.2613 | 1500429.3639 | 488163.2893 | 8384207.3281 | 575649.1389 | 1122623.343 | 0 | 0 | 9566652.503 | 14486674.3878 | 1325254.9787 | 4769067.7856 | 3698732.1779 | 1222853.3524 | 19771098.3526 | 5812243.9272 | 11334961.2932 | 10381918.3487 | 177975.6667 | 130004032.6635 | 13797.0298 | 264579102.4859

## CData
Additional calculations for tariff comparisons for WPD South Wales in April 14 (102)
This sheet is for information only. It can be deleted without affecting any calculations elsewhere in the model.
4001. Revenues under current tariffs (£)
Data sources:
x1 = 1201. Current revenues if known (£) (in Current tariff information)
x2 = 1010. Days in the charging year (in Financial and general assumptions)
x3 = 1201. Current Fixed charge p/MPAN/day (in Current tariff information)
x4 = 1053. MPANs by tariff (in Volume forecasts for the charging year)
x5 = 1201. Current Capacity charge p/kVA/day (in Current tariff information)
x6 = 1053. Import capacity (kVA) by tariff (in Volume forecasts for the charging year)
x7 = 1201. Current Unit rate 1 p/kWh (in Current tariff information)
x8 = 1053. Rate 1 units (MWh) by tariff (in Volume forecasts for the charging year)
x9 = 1201. Current Unit rate 2 p/kWh (in Current tariff information)
x10 = 1053. Rate 2 units (MWh) by tariff (in Volume forecasts for the charging year)
x11 = 1201. Current Unit rate 3 p/kWh (in Current tariff information)
x12 = 1053. Rate 3 units (MWh) by tariff (in Volume forecasts for the charging year)
x13 = 1201. Current Reactive power charge p/kVArh (in Current tariff information)
x14 = 1053. Reactive power units (MVArh) by tariff (in Volume forecasts for the charging year)
Calculation =IF(x1,x1,0.01*x2*(x3*x4+x5*x6)+10*(x7*x8+x9*x10+x11*x12+x13*x14))
Revenues under current tariffs (£)
Domestic Unrestricted | 122257888.8991
Domestic Two Rate | 8057150.3158
Domestic Off Peak (related MPAN) | 11250.7189
Small Non Domestic Unrestricted | 24683459.4643
Small Non Domestic Two Rate | 7552161.881
Small Non Domestic Off Peak (related MPAN) | 7861.8396
LV Medium Non-Domestic | 14090100.294
LV Sub Medium Non-Domestic | 12365.5367
HV Medium Non-Domestic | 30327.1747
LV HH Metered | 33781362.3963
LV Sub HH Metered | 172073.2288
HV HH Metered | 41388738.71
HV Sub HH Metered | 0
NHH UMS category A | 236108.8797
NHH UMS category B | 173609.1052
NHH UMS category C | 20859.2493
NHH UMS category D | 0
LV UMS (Pseudo HH Metered) | 4515894.5505
4002. All-the-way volumes
Data sources:
x1 = 1053. Rate 1 units (MWh) by tariff (in Volume forecasts for the charging year)
x2 = 1053. Rate 2 units (MWh) by tariff (in Volume forecasts for the charging year)
x3 = 1053. Rate 3 units (MWh) by tariff (in Volume forecasts for the charging year)
x4 = 1053. MPANs by tariff (in Volume forecasts for the charging year)
x5 = 1053. Import capacity (kVA) by tariff (in Volume forecasts for the charging year)
x6 = 1053. Reactive power units (MVArh) by tariff (in Volume forecasts for the charging year)
x7 = 3802. All units (MWh) (in Revenue summary)
Kind: | Copy cells | Copy cells | Copy cells | Copy cells | Copy cells | Copy cells | Copy cells
Formula: | = x1 | = x2 | = x3 | = x4 | = x5 | = x6 | = x7
| Rate 1 units (MWh) | Rate 2 units (MWh) | Rate 3 units (MWh) | MPANs | Import capacity (kVA) | Reactive power units (MVArh) | All units (MWh)
Domestic Unrestricted | 3217327.5103 | 0 | 0 | 959008 | 0 | 0 | 3217327.5103
Domestic Two Rate | 179734.8864 | 185911.6968 | 0 | 59551 | 0 | 0 | 365646.5832
Domestic Off Peak (related MPAN) | 3947.6207 | 0 | 0 | 0 | 0 | 0 | 3947.6207
Small Non Domestic Unrestricted | 843172.3601 | 0 | 0 | 63123 | 0 | 0 | 843172.3601
Small Non Domestic Two Rate | 201962.6418 | 94532.5547 | 0 | 13493 | 0 | 0 | 296495.1965
Small Non Domestic Off Peak (related MPAN) | 2480.0756 | 0 | 0 | 0 | 0 | 0 | 2480.0756
LV Medium Non-Domestic | 398544.9509 | 107370.3015 | 0 | 4645 | 0 | 0 | 505915.2524
LV Sub Medium Non-Domestic | 571.8253 | 125.3641 | 0 | 5 | 0 | 0 | 697.1895
HV Medium Non-Domestic | 970.6701 | 223.5006 | 0 | 14 | 0 | 0 | 1194.1707
LV HH Metered | 105444.3184 | 670583.22 | 495345.7802 | 3011 | 576694 | 103154 | 1271373.3187
LV Sub HH Metered | 671.9372 | 3218.3004 | 3394.1034 | 14 | 4148 | 555 | 7284.3409
HV HH Metered | 167450.5077 | 1017072.642 | 951429.8068 | 582 | 709859 | 165548 | 2135952.9565
HV Sub HH Metered | 0 | 0 | 0 | 0 | 0 | 0 | 0
NHH UMS category A | 8960.4888 | 0 | 0 | 0 | 0 | 0 | 8960.4888
NHH UMS category B | 5705.1957 | 0 | 0 | 0 | 0 | 0 | 5705.1957
NHH UMS category C | 418.9446 | 0 | 0 | 0 | 0 | 0 | 418.9446
NHH UMS category D | 0 | 0 | 0 | 0 | 0 | 0 | 0
LV UMS (Pseudo HH Metered) | 6097.8756 | 35905.6183 | 104410.683 | 0 | 0 | 0 | 146414.1769
LV Generation NHH | 842.083 | 0 | 0 | 0 | 0 | 0 | 842.083
LV Sub Generation NHH | 0 | 0 | 0 | 0 | 0 | 0 | 0
LV Generation Intermittent | 4005.824 | 0 | 0 | 87 | 0 | 107 | 4005.824
LV Generation Non-Intermittent | 138.559 | 870.282 | 891.012 | 11 | 0 | 97 | 1899.853
LV Sub Generation Intermittent | 0 | 0 | 0 | 0 | 0 | 0 | 0
LV Sub Generation Non-Intermittent | 0 | 0 | 0 | 0 | 0 | 0 | 0
HV Generation Intermittent | 26486.334 | 0 | 0 | 16 | 0 | 88 | 26486.334
HV Generation Non-Intermittent | 7704.283 | 40972.336 | 48320.563 | 24 | 0 | 519 | 96997.182
HV Sub Generation Intermittent | 0 | 0 | 0 | 0 | 0 | 0 | 0
HV Sub Generation Non-Intermittent | 0 | 0 | 0 | 0 | 0 | 0 | 0
4003. Normalised to
Normalised to
Domestic Unrestricted | = x1: MPAN
Domestic Two Rate | = x1: MPAN
Domestic Off Peak (related MPAN) | = x1: MPAN
Small Non Domestic Unrestricted | = x1: MPAN
Small Non Domestic Two Rate | = x1: MPAN
Small Non Domestic Off Peak (related MPAN) | = x1: MPAN
LV Medium Non-Domestic | = x1: MPAN
LV Sub Medium Non-Domestic | = x1: MPAN
HV Medium Non-Domestic | = x1: MPAN
LV HH Metered | = x1: kVA
LV Sub HH Metered | = x1: kVA
HV HH Metered | = x1: kVA
HV Sub HH Metered | = x1: kVA
NHH UMS category A | = x1: MWh
NHH UMS category B | = x1: MWh
NHH UMS category C | = x1: MWh
NHH UMS category D | = x1: MWh
LV UMS (Pseudo HH Metered) | = x1: MWh
LV Generation NHH | = x1: MWh
LV Sub Generation NHH | = x1: MWh
LV Generation Intermittent | = x1: MWh
LV Generation Non-Intermittent | = x1: MWh
LV Sub Generation Intermittent | = x1: MWh
LV Sub Generation Non-Intermittent | = x1: MWh
HV Generation Intermittent | = x1: MWh
HV Generation Non-Intermittent | = x1: MWh
HV Sub Generation Intermittent | = x1: MWh
HV Sub Generation Non-Intermittent | = x1: MWh
4004. Normalised volumes for comparisons
Data sources:
x1 = 4002. Rate 1 units (MWh) by tariff (in Volume forecasts for the charging year) (in All-the-way volumes)
x2 = 4003. Normalised to
x3 = 4002. Import capacity (kVA) by tariff (in Volume forecasts for the charging year) (in All-the-way volumes)
x4 = 4002. MPANs by tariff (in Volume forecasts for the charging year) (in All-the-way volumes)
x5 = 4002. All units (MWh) (in Revenue summary) (in All-the-way volumes)
x6 = 4002. Rate 2 units (MWh) by tariff (in Volume forecasts for the charging year) (in All-the-way volumes)
x7 = 4002. Rate 3 units (MWh) by tariff (in Volume forecasts for the charging year) (in All-the-way volumes)
x8 = 4002. Reactive power units (MVArh) by tariff (in Volume forecasts for the charging year) (in All-the-way volumes)
x9 = 1010. Days in the charging year (in Financial and general assumptions)
x10 = 3607. Fixed charge p/MPAN/day (in Tariffs)
x11 = Normalised MPANs (in Normalised volumes for comparisons)
x12 = 3607. Capacity charge p/kVA/day (in Tariffs)
x13 = Normalised Import capacity (kVA) (in Normalised volumes for comparisons)
x14 = 3607. Unit rate 1 p/kWh (in Tariffs)
x15 = Normalised Rate 1 units (MWh) (in Normalised volumes for comparisons)
x16 = 3607. Unit rate 2 p/kWh (in Tariffs)
x17 = Normalised Rate 2 units (MWh) (in Normalised volumes for comparisons)
x18 = 3607. Unit rate 3 p/kWh (in Tariffs)
x19 = Normalised Rate 3 units (MWh) (in Normalised volumes for comparisons)
x20 = 3607. Reactive power charge p/kVArh (in Tariffs)
x21 = Normalised Reactive power units (MVArh) (in Normalised volumes for comparisons)
Kind: | Calculation | Calculation | Calculation | Calculation | Calculation | Calculation | Calculation
Formula: | =x1/IF(x2="kVA",IF(x3,x3,1),IF(x2="MPAN",IF(x4,x4,1),IF(x5,x5,1))) | =x6/IF(x2="kVA",IF(x3,x3,1),IF(x2="MPAN",IF(x4,x4,1),IF(x5,x5,1))) | =x7/IF(x2="kVA",IF(x3,x3,1),IF(x2="MPAN",IF(x4,x4,1),IF(x5,x5,1))) | =x4/IF(x2="kVA",IF(x3,x3,1),IF(x2="MPAN",IF(x4,x4,1),IF(x5,x5,1))) | =x3/IF(x2="kVA",IF(x3,x3,1),IF(x2="MPAN",IF(x4,x4,1),IF(x5,x5,1))) | =x8/IF(x2="kVA",IF(x3,x3,1),IF(x2="MPAN",IF(x4,x4,1),IF(x5,x5,1))) | =0.01*x9*(x10*x11+x12*x13)+10*(x14*x15+x16*x17+x18*x19+x20*x21)
| Normalised Rate 1 units (MWh) | Normalised Rate 2 units (MWh) | Normalised Rate 3 units (MWh) | Normalised MPANs | Normalised Import capacity (kVA) | Normalised Reactive power units (MVArh) | Normalised revenues (£)
Domestic Unrestricted
Domestic Unrestricted | 3.3548 | 0 | 0 | 1 | 0 | 0 | 131.3418
LDNO LV: Domestic Unrestricted | 3.3548 | 0 | 0 | 1 | 0 | 0 | 89.3885
LDNO HV: Domestic Unrestricted | 3.3548 | 0 | 0 | 1 | 0 | 0 | 43.0356
Domestic Two Rate
Domestic Two Rate | 3.0182 | 3.1219 | 0 | 1 | 0 | 0 | 136.0822
LDNO LV: Domestic Two Rate | 3.0182 | 3.1219 | 0 | 1 | 0 | 0 | 92.6299
LDNO HV: Domestic Two Rate | 3.0182 | 3.1219 | 0 | 1 | 0 | 0 | 44.5901
Domestic Off Peak (related MPAN)
Domestic Off Peak (related MPAN) | 3947.6207 | 0 | 0 | 0 | 0 | 0 | 12435.0051
LDNO LV: Domestic Off Peak (related MPAN) | 3947.6207 | 0 | 0 | 0 | 0 | 0 | 8447.9082
LDNO HV: Domestic Off Peak (related MPAN) | 3947.6207 | 0 | 0 | 0 | 0 | 0 | 4066.0493
Small Non Domestic Unrestricted
Small Non Domestic Unrestricted | 13.3576 | 0 | 0 | 1 | 0 | 0 | 397.6573
LDNO LV: Small Non Domestic Unrestricted | 13.3576 | 0 | 0 | 1 | 0 | 0 | 270.7562
LDNO HV: Small Non Domestic Unrestricted | 13.3576 | 0 | 0 | 1 | 0 | 0 | 130.3259
Small Non Domestic Two Rate
Small Non Domestic Two Rate | 14.968 | 7.006 | 0 | 1 | 0 | 0 | 580.4039
LDNO LV: Small Non Domestic Two Rate | 14.968 | 7.006 | 0 | 1 | 0 | 0 | 395.0795
LDNO HV: Small Non Domestic Two Rate | 14.968 | 7.006 | 0 | 1 | 0 | 0 | 190.1739
Small Non Domestic Off Peak (related MPAN)
Small Non Domestic Off Peak (related MPAN) | 2480.0756 | 0 | 0 | 0 | 0 | 0 | 8109.8471
LDNO LV: Small Non Domestic Off Peak (related MPAN) | 2480.0756 | 0 | 0 | 0 | 0 | 0 | 5530.5685
LDNO HV: Small Non Domestic Off Peak (related MPAN) | 2480.0756 | 0 | 0 | 0 | 0 | 0 | 2653.6809
LV Medium Non-Domestic
LV Medium Non-Domestic | 85.8009 | 23.1152 | 0 | 1 | 0 | 0 | 3166.5939
LDNO LV: LV Medium Non-Domestic | 85.8009 | 23.1152 | 0 | 1 | 0 | 0 | 2156.2156
LDNO HV: LV Medium Non-Domestic | 85.8009 | 23.1152 | 0 | 1 | 0 | 0 | 1038.0774
LV Sub Medium Non-Domestic
LV Sub Medium Non-Domestic | 114.3651 | 25.0728 | 0 | 1 | 0 | 0 | 3731.083
HV Medium Non-Domestic
HV Medium Non-Domestic | 69.3336 | 15.9643 | 0 | 1 | 0 | 0 | 2312.6831
LV HH Metered
LV HH Metered | 0.18284 | 1.1628 | 0.85894 | 0.0052211 | 1 | 0.17887 | 60.5553
LDNO LV: LV HH Metered | 0.18284 | 1.1628 | 0.85894 | 0.0052211 | 1 | 0.17887 | 41.2209
LDNO HV: LV HH Metered | 0.18284 | 1.1628 | 0.85894 | 0.0052211 | 1 | 0.17887 | 19.8473
LV Sub HH Metered
LV Sub HH Metered | 0.16199 | 0.77587 | 0.81825 | 0.0033751 | 1 | 0.1338 | 44.2946
LDNO HV: LV Sub HH Metered | 0.16199 | 0.77587 | 0.81825 | 0.0033751 | 1 | 0.1338 | 21.9154
HV HH Metered
HV HH Metered | 0.23589 | 1.4328 | 1.3403 | 0.00081988 | 1 | 0.23321 | 60.2125
LDNO HV: HV HH Metered | 0.23589 | 1.4328 | 1.3403 | 0.00081988 | 1 | 0.23321 | 35.7475
HV Sub HH Metered
HV Sub HH Metered | 0 | 0 | 0 | 0 | 0 | 0 | 0
NHH UMS category A
NHH UMS category A | 1 | 0 | 0 | 0 | 0 | 0 | 26.41
LDNO LV: NHH UMS category A | 1 | 0 | 0 | 0 | 0 | 0 | 17.98
LDNO HV: NHH UMS category A | 1 | 0 | 0 | 0 | 0 | 0 | 8.66
NHH UMS category B
NHH UMS category B | 1 | 0 | 0 | 0 | 0 | 0 | 30.27
LDNO LV: NHH UMS category B | 1 | 0 | 0 | 0 | 0 | 0 | 20.61
LDNO HV: NHH UMS category B | 1 | 0 | 0 | 0 | 0 | 0 | 9.92
NHH UMS category C
NHH UMS category C | 1 | 0 | 0 | 0 | 0 | 0 | 48.62
LDNO LV: NHH UMS category C | 1 | 0 | 0 | 0 | 0 | 0 | 33.1
LDNO HV: NHH UMS category C | 1 | 0 | 0 | 0 | 0 | 0 | 15.94
NHH UMS category D
NHH UMS category D | 0 | 0 | 0 | 0 | 0 | 0 | 0
LDNO LV: NHH UMS category D | 0 | 0 | 0 | 0 | 0 | 0 | 0
LDNO HV: NHH UMS category D | 0 | 0 | 0 | 0 | 0 | 0 | 0
LV UMS (Pseudo HH Metered)
LV UMS (Pseudo HH Metered) | 0.041648 | 0.24523 | 0.71312 | 0 | 0 | 0 | 30.5655
LDNO LV: LV UMS (Pseudo HH Metered) | 0.041648 | 0.24523 | 0.71312 | 0 | 0 | 0 | 20.8081
LDNO HV: LV UMS (Pseudo HH Metered) | 0.041648 | 0.24523 | 0.71312 | 0 | 0 | 0 | 10.0203
LV Generation NHH
LV Generation NHH | 1 | 0 | 0 | 0 | 0 | 0 | -7.98
LDNO LV: LV Generation NHH | 1 | 0 | 0 | 0 | 0 | 0 | -7.98
LDNO HV: LV Generation NHH | 1 | 0 | 0 | 0 | 0 | 0 | -7.98
LV Sub Generation NHH
LV Sub Generation NHH | 0 | 0 | 0 | 0 | 0 | 0 | 0
LDNO HV: LV Sub Generation NHH | 0 | 0 | 0 | 0 | 0 | 0 | 0
LV Generation Intermittent
LV Generation Intermittent | 1 | 0 | 0 | 0.021718 | 0 | 0.026711 | -7.91
LDNO LV: LV Generation Intermittent | 1 | 0 | 0 | 0.021718 | 0 | 0.026711 | -7.91
LDNO HV: LV Generation Intermittent | 1 | 0 | 0 | 0.021718 | 0 | 0.026711 | -7.91
LV Generation Non-Intermittent
LV Generation Non-Intermittent | 0.072931 | 0.45808 | 0.46899 | 0.0057899 | 0 | 0.051057 | -7.9015
LDNO LV: LV Generation Non-Intermittent | 0.072931 | 0.45808 | 0.46899 | 0.0057899 | 0 | 0.051057 | -7.9015
LDNO HV: LV Generation Non-Intermittent | 0.072931 | 0.45808 | 0.46899 | 0.0057899 | 0 | 0.051057 | -7.9015
LV Sub Generation Intermittent
LV Sub Generation Intermittent | 0 | 0 | 0 | 0 | 0 | 0 | 0
LDNO HV: LV Sub Generation Intermittent | 0 | 0 | 0 | 0 | 0 | 0 | 0
LV Sub Generation Non-Intermittent
LV Sub Generation Non-Intermittent | 0 | 0 | 0 | 0 | 0 | 0 | 0
LDNO HV: LV Sub Generation Non-Intermittent | 0 | 0 | 0 | 0 | 0 | 0 | 0
HV Generation Intermittent
HV Generation Intermittent | 1 | 0 | 0 | 0.00060409 | 0 | 0.0033225 | -4.841
LDNO HV: HV Generation Intermittent | 1 | 0 | 0 | 0.00060409 | 0 | 0.0033225 | -4.9238
HV Generation Non-Intermittent
HV Generation Non-Intermittent | 0.079428 | 0.42241 | 0.49816 | 0.00024743 | 0 | 0.0053507 | -5.0651
LDNO HV: HV Generation Non-Intermittent | 0.079428 | 0.42241 | 0.49816 | 0.00024743 | 0 | 0.0053507 | -5.099
HV Sub Generation Intermittent
HV Sub Generation Intermittent | 0 | 0 | 0 | 0 | 0 | 0 | 0
HV Sub Generation Non-Intermittent
HV Sub Generation Non-Intermittent | 0 | 0 | 0 | 0 | 0 | 0 | 0
4005. LDNO LV charges (normalised £)
Data sources:
x1 = 4004. Normalised revenues (£) (in Normalised volumes for comparisons)
Copy cells = x1
LDNO LV charges (normalised £)
LDNO LV: Domestic Unrestricted | = x1: 89.3885
LDNO LV: Domestic Two Rate | = x1: 92.6299
LDNO LV: Domestic Off Peak (related MPAN) | = x1: 8447.9082
LDNO LV: Small Non Domestic Unrestricted | = x1: 270.7562
LDNO LV: Small Non Domestic Two Rate | = x1: 395.0795
LDNO LV: Small Non Domestic Off Peak (related MPAN) | = x1: 5530.5685
LDNO LV: LV Medium Non-Domestic | = x1: 2156.2156
LDNO LV: LV HH Metered | = x1: 41.2209
N/A | bar: = x1
N/A | bar: = x1
LDNO LV: NHH UMS category A | = x1: 17.98
LDNO LV: NHH UMS category B | = x1: 20.61
LDNO LV: NHH UMS category C | = x1: 33.1
LDNO LV: NHH UMS category D | = x1: 0
LDNO LV: LV UMS (Pseudo HH Metered) | = x1: 20.8081
LDNO LV: LV Generation NHH | = x1: -7.98
N/A | bar: = x1
LDNO LV: LV Generation Intermittent | = x1: -7.91
LDNO LV: LV Generation Non-Intermittent | = x1: -7.9015
N/A | bar: = x1
N/A | bar: = x1
N/A | bar: = x1
N/A | bar: = x1
4006. LDNO HV charges (normalised £)
Data sources:
x1 = 4004. Normalised revenues (£) (in Normalised volumes for comparisons)
Copy cells = x1
LDNO HV charges (normalised £)
LDNO HV: Domestic Unrestricted | = x1: 43.0356
LDNO HV: Domestic Two Rate | = x1: 44.5901
LDNO HV: Domestic Off Peak (related MPAN) | = x1: 4066.0493
LDNO HV: Small Non Domestic Unrestricted | = x1: 130.3259
LDNO HV: Small Non Domestic Two Rate | = x1: 190.1739
LDNO HV: Small Non Domestic Off Peak (related MPAN) | = x1: 2653.6809
LDNO HV: LV Medium Non-Domestic | = x1: 1038.0774
LDNO HV: LV HH Metered | = x1: 19.8473
LDNO HV: LV Sub HH Metered | = x1: 21.9154
LDNO HV: HV HH Metered | = x1: 35.7475
LDNO HV: NHH UMS category A | = x1: 8.66
LDNO HV: NHH UMS category B | = x1: 9.92
LDNO HV: NHH UMS category C | = x1: 15.94
LDNO HV: NHH UMS category D | = x1: 0
LDNO HV: LV UMS (Pseudo HH Metered) | = x1: 10.0203
LDNO HV: LV Generation NHH | = x1: -7.98
LDNO HV: LV Sub Generation NHH | = x1: 0
LDNO HV: LV Generation Intermittent | = x1: -7.91
LDNO HV: LV Generation Non-Intermittent | = x1: -7.9015
LDNO HV: LV Sub Generation Intermittent | = x1: 0
LDNO HV: LV Sub Generation Non-Intermittent | = x1: 0
LDNO HV: HV Generation Intermittent | = x1: -4.9238
LDNO HV: HV Generation Non-Intermittent | = x1: -5.099

## CTables
Tariff comparisons for WPD South Wales in April 14 (102)
This sheet is for information only. It can be deleted without affecting any calculations elsewhere in the model.
4101. Comparison with current all-the-way demand tariffs
Data sources:
x1 = 4001. Revenues under current tariffs (£)
x2 = 3802. Net revenues (£) (in Revenue summary)
x3 = 3802. All units (MWh) (in Revenue summary)
x4 = 1053. MPANs by tariff (in Volume forecasts for the charging year)
Kind: | Calculation | Calculation | Copy cells
Formula: | =IF(x1,x2/x1-1,"") | =(x2-x1)/IF(x3,x3,1)/10 | = x4
| Change | Absolute change (average p/kWh) | MPANs
Domestic Unrestricted | 3.026% | 0.115 | 959008
Domestic Two Rate | 0.5794% | 0.012767 | 59551
Domestic Off Peak (related MPAN) | 10.53% | 0.03 | 0
Small Non Domestic Unrestricted | 1.693% | 0.049558 | 63123
Small Non Domestic Two Rate | 3.697% | 0.094176 | 13493
Small Non Domestic Off Peak (related MPAN) | 3.155% | 0.01 | 0
LV Medium Non-Domestic | 4.391% | 0.1223 | 4645
LV Sub Medium Non-Domestic | 50.87% | 0.90218 | 5
HV Medium Non-Domestic | 6.761% | 0.1717 | 14
LV HH Metered | 3.376% | 0.089709 | 3011
LV Sub HH Metered | 6.777% | 0.16008 | 14
HV HH Metered | 3.27% | 0.063373 | 582
HV Sub HH Metered |  | 0 | 0
NHH UMS category A | 0.2277% | 0.006 | 0
NHH UMS category B | -0.5258% | -0.016 | 0
NHH UMS category C | -2.35% | -0.117 | 0
NHH UMS category D |  | 0 | 0
LV UMS (Pseudo HH Metered) | -0.9007% | -0.027779 | 0
4102. LDNO margins in use of system charges
Data sources:
x1 = 4003. Normalised to
x2 = 4004. Normalised revenues (£) (in Normalised volumes for comparisons)
x3 = 4005. LDNO LV charges (normalised £)
x4 = All-the-way charges (normalised £) (in LDNO margins in use of system charges)
x5 = 4006. LDNO HV charges (normalised £)
Kind: | Copy cells | Copy cells | Calculation | Calculation
Formula: | = x1 | = x2 | =IF(x3,x4-x3,"") | =IF(x5,x4-x5,"")
| Normalised to | All-the-way charges (normalised £) | LDNO LV margin (normalised £) | LDNO HV margin (normalised £)
Domestic Unrestricted | MPAN | 131.3418 | 41.9532 | 88.3061
Domestic Two Rate | MPAN | 136.0822 | 43.4523 | 91.4921
Domestic Off Peak (related MPAN) | MPAN | 12435.0051 | 3987.0969 | 8368.9558
Small Non Domestic Unrestricted | MPAN | 397.6573 | 126.9011 | 267.3314
Small Non Domestic Two Rate | MPAN | 580.4039 | 185.3244 | 390.23
Small Non Domestic Off Peak (related MPAN) | MPAN | 8109.8471 | 2579.2786 | 5456.1663
LV Medium Non-Domestic | MPAN | 3166.5939 | 1010.3783 | 2128.5165
LV HH Metered | kVA | 60.5553 | 19.3344 | 40.7081
LV Sub HH Metered | kVA | 44.2946 |  | 22.3793
HV HH Metered | kVA | 60.2125 |  | 24.465
NHH UMS category A | MWh | 26.41 | 8.43 | 17.75
NHH UMS category B | MWh | 30.27 | 9.66 | 20.35
NHH UMS category C | MWh | 48.62 | 15.52 | 32.68
NHH UMS category D | MWh | 0
LV UMS (Pseudo HH Metered) | MWh | 30.5655 | 9.7574 | 20.5452
LV Generation NHH | MWh | -7.98 | 0 | 0
LV Sub Generation NHH | MWh | 0
LV Generation Intermittent | MWh | -7.91 | 0 | 0
LV Generation Non-Intermittent | MWh | -7.9015 | 0 | 0
LV Sub Generation Intermittent | MWh | 0
LV Sub Generation Non-Intermittent | MWh | 0
HV Generation Intermittent | MWh | -4.841 |  | 0.082794
HV Generation Non-Intermittent | MWh | -5.0651 |  | 0.033912