## Overview
Overview for WPD South Wales in 2013/14 (April 2013 Price Change)
Colour coding
Copyright © 2009-2013 DCUSA Limited and contributors. All rights reserved. |  | Data input
Unused cell in input data table
The use (including modification) of this model is permitted for the purposes of calculating use of system |  | Calculation
charges, testing the impact of changes in input data, and testing the impact of potential changes to the |  | Copy data
model (provided that this notice is not removed). DCUSA Limited reserves the right to modify or revoke |  | Unused cell in calculation table
such permission at any time. |  | Constant value
Unlocked cell for notes
This workbook is structured as a series of named and numbered tables. Above each calculation table, the
algorithm used in the calculations is stated together with hyperlinks to all source data tables.
Some versions of Microsoft Excel have a "Back" button which can be useful when using hyperlinks to navigate
around the workbook. The "Back" button might be in the "Web" toolbar (Microsoft Excel versions up to 2004), or
an additional command which can be added to the "Quick Access Toolbar" (Microsoft Excel versions 2007 and 2010).
Unless stated otherwise, all the data in this model are for illustration only.
List of data tables
This table lists the data tables (inputs and calculations) in the model. Each line contains a link is to the first data cell of the table.
Worksheet | Data table | Type of table
CDCM Revenue | 1001. CDCM Target Revenue Calculations | Input data
Input | 1000. Company, charging year, data version | Input data
Input | 1010. Financial and general assumptions | Composite
Input | 1017. Diversity allowance between top and bottom of network level | Input data
Input | 1018. Proportion of relevant load going through 132kV/HV direct transformation | Input data
Input | 1019. Network model GSP peak demand (MW) | Input data
Input | 1020. Gross asset cost by network level (£) | Input data
Input | 1022. LV service model asset cost (£) | Input data
Input | 1023. HV service model asset cost (£) | Input data
Input | 1025. Matrix of applicability of LV service models to tariffs with fixed charges | Input data
Input | 1026. Matrix of applicability of LV service models to unmetered tariffs | Input data
Input | 1028. Matrix of applicability of HV service models to tariffs with fixed charges | Input data
Input | 1032. Loss adjustment factors to transmission | Input data
Input | 1037. Embedded network (LDNO) discounts | Input data
Input | 1041. Load profile data for demand users | Input data
Input | 1053. Volume forecasts for the charging year | Input data
Input | 1055. Transmission exit charges (£/year) | Input data
Input | 1059. Other expenditure | Input data
Input | 1060. Customer contributions under current connection charging policy | Input data
Input | 1061. Average split of rate 1 units by distribution time band | Input data
Input | 1062. Average split of rate 2 units by distribution time band | Input data
Input | 1064. Average split of rate 1 units by special distribution time band | Input data
Input | 1066. Typical annual hours by special distribution time band | Input data
Input | 1068. Typical annual hours by distribution time band | Input data
Input | 1069. Peaking probabilities by network level | Input data
CDCM Revenue | 1076. Target revenue | Input data
Input | 1092. Average kVAr by kVA, by network level | Input data
Input | 1201. Current tariff information | Input data
LAFs | 2001. Loss adjustment factors to transmission | Composite
LAFs | 2002. Mapping of DRM network levels to core network levels | Fixed data
LAFs | 2003. Loss adjustment factor to transmission for each DRM network level | Sum-product calculation
LAFs | 2004. Loss adjustment factor to transmission for each network level | Combine tables
LAFs | 2005. Network use factors | Fixed data
LAFs | 2006. Proportion going through 132kV/EHV | Calculation
LAFs | 2007. Proportion going through EHV | Calculation
LAFs | 2008. Proportion going through EHV/HV | Calculation
LAFs | 2009. Rerouteing matrix for all network levels | Combine tables
LAFs | 2010. Network use factors: interim step in calculations before adjustments | Sum-product calculation
LAFs | 2011. Network use factors for all tariffs | Combine tables
LAFs | 2012. Loss adjustment factors between end user meter reading and each network level, scaled by network use | Calculation
DRM | 2101. Annuity rate | Calculation
DRM | 2102. Loss adjustment factor to transmission for each core level | Combine tables
DRM | 2103. Loss adjustment factors | Composite
DRM | 2104. Diversity calculations | Special calculation
DRM | 2105. Network model total maximum demand at substation (MW) | Calculation
DRM | 2106. Network model contribution to system maximum load measured at network level exit (MW) | Calculation
DRM | 2107. Rerouteing matrix for DRM network levels | Combine tables
DRM | 2108. GSP simultaneous maximum load assumed through each network level (MW) | Sum-product calculation
DRM | 2109. Network model annuity by simultaneous maximum load for each network level (£/kW/year) | Calculation
SM | 2201. Asset £/customer from LV service models | Sum-product calculation
SM | 2202. Asset £/(MWh/year) from LV service models | Sum-product calculation
SM | 2203. Service model asset p/kWh charge for unmetered tariffs | Calculation
SM | 2204. Asset £/customer from HV service models | Sum-product calculation
SM | 2205. Service model assets by tariff (£) | Combine tables
SM | 2206. Replacement annuities for service models | Composite
Loads | 2301. Demand coefficient (load at time of system maximum load divided by average load) | Calculation
Loads | 2302. Load coefficient | Combine tables
Loads | 2303. Discount map | Fixed data
Loads | 2304. LDNO discounts and volumes adjusted for discount | Composite
Loads | 2305. Equivalent volume for each end user | Cell summation
Multi | 2401. Adjust annual hours by distribution time band to match days in year | Composite
Multi | 2402. Normalisation of split of rate 1 units by time band | Composite
Multi | 2403. Split of rate 1 units between distribution time bands | Combine tables
Multi | 2404. Normalisation of split of rate 2 units by time band | Composite
Multi | 2405. Split of rate 2 units between distribution time bands | Combine tables
Multi | 2406. Split of rate 3 units between distribution time bands (default) | Fixed data
Multi | 2407. All units (MWh) | Calculation
Multi | 2408. Calculation of implied load coefficients for two-rate users | Calculation
Multi | 2409. Calculation of implied load coefficients for three-rate users | Calculation
Multi | 2410. Calculation of adjusted time band load coefficients | Composite
Multi | 2411. Normalisation of peaking probabilities | Composite
Multi | 2412. Peaking probabilities by network level (reshaped) | Reshape table
Multi | 2413. Pseudo load coefficient by time band and network level | Calculation
Multi | 2414. Unit rate 1 pseudo load coefficient by network level | Sum-product calculation
Multi | 2415. Unit rate 2 pseudo load coefficient by network level | Sum-product calculation
Multi | 2416. Unit rate 3 pseudo load coefficient by network level | Sum-product calculation
Multi | 2417. Adjust annual hours by special distribution time band to match days in year | Composite
Multi | 2418. Normalisation of split of rate 1 units by special time band | Composite
Multi | 2419. Split of rate 1 units between special distribution time bands | Combine tables
Multi | 2420. Split of rate 2 units between special distribution time bands (default) | Fixed data
Multi | 2421. Split of rate 3 units between special distribution time bands (default) | Fixed data
Multi | 2422. Calculation of implied special load coefficients for one-rate users | Calculation
Multi | 2423. Calculation of implied special load coefficients for three-rate users | Calculation
Multi | 2424. Estimated contributions to peak demand | Composite
Multi | 2425. Mapping of tariffs to tariff groups for coincidence adjustment factor | Fixed data
Multi | 2426. Group contribution to first-band peak kW | Sum-product calculation
Multi | 2427. Group contribution to system-peak-time kW | Sum-product calculation
Multi | 2428. Load coefficient correction factor for each group | Calculation
Multi | 2429. Load coefficient correction factor (based on group) | Sum-product calculation
Multi | 2430. Calculation of special peaking probabilities | Composite
Multi | 2431. Special peaking probabilities by network level | Combine tables
Multi | 2432. Special peaking probabilities by network level (reshaped) | Reshape table
Multi | 2433. Pseudo load coefficient by time band and network level | Calculation
Multi | 2434. Unit rate 1 pseudo load coefficient by network level (special) | Sum-product calculation
Multi | 2435. Unit rate 2 pseudo load coefficient by network level (special) | Sum-product calculation
Multi | 2436. Unit rate 3 pseudo load coefficient by network level (special) | Sum-product calculation
Multi | 2437. Unit rate 1 pseudo load coefficient by network level (combined) | Combine tables
Multi | 2438. Unit rate 2 pseudo load coefficient by network level (combined) | Combine tables
Multi | 2439. Unit rate 3 pseudo load coefficient by network level (combined) | Combine tables
SMD | 2501. Contributions of users on one-rate multi tariffs to system simultaneous maximum load by network level (kW) | Calculation
SMD | 2502. Contributions of users on two-rate multi tariffs to system simultaneous maximum load by network level (kW) | Calculation
SMD | 2503. Contributions of users on three-rate multi tariffs to system simultaneous maximum load by network level (kW) | Calculation
SMD | 2504. Estimated contributions of users on each tariff to system simultaneous maximum load by network level (kW) | Calculation
SMD | 2505. Contributions of users on each tariff to system simultaneous maximum load by network level (kW) | Combine tables
SMD | 2506. Forecast system simultaneous maximum load (kW) from forecast units | Cell summation
AMD | 2601. Pre-processing of data for standing charge factors | Composite
AMD | 2602. Standing charges factors adapted to use 132kV/HV | Combine tables
AMD | 2603. Capacity-based contributions to chargeable aggregate maximum load by network level (kW) | Calculation
AMD | 2604. Unit-based contributions to chargeable aggregate maximum load (kW) | Calculation
AMD | 2605. Contributions to aggregate maximum load by network level (kW) | Combine tables
AMD | 2606. Forecast chargeable aggregate maximum load (kW) | Cell summation
AMD | 2607. Forecast simultaneous load subject to standing charge factors (kW) | Calculation
AMD | 2608. Forecast simultaneous load replaced by standing charge (kW) | Cell summation
AMD | 2609. Calculated LV diversity allowance | Calculation
AMD | 2610. Network level mapping for diversity allowances | Fixed data
AMD | 2611. Diversity allowances including 132kV/HV | Sum-product calculation
AMD | 2612. Diversity allowances (including calculated LV value) | Combine tables
AMD | 2613. Forecast simultaneous maximum load (kW) adjusted for standing charges | Calculation
Otex | 2701. Operating expenditure coded by network level (£/year) | Combine tables
Otex | 2702. Network model assets (£) scaled by load forecast | Calculation
Otex | 2703. Annual consumption by tariff for unmetered users (MWh) | Copy cells
Otex | 2704. Total unmetered units | Cell summation
Otex | 2705. Service model asset data | Composite
Otex | 2706. Data for allocation of operating expenditure | Composite
Otex | 2707. Amount of expenditure to be allocated according to asset values (£/year) | Calculation
Otex | 2708. Total operating expenditure by network level (£/year) | Calculation
Otex | 2709. Operating expenditure percentage by network level | Calculation
Otex | 2710. Unit operating expenditure based on simultaneous maximum load (£/kW/year) | Calculation
Otex | 2711. Operating expenditure for customer assets p/MPAN/day | Composite
Otex | 2712. Operating expenditure for unmetered customer assets (p/kWh) | Calculation
Contrib | 2801. Network level of supply (for customer contributions) by tariff | Fixed data
Contrib | 2802. Contribution proportion of asset annuities, by customer type and network level of assets | Calculation
Contrib | 2803. Proportion of assets annuities deemed to be covered by customer contributions | Sum-product calculation
Contrib | 2804. Proportion of annual charge covered by contributions (for all charging levels) | Combine tables
Yard | 2901. Unit cost at each level, £/kW/year (relative to system simultaneous maximum load) | Combine tables
Yard | 2902. Pay-as-you-go yardstick unit costs by charging level (p/kWh) | Calculation
Yard | 2903. Pay-as-you-go unit rate 1 p/kWh | Composite
Yard | 2904. Pay-as-you-go unit rate 2 p/kWh | Composite
Yard | 2905. Pay-as-you-go unit rate 3 p/kWh | Composite
Standing | 3001. Costs based on aggregate maximum load (£/kW/year) | Calculation
Standing | 3002. Capacity elements p/kVA/day | Calculation
Standing | 3003. Yardstick unit rate p/kWh (taking account of standing charges) | Composite
Standing | 3004. Unit rate 1 (taking account of standing charges) | Composite
Standing | 3005. Unit rate 2 (taking account of standing charges) | Composite
Standing | 3006. Unit rate 3 (taking account of standing charges) | Composite
NHH | 3101. Average maximum kVA/MPAN by end user class, for user classes without an agreed import capacity | Calculation
NHH | 3102. Capacity-driven fixed charge elements from standing charges factors p/MPAN/day | Calculation
NHH | 3103. Statistics for tariffs charged for LV circuits on an exit point basis | Composite
NHH | 3104. Aggregate data for tariffs charged for LV circuits on an exit point basis | Composite
NHH | 3105. LV fixed charge elements from standing charges factors p/MPAN/day | Calculation
NHH | 3106. Fixed charge elements from standing charges factors p/MPAN/day | Combine tables
Reactive | 3201. Standard components p/kWh for reactive power (absolute value) | Calculation
Reactive | 3202. Standard reactive p/kVArh | Calculation
Reactive | 3203. Network use factors for generator reactive unit charges | Fixed data
Reactive | 3204. Absolute value of load coefficient (kW peak / average kW) | Calculation
Reactive | 3205. Pay-as-you-go components p/kWh for reactive power (absolute value) | Calculation
Reactive | 3206. Pay-as-you-go reactive p/kVArh | Calculation
Aggreg | 3301. Unit rate 1 p/kWh (elements) | Combine tables
Aggreg | 3302. Unit rate 2 p/kWh (elements) | Combine tables
Aggreg | 3303. Unit rate 3 p/kWh (elements) | Combine tables
Aggreg | 3304. Fixed charge p/MPAN/day (elements) | Combine tables
Aggreg | 3305. Capacity charge p/kVA/day (elements) | Copy cells
Aggreg | 3306. Reactive power charge p/kVArh (elements) | Combine tables
Aggreg | 3307. Summary of charges before revenue matching | Cell summation
Revenue | 3401. Net revenues by tariff before matching (£) | Calculation
Revenue | 3402. Target Revenue £/year | Calculation
Revenue | 3403. Revenue surplus or shortfall | Composite
Scaler | 3501. Factor to scale to £1/kW at transmission exit level | Calculation
Scaler | 3502. Applicability factor for £1/kW scaler | Combine tables
Scaler | 3503. Scalable elements of tariff components | Sum-product calculation
Scaler | 3504. Marginal revenue effect of scaler | Calculation
Scaler | 3505. Scaler value at which the minimum is breached | Calculation
Scaler | 3506. Constraint-free solution | Special calculation
Scaler | 3507. Starting point | Special calculation
Scaler | 3508. Solve for General scaler rate | Composite
Scaler | 3509. General scaler rate | Optimisation result
Scaler | 3510. Scaler | Calculation
Adjust | 3601. Tariffs before rounding | Calculation
Adjust | 3602. Decimal places | Fixed data
Adjust | 3603. Tariff rounding | Calculation
Adjust | 3604. All the way tariffs | Calculation
Adjust | 3605. Net revenues by tariff from rounding | Calculation
Adjust | 3606. Revenue forecast summary | Composite
Adjust | 3607. Tariffs | Calculation
Tariffs | 3701. Tariffs | Composite
Summary | 3801. Workbook build options and main parameters | Composite
Summary | 3802. Revenue summary | Composite
Summary | 3803. Revenue summary by tariff component | Cell summation
M-Rev | 3901. Revenue matrix by tariff | Composite
M-Rev | 3902. Revenues by charging element and network level | Cell summation
CData | 4001. Revenues under current tariffs (£) | Calculation
CData | 4002. All-the-way volumes | Copy cells
CData | 4003. Normalised to | Fixed data
CData | 4004. Normalised volumes for comparisons | Calculation
CData | 4005. LDNO LV charges (normalised £) | Copy cells
CData | 4006. LDNO HV charges (normalised £) | Copy cells
CTables | 4101. Comparison with current all-the-way demand tariffs | Composite
CTables | 4102. LDNO margins in use of system charges | Composite
M-ATW | Tariff matrices | Notes
Model identification
Version 101.2: pre-release incorporating CDCM Model version 101 and DCP 130
Date published: 21/02/2013

## CDCM Revenues
CDCM Revnues for WPD South Wales in 2013/14 (April 2013 Price Change)
1001. CDCM Target Revenue Calculations
Description | Licence Term | CRC | 2013/14 (£)
Base Demand Before Inflation (A1) | PUt | CRC3 | 233400000
RPI Effective % (A2) | PIADt | CRC3 | 1.1344
Merger adjustment (A3) | MGt | CRC3
Base Demand Revenue (A): [A = A1 * A2 - A3] | BRt | CRC3 | 264765115.5482
Pass-Through Business Rates (B1) | RBt | CRC4 | -1320367.3463
Pass-Through Licence Fees (B2) | LFt | CRC4 | -260383.4061
Pass-Through Transmission Exit (B3) | TBt | CRC4 | 1726373.9672
Price Control Reopener (B4) | UNCt | CRC4
Pass-Through Others (B5) | MPTt, HBt, IEDt | CRC4
Allowed Pass-Through Items (B): [B = B1 + B2 + B3 +B4 + B5] | PTt | CRC3 | 145623.2148
Losses Incentive (C1) | UILt | CRC7 | 0
| PCOLt | CRC7 | 0
| -COLt | CRC7 | 0
| PPLt | CRC7 | -3390000
Quality of service incentive adjustment (C2) | IQt | CRC8 | 2830000
Transmission connection point charges incentive adjustment (C3) | ITt | CRC9 | -488348.01
Innovation funding incentive adjustment (C4) | IFIt | CRC10 | 240000
Incentive revenue for Distributed Generation (C5) | IGt | CRC11 | 242160.0763
Connection Guaranteed Standards Systems & Processes penalty (C6) | CGSRAt,CGSSPt & AUMt | CRC12 | 0
Low Carbon Networks Fund (C7) | LCN1t | CRC13 | 586000
| LCN2t | CRC13 | 1703208.5561
| LCN3t | CRC13 | 0
Incentive Revenue and Other Adjustments (C): [C = C1 + C2 + C3 + C4 + C5 + C6 + C7] |  |  | 1723020.6224
Correction Factor (D) | -Kt | CRC3 | 6935866.0464
Tax Trigger Mechanism Adjustment (E) | CTRAt | CRC3 | -3170415.8712
Total allowed Revenue (F): [F= A + B + C + D + E] | ARt |  | 270399209.5606
Other 1. Excluded services - Top-up, standby, and enhanced system security (G1) (see note 1) | ES4 | CRC15 | 761108
Other 2. Excluded services - Revenue protection services (G2) (see note 1) | ES5 | CRC15 | 0
Other 3. Excluded services - Miscellaneous (G3) (see note 1) | ES7 | CRC15 | 0
Other 4. - blank or if required please provide description (G4) |  |  | 0
Other 5. - blank or if required please provide description (G5) |  |  | 0
Total Other Revenue to be recovered by Use of System Charges (G): [G = G1 + G2 + G3 + G4 +G5] |  |  | 761108
Total Revenue for Use of System Charges (H): [H =F + G] |  |  | 271160317.5606
1. Revenue raised outside CDCM - EDCM and Certain Interconnector Revenue (I1) |  |  | 13702797.4199
2. Revenue raised outside CDCM - Voluntary under-recovery (I2)
3. Revenue raised outside CDCM - blank or if required please provide description (I3)
4. Revenue raised outside CDCM - blank or if required please provide description (I4)
Total Revenue to be raised outside the CDCM (I): [I = I1 + I2 + I3 + I4] |  |  | 13702797.4199
CDCM Target Revenue (J): [J = H - I] |  |  | 257457520.1407
Note 1: Cost categories associated with excluded services should only be populated if the Company recovers the costs of providing these services from Use of System charges.
1076. Target revenue
Source: CDCM Revenues
CDCM Target Revenue (£/year)
Target revenue | 257457520.1407

## Input
Input data for WPD South Wales in 2013/14 (April 2013 Price Change)
This sheet contains all the input data (except LLFCs, which are entered directly into the Tariff sheet).
1000. Company, charging year, data version
| Company | Year | Version
Company, charging year, data version | WPD South Wales | 2013/14 | April 2013 Price Change
1010. Financial and general assumptions
Sources: financial assumptions; calendar; network model.
These financial assumptions determine the annuity rate applied to convert the asset values of the network model into an annual charge.
| Rate of return | Annualisation period (years) | Annuity proportion for customer-contributed assets | Power factor | Days in the charging year
Financial and general assumptions | 5.6% | 40 | 0 | 0.95 | 365
1017. Diversity allowance between top and bottom of network level
Source: operational data analysis and/or network model.
The diversity figure against GSP is the diversity between GSP Group (the whole system) and individual GSPs.
The diversity figure against 132kV is the diversity between GSPs (the top of the 132kV network) and 132kV/EHV bulk supply points (the bottom of the 132kV network).
The diversity figure against EHV is the diversity between 132kV/EHV bulk supply points (the top of the EHV network) and EHV/HV primary substations (the bottom of the EHV network).
The diversity figure against HV is the diversity between EHV/HV primary substations (the top of the HV network) and HV/LV substations (the bottom of the HV network).
Diversity allowance between top and bottom of network level
GSPs | 6.383%
132kV | 5.3%
132kV/EHV
EHV | 9.9%
EHV/HV
HV | 37%
HV/LV
LV circuits
1018. Proportion of relevant load going through 132kV/HV direct transformation
132kV/HV
EHV/HV | 30%
1019. Network model GSP peak demand (MW)
Network model GSP peak demand (MW)
Network model GSP peak demand (MW) | 500
1020. Gross asset cost by network level (£)
Gross assets £
132kV | 120672078.1291
132kV/EHV | 11165890.34
EHV | 38870141.65
EHV/HV | 26878757.78
132kV/HV | 8647821.75
HV | 152265739.54
HV/LV | 53716079.42
LV circuits | 115202739.588
1022. LV service model asset cost (£)
| LV service model 1 | LV service model 2 | LV service model 3 | LV service model 4 | LV service model 5 | LV service model 6 | LV service model 7 | LV service model 8
LV service model asset cost (£) | 4553.43 | 543.4733 | 618.9708 | 471.8933 | 1214.7513 | 877.825 | 0 | 512.1
1023. HV service model asset cost (£)
| HV service model 1 | HV service model 2 | HV service model 3 | HV service model 4 | HV service model 5
HV service model asset cost (£) | 9790.194 | 4208
1025. Matrix of applicability of LV service models to tariffs with fixed charges
| LV service model 1 | LV service model 2 | LV service model 3 | LV service model 4 | LV service model 5 | LV service model 6 | LV service model 7 | LV service model 8
Domestic Unrestricted | 5% | 0% | 0% | 0% | 0% | 0% | 0% | 0%
Domestic Two Rate | 5% | 0% | 0% | 0% | 0% | 0% | 0% | 0%
Small Non Domestic Unrestricted | 0% | 100% | 0% | 0% | 0% | 0% | 0% | 0%
Small Non Domestic Two Rate | 0% | 100% | 0% | 0% | 0% | 0% | 0% | 0%
LV Medium Non-Domestic | 0% |  | 100% | 0% | 0% | 0% | 0% | 0%
LV Sub Medium Non-Domestic | 0% |  |  | 100% | 0% | 0% | 0% | 0%
LV HH Metered | 0% |  |  | 0% | 100% | 0% | 0% | 0%
LV Sub HH Metered | 0% |  |  | 0% | 0% | 100% | 0% | 0%
LV Generation NHH | 0% |  | 0% | 0% |  | 0% | 100% | 0%
LV Sub Generation NHH | 0% | 0% | 0% | 0% |  | 0% | 100% | 0%
LV Generation Intermittent | 0% | 0% | 0% | 0% |  | 0% | 100% | 0%
LV Generation Non-Intermittent
LV Sub Generation Intermittent
LV Sub Generation Non-Intermittent
1026. Matrix of applicability of LV service models to unmetered tariffs
Source: service models
Proportion of service model involved in connecting load of 1 MWh/year
| LV service model 1 | LV service model 2 | LV service model 3 | LV service model 4 | LV service model 5 | LV service model 6 | LV service model 7 | LV service model 8
All LV unmetered tariffs | 0 | 0 | 0 |  | 0 | 0 | 0 | 0.4876
1028. Matrix of applicability of HV service models to tariffs with fixed charges
| HV service model 1 | HV service model 2 | HV service model 3 | HV service model 4 | HV service model 5
HV Medium Non-Domestic | 100% |  | 0% | 0% | 0%
HV HH Metered | 100% |  | 0% | 0% | 0%
HV Sub HH Metered | 100% |  | 0% | 0% | 0%
HV Generation Intermittent |  | 100% |  | 0% | 0%
HV Generation Non-Intermittent |  | 100% |  | 0% | 0%
HV Sub Generation Intermittent |  | 100%
HV Sub Generation Non-Intermittent |  | 100%
1032. Loss adjustment factors to transmission
Source: losses model or loss adjustment factors at time of system peak.
| 132kV | 132kV/EHV | EHV | EHV/HV | HV | HV/LV | LV circuits
Loss adjustment factor | 1.01 | 1.015 | 1.024 | 1.032 | 1.047 | 1.063 | 1.086
1037. Embedded network (LDNO) discounts
Source: separate price control disaggregation model.
| No discount | LDNO LV: LV user | LDNO HV: LV user | LDNO HV: LV sub user | LDNO HV: HV user
LDNO discount |  | 31.01% | 61.88% | 43.21% | 32.54%
1041. Load profile data for demand users
Source: load data analysis.
| Coincidence factor | Load factor
Domestic Unrestricted | 0.85428 | 0.41852
Domestic Two Rate | 0.28023 | 0.22576
Domestic Off Peak (related MPAN) |  | 0.35521
Small Non Domestic Unrestricted | 0.62872 | 0.37724
Small Non Domestic Two Rate | 0.6585 | 0.47835
Small Non Domestic Off Peak (related MPAN) |  | 0.37128
LV Medium Non-Domestic | 0.71658 | 0.46819
LV Sub Medium Non-Domestic | 0.71658 | 0.46819
HV Medium Non-Domestic | 0.63882 | 0.45036
LV HH Metered | 0.78512 | 0.57913
LV Sub HH Metered | 0.78512 | 0.57913
HV HH Metered | 0.85615 | 0.72471
HV Sub HH Metered | 0.3321 | 0.29651
NHH UMS category A | 1 | 1
NHH UMS category B | 1 | 0.47392
NHH UMS category C | 1 | 0.25335
NHH UMS category D | 0 | 0.553
LV UMS (Pseudo HH Metered) | 0.97635 | 0.48679
1053. Volume forecasts for the charging year
Source: forecast.
Please include MPAN counts for tariffs with no fixed charge (e.g. off-peak tariffs),
but exclude MPANs on tariffs with a fixed charge that are not subject to a fixed charge due to a site grouping arrangement.
| Rate 1 units (MWh) | Rate 2 units (MWh) | Rate 3 units (MWh) | MPANs | Import capacity (kVA) | Reactive power units (MVArh)
> Domestic Unrestricted
Domestic Unrestricted | 3276396.2597 |  |  | 953792
LDNO LV: Domestic Unrestricted | 1302.711 |  |  | 501
LDNO HV: Domestic Unrestricted | 4894.149 |  |  | 2115
> Domestic Two Rate
Domestic Two Rate | 185365.1663 | 189445.0254 |  | 61369
LDNO LV: Domestic Two Rate
LDNO HV: Domestic Two Rate | 3.3309 | 3.7406 |  | 1
> Domestic Off Peak (related MPAN)
Domestic Off Peak (related MPAN) | 4120.5885
LDNO LV: Domestic Off Peak (related MPAN)
LDNO HV: Domestic Off Peak (related MPAN)
> Small Non Domestic Unrestricted
Small Non Domestic Unrestricted | 829797.197 |  |  | 62450
LDNO LV: Small Non Domestic Unrestricted | 12.0017 |  |  | 3
LDNO HV: Small Non Domestic Unrestricted | 1301.4 |  |  | 47
> Small Non Domestic Two Rate
Small Non Domestic Two Rate | 197658.8262 | 94507.1786 |  | 13480
LDNO LV: Small Non Domestic Two Rate
LDNO HV: Small Non Domestic Two Rate | 526.824 | 78.243 |  | 5
> Small Non Domestic Off Peak (related MPAN)
Small Non Domestic Off Peak (related MPAN) | 2509.7641
LDNO LV: Small Non Domestic Off Peak (related MPAN)
LDNO HV: Small Non Domestic Off Peak (related MPAN)
> LV Medium Non-Domestic
LV Medium Non-Domestic | 390916.9437 | 106755.3612 |  | 4623
LDNO LV: LV Medium Non-Domestic
LDNO HV: LV Medium Non-Domestic | 874.059 | 97.516 |  | 7
> LV Sub Medium Non-Domestic
LV Sub Medium Non-Domestic |  | 0
> HV Medium Non-Domestic
HV Medium Non-Domestic | 564.5019 | 155.824 |  | 12
> LV HH Metered
LV HH Metered | 104350.4897 | 663007.8403 | 490094.6514 | 2949 | 570622 | 108574
LDNO LV: LV HH Metered
LDNO HV: LV HH Metered | 1054.8831 | 6678.055 | 4923.6587
> LV Sub HH Metered
LV Sub HH Metered | 405.0847 | 2173.7209 | 1583.3317 | 9 | 2896 | 101
LDNO HV: LV Sub HH Metered
> HV HH Metered
HV HH Metered | 165935.7421 | 1015580.8082 | 959150.7694 | 570 | 713960 | 173411
LDNO HV: HV HH Metered
> HV Sub HH Metered
HV Sub HH Metered
> NHH UMS category A
NHH UMS category A | 8804.4214
LDNO LV: NHH UMS category A | 3.4726
LDNO HV: NHH UMS category A | 36.2093
> NHH UMS category B
NHH UMS category B | 5605.8267
LDNO LV: NHH UMS category B | 1.7363
LDNO HV: NHH UMS category B | 23.0547
> NHH UMS category C
NHH UMS category C | 411.6477
LDNO LV: NHH UMS category C | 0.86814
LDNO HV: NHH UMS category C | 1.693
> NHH UMS category D
NHH UMS category D | 0
LDNO LV: NHH UMS category D | 0
LDNO HV: NHH UMS category D | 0
> LV UMS (Pseudo HH Metered)
LV UMS (Pseudo HH Metered) | 6101.695 | 34741.5849 | 105662.6028
LDNO LV: LV UMS (Pseudo HH Metered)
LDNO HV: LV UMS (Pseudo HH Metered)
> LV Generation NHH
LV Generation NHH | 703.102
LDNO LV: LV Generation NHH
LDNO HV: LV Generation NHH
> LV Sub Generation NHH
LV Sub Generation NHH
LDNO HV: LV Sub Generation NHH
> LV Generation Intermittent
LV Generation Intermittent | 1044.617 |  |  |  |  | 50
LDNO LV: LV Generation Intermittent
LDNO HV: LV Generation Intermittent
> LV Generation Non-Intermittent
LV Generation Non-Intermittent | 103.449 | 604.781 | 705.249 |  |  | 44
LDNO LV: LV Generation Non-Intermittent
LDNO HV: LV Generation Non-Intermittent
> LV Sub Generation Intermittent
LV Sub Generation Intermittent | 0
LDNO HV: LV Sub Generation Intermittent
> LV Sub Generation Non-Intermittent
LV Sub Generation Non-Intermittent | 60.474 | 108.4008 | 200.748
LDNO HV: LV Sub Generation Non-Intermittent
> HV Generation Intermittent
HV Generation Intermittent | 22664.176 |  |  | 10 |  | 59
LDNO HV: HV Generation Intermittent
> HV Generation Non-Intermittent
HV Generation Non-Intermittent | 7577.204 | 41823.322 | 50122.475 | 21 |  | 373
LDNO HV: HV Generation Non-Intermittent
> HV Sub Generation Intermittent
HV Sub Generation Intermittent
> HV Sub Generation Non-Intermittent
HV Sub Generation Non-Intermittent
1055. Transmission exit charges (£/year)
Source: forecast.
Transmission exit
Transmission exit charges (£/year) | 9906203.1353
1059. Other expenditure
| Direct cost (£/year) | Indirect cost (£/year) | Indirect cost proportion | Network rates (£/year)
Other expenditure | 19094363.8634 | 63675341.7013 | 60% | 15527639
1060. Customer contributions under current connection charging policy
Source: analysis of expenditure data and/or survey of capital expenditure schemes.
Customer contribution percentages by network level of supply and by asset network level.
These proportions should reflect the current connection charging method, not necessarily the method that was in place when the connection was built.
| Assets 132kV | Assets 132kV/EHV | Assets EHV | Assets EHV/HV | Assets 132kV/HV | Assets HV | Assets HV/LV | Assets LV circuits
LV network | 0% |  |  | 75% | 75% | 75% | 95% | 95%
LV substation | 0% | 0% |  | 75% | 75% | 75% | 95%
HV network | 0% | 36% | 36% | 91% | 91% | 91%
HV substation | 0% | 36% | 36% | 91%
1061. Average split of rate 1 units by distribution time band
| Red | Amber | Green
Domestic Two Rate | 12.72% | 56% | 31.27%
Domestic Off Peak (related MPAN) | 0% | 13.62% | 86.38%
Small Non Domestic Two Rate | 9.757% | 65.46% | 24.79%
Small Non Domestic Off Peak (related MPAN) | 0% | 16.66% | 83.34%
LV Medium Non-Domestic | 9.9% | 65.97% | 24.13%
LV Sub Medium Non-Domestic | 9.9% | 65.97% | 24.13%
HV Medium Non-Domestic | 9.741% | 69.82% | 20.44%
1062. Average split of rate 2 units by distribution time band
| Red | Amber | Green
Domestic Two Rate | 0% | 3.727% | 96.27%
Small Non Domestic Two Rate | 0.000105% | 5.457% | 94.54%
LV Medium Non-Domestic | 0% | 0.2937% | 99.71%
LV Sub Medium Non-Domestic | 0% | 0.2937% | 99.71%
HV Medium Non-Domestic | 0% | 1.293% | 98.71%
1064. Average split of rate 1 units by special distribution time band
| Black | Yellow | Green
NHH UMS category A | 2.188% | 48.14% | 49.67%
NHH UMS category B | 4.268% | 19.2% | 76.53%
NHH UMS category C | 8.162% | 38.92% | 52.92%
NHH UMS category D | 0.5391% | 72.92% | 26.54%
1066. Typical annual hours by special distribution time band
Source: definition of distribution time bands.
The figures in this table will be automatically adjusted to match the number of days in the charging period.
| Black | Yellow | Green
Annual hours | 190 | 4218.5 | 4351.5
1068. Typical annual hours by distribution time band
Source: definition of distribution time bands.
The figures in this table will be automatically adjusted to match the number of days in the charging period.
| Red | Amber | Green
Annual hours | 652.5 | 3756 | 4351.5
1069. Peaking probabilities by network level
Source: analysis of network operation data.
Red, amber and green peaking probabilities
| Red | Amber | Green | Black peaking probabilities
GSPs | 68.68% | 29.01% | 2.31% | 47.62%
132kV | 56.95% | 33.69% | 9.353% | 50.28%
132kV/EHV | 56.95% | 33.69% | 9.353% | 50.28%
EHV | 61.36% | 34.01% | 4.623% | 53.15%
EHV/HV | 61.36% | 34.01% | 4.623% | 53.15%
132kV/HV | 56.95% | 33.69% | 9.353% | 50.28%
HV | 61.36% | 34.01% | 4.623% | 53.15%
HV/LV | 61.36% | 34.01% | 4.623% | 53.15%
LV circuits | 61.36% | 34.01% | 4.623% | 53.15%
1092. Average kVAr by kVA, by network level
Source: analysis of operational data.
This is the average of MVAr/MVA or SQRT(1-PF^2) across relevant network elements.
| GSPs | 132kV | 132kV/EHV | EHV | EHV/HV | 132kV/HV | HV | HV/LV | LV circuits
Average kVAr by kVA, by network level | 0.2749 | 0.2749 | 0.2749 | 0.2749 | 0.2749 | 0.2749 | 0.2749 | 0.2749 | 0.2749
1201. Current tariff information
| Current revenues if known (£) | Current Unit rate 1 p/kWh | Current Unit rate 2 p/kWh | Current Unit rate 3 p/kWh | Current Fixed charge p/MPAN/day | Current Capacity charge p/kVA/day | Current Reactive power charge p/kVArh
Domestic Unrestricted |  | 2.77 | 0 | 0 | 3.72 | 0 | 0
Domestic Two Rate |  | 3.111 | 0.227 | 0 | 3.72 | 0 | 0
Domestic Off Peak (related MPAN) |  | 0.232 | 0 | 0 | 0 | 0 | 0
Small Non Domestic Unrestricted |  | 2.226 | 0 | 0 | 6.17 | 0 | 0
Small Non Domestic Two Rate |  | 2.839 | 0.264 | 0 | 6.17 | 0 | 0
Small Non Domestic Off Peak (related MPAN) |  | 0.25 | 0 | 0 | 0 | 0 | 0
LV Medium Non-Domestic |  | 2.604 | 0.184 | 0 | 44.69 | 0 | 0
LV Sub Medium Non-Domestic |  | 1.758 | 0.124 | 0 | 3.65 | 0 | 0
HV Medium Non-Domestic |  | 1.873 | 0.133 | 0 | 137.21 | 0 | 0
LV HH Metered |  | 13.796 | 0.972 | 0.144 | 9.41 | 2.45 | 0.443
LV Sub HH Metered |  | 13.778 | 0.934 | 0.141 | 6.8 | 2.93 | 0.386
HV HH Metered |  | 10.169 | 0.662 | 0.098 | 75.82 | 2.95 | 0.299
HV Sub HH Metered |  | 8.877 | 0.573 | 0.088 | 75.82 | 2.37 | 0.275
NHH UMS category A | #VALUE! | #VALUE!
NHH UMS category B | #VALUE! | #VALUE!
NHH UMS category C | #VALUE! | #VALUE!
NHH UMS category D | #VALUE! | #VALUE!
LV UMS (Pseudo HH Metered) |  | 30.903 | 2.914 | 1.028 | 0 | 0 | 0

## LAFs
Loss adjustment factors and network use matrices for WPD South Wales in 2013/14 (April 2013 Price Change)
This sheet calculates matrices of loss adjustment factors and of network use factors.
These matrices map out the extent to which each type of user uses each level of the network, and are used throughout the workbook.
2001. Loss adjustment factors to transmission
Data sources:
x1 = Network level for each tariff (to get loss factors applicable to capacity) (in Loss adjustment factors to transmission)
x2 = 1032. Loss adjustment factors to transmission
Kind: | Fixed data | [6 empty] | Sum-product calculation
Formula: | [7 empty] | =SUMPRODUCT(x1, x2)
Network level for each tariff (to get loss factors applicable to capacity)
| 132kV | 132kV/EHV | EHV | EHV/HV | HV | HV/LV | LV circuits | Loss adjustment factor
Domestic Unrestricted | 0 | 0 | 0 | 0 | 0 | 0 | 1 | 1.086
Domestic Two Rate | 0 | 0 | 0 | 0 | 0 | 0 | 1 | 1.086
Domestic Off Peak (related MPAN) | 0 | 0 | 0 | 0 | 0 | 0 | 1 | 1.086
Small Non Domestic Unrestricted | 0 | 0 | 0 | 0 | 0 | 0 | 1 | 1.086
Small Non Domestic Two Rate | 0 | 0 | 0 | 0 | 0 | 0 | 1 | 1.086
Small Non Domestic Off Peak (related MPAN) | 0 | 0 | 0 | 0 | 0 | 0 | 1 | 1.086
LV Medium Non-Domestic | 0 | 0 | 0 | 0 | 0 | 0 | 1 | 1.086
LV Sub Medium Non-Domestic | 0 | 0 | 0 | 0 | 0 | 1 | 0 | 1.063
HV Medium Non-Domestic | 0 | 0 | 0 | 0 | 1 | 0 | 0 | 1.047
LV HH Metered | 0 | 0 | 0 | 0 | 0 | 0 | 1 | 1.086
LV Sub HH Metered | 0 | 0 | 0 | 0 | 0 | 1 | 0 | 1.063
HV HH Metered | 0 | 0 | 0 | 0 | 1 | 0 | 0 | 1.047
HV Sub HH Metered | 0 | 0 | 0 | 1 | 0 | 0 | 0 | 1.032
NHH UMS category A | 0 | 0 | 0 | 0 | 0 | 0 | 1 | 1.086
NHH UMS category B | 0 | 0 | 0 | 0 | 0 | 0 | 1 | 1.086
NHH UMS category C | 0 | 0 | 0 | 0 | 0 | 0 | 1 | 1.086
NHH UMS category D | 0 | 0 | 0 | 0 | 0 | 0 | 1 | 1.086
LV UMS (Pseudo HH Metered) | 0 | 0 | 0 | 0 | 0 | 0 | 1 | 1.086
LV Generation NHH | 0 | 0 | 0 | 0 | 0 | 0 | 1 | 1.086
LV Sub Generation NHH | 0 | 0 | 0 | 0 | 0 | 1 | 0 | 1.063
LV Generation Intermittent | 0 | 0 | 0 | 0 | 0 | 0 | 1 | 1.086
LV Generation Non-Intermittent | 0 | 0 | 0 | 0 | 0 | 0 | 1 | 1.086
LV Sub Generation Intermittent | 0 | 0 | 0 | 0 | 0 | 1 | 0 | 1.063
LV Sub Generation Non-Intermittent | 0 | 0 | 0 | 0 | 0 | 1 | 0 | 1.063
HV Generation Intermittent | 0 | 0 | 0 | 0 | 1 | 0 | 0 | 1.047
HV Generation Non-Intermittent | 0 | 0 | 0 | 0 | 1 | 0 | 0 | 1.047
HV Sub Generation Intermittent | 0 | 0 | 0 | 1 | 0 | 0 | 0 | 1.032
HV Sub Generation Non-Intermittent | 0 | 0 | 0 | 1 | 0 | 0 | 0 | 1.032
2002. Mapping of DRM network levels to core network levels
| 132kV | 132kV/EHV | EHV | EHV/HV | HV | HV/LV | LV circuits
132kV | 1 | 0 | 0 | 0 | 0 | 0 | 0
132kV/EHV | 0 | 1 | 0 | 0 | 0 | 0 | 0
EHV | 0 | 0 | 1 | 0 | 0 | 0 | 0
EHV/HV | 0 | 0 | 0 | 1 | 0 | 0 | 0
132kV/HV | 0 | 0 | 0 | 1 | 0 | 0 | 0
HV | 0 | 0 | 0 | 0 | 1 | 0 | 0
HV/LV | 0 | 0 | 0 | 0 | 0 | 1 | 0
LV circuits | 0 | 0 | 0 | 0 | 0 | 0 | 1
2003. Loss adjustment factor to transmission for each DRM network level
Data sources:
x1 = 2002. Mapping of DRM network levels to core network levels
x2 = 1032. Loss adjustment factors to transmission
Sum-product calculation =SUMPRODUCT(x1, x2)
Loss adjustment factor to transmission for each DRM network level
132kV | 1.01
132kV/EHV | 1.015
EHV | 1.024
EHV/HV | 1.032
132kV/HV | 1.032
HV | 1.047
HV/LV | 1.063
LV circuits | 1.086
2004. Loss adjustment factor to transmission for each network level
Data sources:
x1 = 2003. Loss adjustment factor to transmission for each DRM network level
x2 = 1 for GSP level
Combine tables = x1 or x2
| GSPs | 132kV | 132kV/EHV | EHV | EHV/HV | 132kV/HV | HV | HV/LV | LV circuits
Loss adjustment factor to transmission for each network level | 1 | 1.01 | 1.015 | 1.024 | 1.032 | 1.032 | 1.047 | 1.063 | 1.086
2005. Network use factors
These network use factors indicate to what extent each network level is used by each tariff.
This table reflects the policy that generators receive credits only in respect of network levels above the voltage of connection. Generators do not receive credits at the voltage of connection.
The factors in this table are before any adjustment for a 132kV/HV network level or for generation-dominated areas.
| GSPs | 132kV | 132kV/EHV | EHV | EHV/HV | HV | HV/LV | LV circuits
Domestic Unrestricted | 1 | 1 | 1 | 1 | 1 | 1 | 1 | 1
Domestic Two Rate | 1 | 1 | 1 | 1 | 1 | 1 | 1 | 1
Domestic Off Peak (related MPAN) | 1 | 1 | 1 | 1 | 1 | 1 | 1 | 1
Small Non Domestic Unrestricted | 1 | 1 | 1 | 1 | 1 | 1 | 1 | 1
Small Non Domestic Two Rate | 1 | 1 | 1 | 1 | 1 | 1 | 1 | 1
Small Non Domestic Off Peak (related MPAN) | 1 | 1 | 1 | 1 | 1 | 1 | 1 | 1
LV Medium Non-Domestic | 1 | 1 | 1 | 1 | 1 | 1 | 1 | 1
LV Sub Medium Non-Domestic | 1 | 1 | 1 | 1 | 1 | 1 | 1 | 0
HV Medium Non-Domestic | 1 | 1 | 1 | 1 | 1 | 1 | 0 | 0
LV HH Metered | 1 | 1 | 1 | 1 | 1 | 1 | 1 | 1
LV Sub HH Metered | 1 | 1 | 1 | 1 | 1 | 1 | 1 | 0
HV HH Metered | 1 | 1 | 1 | 1 | 1 | 1 | 0 | 0
HV Sub HH Metered | 1 | 1 | 1 | 1 | 1 | 0 | 0 | 0
NHH UMS category A | 1 | 1 | 1 | 1 | 1 | 1 | 1 | 1
NHH UMS category B | 1 | 1 | 1 | 1 | 1 | 1 | 1 | 1
NHH UMS category C | 1 | 1 | 1 | 1 | 1 | 1 | 1 | 1
NHH UMS category D | 1 | 1 | 1 | 1 | 1 | 1 | 1 | 1
LV UMS (Pseudo HH Metered) | 1 | 1 | 1 | 1 | 1 | 1 | 1 | 1
LV Generation NHH | 1 | 1 | 1 | 1 | 1 | 1 | 1 | 0
LV Sub Generation NHH | 1 | 1 | 1 | 1 | 1 | 1 | 0 | 0
LV Generation Intermittent | 1 | 1 | 1 | 1 | 1 | 1 | 1 | 0
LV Generation Non-Intermittent | 1 | 1 | 1 | 1 | 1 | 1 | 1 | 0
LV Sub Generation Intermittent | 1 | 1 | 1 | 1 | 1 | 1 | 0 | 0
LV Sub Generation Non-Intermittent | 1 | 1 | 1 | 1 | 1 | 1 | 0 | 0
HV Generation Intermittent | 1 | 1 | 1 | 1 | 1 | 0 | 0 | 0
HV Generation Non-Intermittent | 1 | 1 | 1 | 1 | 1 | 0 | 0 | 0
HV Sub Generation Intermittent | 1 | 1 | 1 | 1 | 0 | 0 | 0 | 0
HV Sub Generation Non-Intermittent | 1 | 1 | 1 | 1 | 0 | 0 | 0 | 0
2006. Proportion going through 132kV/EHV
Data sources:
x1 = 1018. Proportion of relevant load going through 132kV/HV direct transformation
Calculation =1-x1
132kV/EHV
132kV/EHV | 70%
2007. Proportion going through EHV
Data sources:
x1 = 1018. Proportion of relevant load going through 132kV/HV direct transformation
Calculation =1-x1
EHV
EHV | 70%
2008. Proportion going through EHV/HV
Data sources:
x1 = 1018. Proportion of relevant load going through 132kV/HV direct transformation
Calculation =1-x1
EHV/HV
EHV/HV | 70%
2009. Rerouteing matrix for all network levels
Data sources:
x1 = 1018. Proportion of relevant load going through 132kV/HV direct transformation
x2 = 2006. Proportion going through 132kV/EHV
x3 = 2007. Proportion going through EHV
x4 = 2008. Proportion going through EHV/HV
x5 = Rerouteing matrix: default elements
x6 = Map GSP to GSP
Combine tables = x1 or x2 or x3 or x4 or x5 or x6
| GSPs | 132kV | 132kV/EHV | EHV | EHV/HV | HV | HV/LV | LV circuits
GSPs | 1
132kV |  | 100% | 0% | 0% | 0% | 0% | 0% | 0%
132kV/EHV |  | 0% | 70% | 0% | 0% | 0% | 0% | 0%
EHV |  | 0% | 0% | 70% | 0% | 0% | 0% | 0%
EHV/HV |  | 0% | 0% | 0% | 70% | 0% | 0% | 0%
132kV/HV |  | 0% | 0% | 0% | 30% | 0% | 0% | 0%
HV |  | 0% | 0% | 0% | 0% | 100% | 0% | 0%
HV/LV |  | 0% | 0% | 0% | 0% | 0% | 100% | 0%
LV circuits |  | 0% | 0% | 0% | 0% | 0% | 0% | 100%
2010. Network use factors: interim step in calculations before adjustments
Data sources:
x1 = 2005. Network use factors
x2 = 2009. Rerouteing matrix for all network levels
Sum-product calculation =SUMPRODUCT(x1, x2)
| GSPs | 132kV | 132kV/EHV | EHV | EHV/HV | 132kV/HV | HV | HV/LV | LV circuits
Domestic Unrestricted | 1 | 1 | 0.7 | 0.7 | 0.7 | 0.3 | 1 | 1 | 1
Domestic Two Rate | 1 | 1 | 0.7 | 0.7 | 0.7 | 0.3 | 1 | 1 | 1
Domestic Off Peak (related MPAN) | 1 | 1 | 0.7 | 0.7 | 0.7 | 0.3 | 1 | 1 | 1
Small Non Domestic Unrestricted | 1 | 1 | 0.7 | 0.7 | 0.7 | 0.3 | 1 | 1 | 1
Small Non Domestic Two Rate | 1 | 1 | 0.7 | 0.7 | 0.7 | 0.3 | 1 | 1 | 1
Small Non Domestic Off Peak (related MPAN) | 1 | 1 | 0.7 | 0.7 | 0.7 | 0.3 | 1 | 1 | 1
LV Medium Non-Domestic | 1 | 1 | 0.7 | 0.7 | 0.7 | 0.3 | 1 | 1 | 1
LV Sub Medium Non-Domestic | 1 | 1 | 0.7 | 0.7 | 0.7 | 0.3 | 1 | 1 | 0
HV Medium Non-Domestic | 1 | 1 | 0.7 | 0.7 | 0.7 | 0.3 | 1 | 0 | 0
LV HH Metered | 1 | 1 | 0.7 | 0.7 | 0.7 | 0.3 | 1 | 1 | 1
LV Sub HH Metered | 1 | 1 | 0.7 | 0.7 | 0.7 | 0.3 | 1 | 1 | 0
HV HH Metered | 1 | 1 | 0.7 | 0.7 | 0.7 | 0.3 | 1 | 0 | 0
HV Sub HH Metered | 1 | 1 | 0.7 | 0.7 | 0.7 | 0.3 | 0 | 0 | 0
NHH UMS category A | 1 | 1 | 0.7 | 0.7 | 0.7 | 0.3 | 1 | 1 | 1
NHH UMS category B | 1 | 1 | 0.7 | 0.7 | 0.7 | 0.3 | 1 | 1 | 1
NHH UMS category C | 1 | 1 | 0.7 | 0.7 | 0.7 | 0.3 | 1 | 1 | 1
NHH UMS category D | 1 | 1 | 0.7 | 0.7 | 0.7 | 0.3 | 1 | 1 | 1
LV UMS (Pseudo HH Metered) | 1 | 1 | 0.7 | 0.7 | 0.7 | 0.3 | 1 | 1 | 1
LV Generation NHH | 1 | 1 | 0.7 | 0.7 | 0.7 | 0.3 | 1 | 1 | 0
LV Sub Generation NHH | 1 | 1 | 0.7 | 0.7 | 0.7 | 0.3 | 1 | 0 | 0
LV Generation Intermittent | 1 | 1 | 0.7 | 0.7 | 0.7 | 0.3 | 1 | 1 | 0
LV Generation Non-Intermittent | 1 | 1 | 0.7 | 0.7 | 0.7 | 0.3 | 1 | 1 | 0
LV Sub Generation Intermittent | 1 | 1 | 0.7 | 0.7 | 0.7 | 0.3 | 1 | 0 | 0
LV Sub Generation Non-Intermittent | 1 | 1 | 0.7 | 0.7 | 0.7 | 0.3 | 1 | 0 | 0
HV Generation Intermittent | 1 | 1 | 0.7 | 0.7 | 0.7 | 0.3 | 0 | 0 | 0
HV Generation Non-Intermittent | 1 | 1 | 0.7 | 0.7 | 0.7 | 0.3 | 0 | 0 | 0
HV Sub Generation Intermittent | 1 | 1 | 0.7 | 0.7 | 0 | 0 | 0 | 0 | 0
HV Sub Generation Non-Intermittent | 1 | 1 | 0.7 | 0.7 | 0 | 0 | 0 | 0 | 0
2011. Network use factors for all tariffs
Data sources:
x1 = Network use factors including 132kV/HV for generation dominated tariffs
x2 = Network use factors including 132kV/HV for HV Sub tariffs
x3 = 2010. Network use factors: interim step in calculations before adjustments
Combine tables = x1 or x2 or x3
| GSPs | 132kV | 132kV/EHV | EHV | EHV/HV | 132kV/HV | HV | HV/LV | LV circuits
Domestic Unrestricted | 1 | 1 | 0.7 | 0.7 | 0.7 | 0.3 | 1 | 1 | 1
Domestic Two Rate | 1 | 1 | 0.7 | 0.7 | 0.7 | 0.3 | 1 | 1 | 1
Domestic Off Peak (related MPAN) | 1 | 1 | 0.7 | 0.7 | 0.7 | 0.3 | 1 | 1 | 1
Small Non Domestic Unrestricted | 1 | 1 | 0.7 | 0.7 | 0.7 | 0.3 | 1 | 1 | 1
Small Non Domestic Two Rate | 1 | 1 | 0.7 | 0.7 | 0.7 | 0.3 | 1 | 1 | 1
Small Non Domestic Off Peak (related MPAN) | 1 | 1 | 0.7 | 0.7 | 0.7 | 0.3 | 1 | 1 | 1
LV Medium Non-Domestic | 1 | 1 | 0.7 | 0.7 | 0.7 | 0.3 | 1 | 1 | 1
LV Sub Medium Non-Domestic | 1 | 1 | 0.7 | 0.7 | 0.7 | 0.3 | 1 | 1 | 0
HV Medium Non-Domestic | 1 | 1 | 0.7 | 0.7 | 0.7 | 0.3 | 1 | 0 | 0
LV HH Metered | 1 | 1 | 0.7 | 0.7 | 0.7 | 0.3 | 1 | 1 | 1
LV Sub HH Metered | 1 | 1 | 0.7 | 0.7 | 0.7 | 0.3 | 1 | 1 | 0
HV HH Metered | 1 | 1 | 0.7 | 0.7 | 0.7 | 0.3 | 1 | 0 | 0
HV Sub HH Metered | 1 | 1 | 1 | 1 | 1 | 0 | 0 | 0 | 0
NHH UMS category A | 1 | 1 | 0.7 | 0.7 | 0.7 | 0.3 | 1 | 1 | 1
NHH UMS category B | 1 | 1 | 0.7 | 0.7 | 0.7 | 0.3 | 1 | 1 | 1
NHH UMS category C | 1 | 1 | 0.7 | 0.7 | 0.7 | 0.3 | 1 | 1 | 1
NHH UMS category D | 1 | 1 | 0.7 | 0.7 | 0.7 | 0.3 | 1 | 1 | 1
LV UMS (Pseudo HH Metered) | 1 | 1 | 0.7 | 0.7 | 0.7 | 0.3 | 1 | 1 | 1
LV Generation NHH | 1 | 1 | 0.7 | 0.7 | 0.7 | 0.3 | 1 | 1 | 0
LV Sub Generation NHH | 1 | 1 | 0.7 | 0.7 | 0.7 | 0.3 | 1 | 0 | 0
LV Generation Intermittent | 1 | 1 | 0.7 | 0.7 | 0.7 | 0.3 | 1 | 1 | 0
LV Generation Non-Intermittent | 1 | 1 | 0.7 | 0.7 | 0.7 | 0.3 | 1 | 1 | 0
LV Sub Generation Intermittent | 1 | 1 | 0.7 | 0.7 | 0.7 | 0.3 | 1 | 0 | 0
LV Sub Generation Non-Intermittent | 1 | 1 | 0.7 | 0.7 | 0.7 | 0.3 | 1 | 0 | 0
HV Generation Intermittent | 1 | 1 | 0.7 | 0.7 | 0.7 | 0.3 | 0 | 0 | 0
HV Generation Non-Intermittent | 1 | 1 | 0.7 | 0.7 | 0.7 | 0.3 | 0 | 0 | 0
HV Sub Generation Intermittent | 1 | 1 | 1 | 1 | 0 | 0 | 0 | 0 | 0
HV Sub Generation Non-Intermittent | 1 | 1 | 1 | 1 | 0 | 0 | 0 | 0 | 0
2012. Loss adjustment factors between end user meter reading and each network level, scaled by network use
Data sources:
x1 = 2004. Loss adjustment factor to transmission for each network level
x2 = 2011. Network use factors for all tariffs
x3 = 2001. Loss adjustment factor to transmission (in Loss adjustment factors to transmission)
Calculation =IF(x1="",x2,x2*x3/x1)
| GSPs | 132kV | 132kV/EHV | EHV | EHV/HV | 132kV/HV | HV | HV/LV | LV circuits
Domestic Unrestricted | 1.086 | 1.0752 | 0.74897 | 0.74238 | 0.73663 | 0.3157 | 1.0372 | 1.0216 | 1
Domestic Two Rate | 1.086 | 1.0752 | 0.74897 | 0.74238 | 0.73663 | 0.3157 | 1.0372 | 1.0216 | 1
Domestic Off Peak (related MPAN) | 1.086 | 1.0752 | 0.74897 | 0.74238 | 0.73663 | 0.3157 | 1.0372 | 1.0216 | 1
Small Non Domestic Unrestricted | 1.086 | 1.0752 | 0.74897 | 0.74238 | 0.73663 | 0.3157 | 1.0372 | 1.0216 | 1
Small Non Domestic Two Rate | 1.086 | 1.0752 | 0.74897 | 0.74238 | 0.73663 | 0.3157 | 1.0372 | 1.0216 | 1
Small Non Domestic Off Peak (related MPAN) | 1.086 | 1.0752 | 0.74897 | 0.74238 | 0.73663 | 0.3157 | 1.0372 | 1.0216 | 1
LV Medium Non-Domestic | 1.086 | 1.0752 | 0.74897 | 0.74238 | 0.73663 | 0.3157 | 1.0372 | 1.0216 | 1
LV Sub Medium Non-Domestic | 1.063 | 1.0525 | 0.7331 | 0.72666 | 0.72103 | 0.30901 | 1.0153 | 1 | 0
HV Medium Non-Domestic | 1.047 | 1.0366 | 0.72207 | 0.71572 | 0.71017 | 0.30436 | 1 | 0 | 0
LV HH Metered | 1.086 | 1.0752 | 0.74897 | 0.74238 | 0.73663 | 0.3157 | 1.0372 | 1.0216 | 1
LV Sub HH Metered | 1.063 | 1.0525 | 0.7331 | 0.72666 | 0.72103 | 0.30901 | 1.0153 | 1 | 0
HV HH Metered | 1.047 | 1.0366 | 0.72207 | 0.71572 | 0.71017 | 0.30436 | 1 | 0 | 0
HV Sub HH Metered | 1.032 | 1.0218 | 1.0167 | 1.0078 | 1 | 0 | 0 | 0 | 0
NHH UMS category A | 1.086 | 1.0752 | 0.74897 | 0.74238 | 0.73663 | 0.3157 | 1.0372 | 1.0216 | 1
NHH UMS category B | 1.086 | 1.0752 | 0.74897 | 0.74238 | 0.73663 | 0.3157 | 1.0372 | 1.0216 | 1
NHH UMS category C | 1.086 | 1.0752 | 0.74897 | 0.74238 | 0.73663 | 0.3157 | 1.0372 | 1.0216 | 1
NHH UMS category D | 1.086 | 1.0752 | 0.74897 | 0.74238 | 0.73663 | 0.3157 | 1.0372 | 1.0216 | 1
LV UMS (Pseudo HH Metered) | 1.086 | 1.0752 | 0.74897 | 0.74238 | 0.73663 | 0.3157 | 1.0372 | 1.0216 | 1
LV Generation NHH | 1.086 | 1.0752 | 0.74897 | 0.74238 | 0.73663 | 0.3157 | 1.0372 | 1.0216 | 0
LV Sub Generation NHH | 1.063 | 1.0525 | 0.7331 | 0.72666 | 0.72103 | 0.30901 | 1.0153 | 0 | 0
LV Generation Intermittent | 1.086 | 1.0752 | 0.74897 | 0.74238 | 0.73663 | 0.3157 | 1.0372 | 1.0216 | 0
LV Generation Non-Intermittent | 1.086 | 1.0752 | 0.74897 | 0.74238 | 0.73663 | 0.3157 | 1.0372 | 1.0216 | 0
LV Sub Generation Intermittent | 1.063 | 1.0525 | 0.7331 | 0.72666 | 0.72103 | 0.30901 | 1.0153 | 0 | 0
LV Sub Generation Non-Intermittent | 1.063 | 1.0525 | 0.7331 | 0.72666 | 0.72103 | 0.30901 | 1.0153 | 0 | 0
HV Generation Intermittent | 1.047 | 1.0366 | 0.72207 | 0.71572 | 0.71017 | 0.30436 | 0 | 0 | 0
HV Generation Non-Intermittent | 1.047 | 1.0366 | 0.72207 | 0.71572 | 0.71017 | 0.30436 | 0 | 0 | 0
HV Sub Generation Intermittent | 1.032 | 1.0218 | 1.0167 | 1.0078 | 0 | 0 | 0 | 0 | 0
HV Sub Generation Non-Intermittent | 1.032 | 1.0218 | 1.0167 | 1.0078 | 0 | 0 | 0 | 0 | 0

## DRM
Network model for WPD South Wales in 2013/14 (April 2013 Price Change)
This sheet collects data from a network model and calculates aggregated annuitised unit costs from these data.
2101. Annuity rate
Data sources:
x1 = 1010. Rate of return (in Financial and general assumptions)
x2 = 1010. Annualisation period (years) (in Financial and general assumptions)
x3 = 1010. Days in the charging year (in Financial and general assumptions)
Calculation =PMT(x1,x2,-1)*IF(OR(x3>366,x3<365),x3/365.25,1)
Annuity rate
Annuity rate | 6.314%
2102. Loss adjustment factor to transmission for each core level
Data sources:
x1 = 1032. Loss adjustment factors to transmission
x2 = 1 for GSP level
Combine tables = x1 or x2
| GSPs | 132kV | 132kV/EHV | EHV | EHV/HV | HV | HV/LV | LV circuits
Loss adjustment factor to transmission for each core level | 1 | 1.01 | 1.015 | 1.024 | 1.032 | 1.047 | 1.063 | 1.086
2103. Loss adjustment factors
Data sources:
x1 = 2102. Loss adjustment factor to transmission for each core level
x2 = Loss adjustment factor to transmission for network level exit (in Loss adjustment factors)
Kind: | Copy cells | Special copy
Formula: | =x1 | = x2
| Loss adjustment factor to transmission for network level exit | Loss adjustment factor to transmission for network level entry
GSPs | 1
132kV | 1.01 | 1
132kV/EHV | 1.015 | 1.01
EHV | 1.024 | 1.015
EHV/HV | 1.032 | 1.024
HV | 1.047 | 1.032
HV/LV | 1.063 | 1.047
LV circuits | 1.086 | 1.063
2104. Diversity calculations
Data sources:
x1 = 1017. Diversity allowance between top and bottom of network level
x2 = Coincidence to system peak at level exit (in Diversity calculations)
Kind: | Special calculation | Special calculation | Special calculation
Formula: | =previous/(1+x1) | =previous/(1+x1) | =1/x2-1
| Coincidence to GSP peak at level exit | Coincidence to system peak at level exit | Diversity allowance between level exit and GSP Group
GSPs |  | 94% | 6.383%
132kV | 94.97% | 89.27% | 12.02%
132kV/EHV | 94.97% | 89.27% | 12.02%
EHV | 86.41% | 81.23% | 23.11%
EHV/HV | 86.41% | 81.23% | 23.11%
HV | 63.07% | 59.29% | 68.66%
HV/LV | 63.07% | 59.29% | 68.66%
LV circuits | 63.07% | 59.29%
2105. Network model total maximum demand at substation (MW)
Data sources:
x1 = 1019. Network model GSP peak demand (MW)
x2 = 2104. Coincidence to GSP peak at level exit (in Diversity calculations)
Calculation =x1/x2
Network model total maximum demand at substation (MW)
132kV | 526.5
132kV/EHV | 526.5
EHV | 578.6235
EHV/HV | 578.6235
HV | 792.7142
HV/LV | 792.7142
LV circuits | 792.7142
2106. Network model contribution to system maximum load measured at network level exit (MW)
Data sources:
x1 = 2105. Network model total maximum demand at substation (MW)
x2 = 2104. Coincidence to system peak at level exit (in Diversity calculations)
x3 = 2103. Loss adjustment factor to transmission for network level exit (in Loss adjustment factors)
Calculation =x1*x2/x3
Network model contribution to system maximum load measured at network level exit (MW)
132kV | 465.3465
132kV/EHV | 463.0542
EHV | 458.9844
EHV/HV | 455.4264
HV | 448.9016
HV/LV | 442.1449
LV circuits | 432.7808
2107. Rerouteing matrix for DRM network levels
Data sources:
x1 = 1018. Proportion of relevant load going through 132kV/HV direct transformation
x2 = 2006. Proportion going through 132kV/EHV
x3 = 2007. Proportion going through EHV
x4 = 2008. Proportion going through EHV/HV
x5 = Rerouteing matrix: default elements
Combine tables = x1 or x2 or x3 or x4 or x5
| 132kV | 132kV/EHV | EHV | EHV/HV | 132kV/HV | HV | HV/LV | LV circuits
132kV | 100% | 0% | 0% | 0% | 0% | 0% | 0% | 0%
132kV/EHV | 0% | 70% | 0% | 0% | 0% | 0% | 0% | 0%
EHV | 0% | 0% | 70% | 0% | 0% | 0% | 0% | 0%
EHV/HV | 0% | 0% | 0% | 70% | 30% | 0% | 0% | 0%
HV | 0% | 0% | 0% | 0% | 0% | 100% | 0% | 0%
HV/LV | 0% | 0% | 0% | 0% | 0% | 0% | 100% | 0%
LV circuits | 0% | 0% | 0% | 0% | 0% | 0% | 0% | 100%
2108. GSP simultaneous maximum load assumed through each network level (MW)
Data sources:
x1 = 2106. Network model contribution to system maximum load measured at network level exit (MW)
x2 = 2107. Rerouteing matrix for DRM network levels
Sum-product calculation =SUMPRODUCT(x1, x2)
GSP simultaneous maximum load assumed through each network level (MW)
132kV | 465.3465
132kV/EHV | 324.1379
EHV | 321.2891
EHV/HV | 318.7984
132kV/HV | 136.6279
HV | 448.9016
HV/LV | 442.1449
LV circuits | 432.7808
2109. Network model annuity by simultaneous maximum load for each network level (£/kW/year)
Data sources:
x1 = 2108. GSP simultaneous maximum load assumed through each network level (MW)
x2 = 1020. Gross asset cost by network level (£)
x3 = 2101. Annuity rate
Calculation =IF(x1,0.001*x2*x3/x1,0)
Model £/kW SML
Assets 132kV | 16.3735
Assets 132kV/EHV | 2.1751
Assets EHV | 7.6389
Assets EHV/HV | 5.3236
Assets 132kV/HV | 3.9965
Assets HV | 21.4172
Assets HV/LV | 7.671
Assets LV circuits | 16.8076

## SM
Service models for WPD South Wales in 2013/14 (April 2013 Price Change)
This sheet collects and processes data from the service models.
2201. Asset £/customer from LV service models
Data sources:
x1 = 1025. Matrix of applicability of LV service models to tariffs with fixed charges
x2 = 1022. LV service model asset cost (£)
Sum-product calculation =SUMPRODUCT(x1, x2)
Assets LV customer
Domestic Unrestricted | 227.6715
Domestic Two Rate | 227.6715
Small Non Domestic Unrestricted | 543.4733
Small Non Domestic Two Rate | 543.4733
LV Medium Non-Domestic | 618.9708
LV Sub Medium Non-Domestic | 471.8933
LV HH Metered | 1214.7513
LV Sub HH Metered | 877.825
LV Generation NHH | 0
LV Sub Generation NHH | 0
LV Generation Intermittent | 0
LV Generation Non-Intermittent | 0
LV Sub Generation Intermittent | 0
LV Sub Generation Non-Intermittent | 0
2202. Asset £/(MWh/year) from LV service models
Data sources:
x1 = 1026. Matrix of applicability of LV service models to unmetered tariffs
x2 = 1022. LV service model asset cost (£)
Sum-product calculation =SUMPRODUCT(x1, x2)
Assets LV customer
Asset £/(MWh/year) from LV service models | 249.7
2203. Service model asset p/kWh charge for unmetered tariffs
Data sources:
x1 = 1010. Annuity proportion for customer-contributed assets (in Financial and general assumptions)
x2 = 2202. Asset £/(MWh/year) from LV service models
x3 = 2101. Annuity rate
Calculation =0.1*x1*x2*x3
Assets LV customer
Service model asset p/kWh charge for unmetered tariffs | 0
2204. Asset £/customer from HV service models
Data sources:
x1 = 1028. Matrix of applicability of HV service models to tariffs with fixed charges
x2 = 1023. HV service model asset cost (£)
Sum-product calculation =SUMPRODUCT(x1, x2)
Assets HV customer
HV Medium Non-Domestic | 9790.194
HV HH Metered | 9790.194
HV Sub HH Metered | 9790.194
HV Generation Intermittent | 4208
HV Generation Non-Intermittent | 4208
HV Sub Generation Intermittent | 4208
HV Sub Generation Non-Intermittent | 4208
2205. Service model assets by tariff (£)
Data sources:
x1 = 2201. Asset £/customer from LV service models
x2 = 2204. Asset £/customer from HV service models
Combine tables = x1 or x2
| Assets LV customer | Assets HV customer
Domestic Unrestricted | 227.6715
Domestic Two Rate | 227.6715
Domestic Off Peak (related MPAN)
Small Non Domestic Unrestricted | 543.4733
Small Non Domestic Two Rate | 543.4733
Small Non Domestic Off Peak (related MPAN)
LV Medium Non-Domestic | 618.9708
LV Sub Medium Non-Domestic | 471.8933
HV Medium Non-Domestic |  | 9790.194
LV HH Metered | 1214.7513
LV Sub HH Metered | 877.825
HV HH Metered |  | 9790.194
HV Sub HH Metered |  | 9790.194
NHH UMS category A
NHH UMS category B
NHH UMS category C
NHH UMS category D
LV UMS (Pseudo HH Metered)
LV Generation NHH | 0
LV Sub Generation NHH | 0
LV Generation Intermittent | 0
LV Generation Non-Intermittent | 0
LV Sub Generation Intermittent | 0
LV Sub Generation Non-Intermittent | 0
HV Generation Intermittent |  | 4208
HV Generation Non-Intermittent |  | 4208
HV Sub Generation Intermittent |  | 4208
HV Sub Generation Non-Intermittent |  | 4208
2206. Replacement annuities for service models
Data sources:
x1 = 1010. Days in the charging year (in Financial and general assumptions)
x2 = 2205. Service model assets by tariff (£)
x3 = 2101. Annuity rate
x4 = 1010. Annuity proportion for customer-contributed assets (in Financial and general assumptions)
x5 = Service model p/MPAN/day charge (in Replacement annuities for service models)
Kind: | Calculation |  | Cell summation
Formula: | =100/x1*x2*x3*x4 |  | =SUM(x5)
Service model p/MPAN/day charge
| Assets LV customer | Assets HV customer | Service model p/MPAN/day
Domestic Unrestricted | 0 | 0 | 0
Domestic Two Rate | 0 | 0 | 0
Domestic Off Peak (related MPAN) | 0 | 0 | 0
Small Non Domestic Unrestricted | 0 | 0 | 0
Small Non Domestic Two Rate | 0 | 0 | 0
Small Non Domestic Off Peak (related MPAN) | 0 | 0 | 0
LV Medium Non-Domestic | 0 | 0 | 0
LV Sub Medium Non-Domestic | 0 | 0 | 0
HV Medium Non-Domestic | 0 | 0 | 0
LV HH Metered | 0 | 0 | 0
LV Sub HH Metered | 0 | 0 | 0
HV HH Metered | 0 | 0 | 0
HV Sub HH Metered | 0 | 0 | 0
NHH UMS category A | 0 | 0 | 0
NHH UMS category B | 0 | 0 | 0
NHH UMS category C | 0 | 0 | 0
NHH UMS category D | 0 | 0 | 0
LV UMS (Pseudo HH Metered) | 0 | 0 | 0
LV Generation NHH | 0 | 0 | 0
LV Sub Generation NHH | 0 | 0 | 0
LV Generation Intermittent | 0 | 0 | 0
LV Generation Non-Intermittent | 0 | 0 | 0
LV Sub Generation Intermittent | 0 | 0 | 0
LV Sub Generation Non-Intermittent | 0 | 0 | 0
HV Generation Intermittent | 0 | 0 | 0
HV Generation Non-Intermittent | 0 | 0 | 0
HV Sub Generation Intermittent | 0 | 0 | 0
HV Sub Generation Non-Intermittent | 0 | 0 | 0

## Loads
Load characteristics for WPD South Wales in 2013/14 (April 2013 Price Change)
This sheet compiles information about the assumed characteristics of network users.
A load factor represents the average load of a user or user group, relative to the maximum load level of that user or
user group. Load factors are numbers between 0 and 1.
A coincidence factor represents the expectation value of the load of a user or user group at the time of system maximum load,
relative to the maximum load level of that user or user group. Coincidence factors are numbers between 0 and 1.
A load coefficient is the expectation value of the load of a user or user group at the time of system maximum load, relative to the average load level of that user or user group.
For demand users, the load coefficient is a demand coefficient and can be calculated as the ratio of the coincidence factor to the load factor.
2301. Demand coefficient (load at time of system maximum load divided by average load)
Data sources:
x1 = 1041. Coincidence factor to system maximum load for each type of demand user (in Load profile data for demand users)
x2 = 1041. Load factor for each type of demand user (in Load profile data for demand users)
Calculation =x1/x2
Demand coefficient
Domestic Unrestricted | 2.0412
Domestic Two Rate | 1.2413
Domestic Off Peak (related MPAN) | 0
Small Non Domestic Unrestricted | 1.6667
Small Non Domestic Two Rate | 1.3766
Small Non Domestic Off Peak (related MPAN) | 0
LV Medium Non-Domestic | 1.5305
LV Sub Medium Non-Domestic | 1.5305
HV Medium Non-Domestic | 1.4185
LV HH Metered | 1.3557
LV Sub HH Metered | 1.3557
HV HH Metered | 1.1814
HV Sub HH Metered | 1.12
NHH UMS category A | 1
NHH UMS category B | 2.1101
NHH UMS category C | 3.9471
NHH UMS category D | 0
LV UMS (Pseudo HH Metered) | 2.0057
2302. Load coefficient
Data sources:
x1 = 2301. Demand coefficient (load at time of system maximum load divided by average load)
x2 = Negative of generation coefficient; set to -1
Combine tables = x1 or x2
Load coefficient
Domestic Unrestricted | 2.0412
Domestic Two Rate | 1.2413
Domestic Off Peak (related MPAN) | 0
Small Non Domestic Unrestricted | 1.6667
Small Non Domestic Two Rate | 1.3766
Small Non Domestic Off Peak (related MPAN) | 0
LV Medium Non-Domestic | 1.5305
LV Sub Medium Non-Domestic | 1.5305
HV Medium Non-Domestic | 1.4185
LV HH Metered | 1.3557
LV Sub HH Metered | 1.3557
HV HH Metered | 1.1814
HV Sub HH Metered | 1.12
NHH UMS category A | 1
NHH UMS category B | 2.1101
NHH UMS category C | 3.9471
NHH UMS category D | 0
LV UMS (Pseudo HH Metered) | 2.0057
LV Generation NHH | -1
LV Sub Generation NHH | -1
LV Generation Intermittent | -1
LV Generation Non-Intermittent | -1
LV Sub Generation Intermittent | -1
LV Sub Generation Non-Intermittent | -1
HV Generation Intermittent | -1
HV Generation Non-Intermittent | -1
HV Sub Generation Intermittent | -1
HV Sub Generation Non-Intermittent | -1
2303. Discount map
| No discount | LDNO LV: LV user | LDNO HV: LV user | LDNO HV: LV sub user | LDNO HV: HV user
> Domestic Unrestricted
Domestic Unrestricted | 1 | 0 | 0 | 0 | 0
LDNO LV: Domestic Unrestricted | 0 | 1 | 0 | 0 | 0
LDNO HV: Domestic Unrestricted | 0 | 0 | 1 | 0 | 0
> Domestic Two Rate
Domestic Two Rate | 1 | 0 | 0 | 0 | 0
LDNO LV: Domestic Two Rate | 0 | 1 | 0 | 0 | 0
LDNO HV: Domestic Two Rate | 0 | 0 | 1 | 0 | 0
> Domestic Off Peak (related MPAN)
Domestic Off Peak (related MPAN) | 1 | 0 | 0 | 0 | 0
LDNO LV: Domestic Off Peak (related MPAN) | 0 | 1 | 0 | 0 | 0
LDNO HV: Domestic Off Peak (related MPAN) | 0 | 0 | 1 | 0 | 0
> Small Non Domestic Unrestricted
Small Non Domestic Unrestricted | 1 | 0 | 0 | 0 | 0
LDNO LV: Small Non Domestic Unrestricted | 0 | 1 | 0 | 0 | 0
LDNO HV: Small Non Domestic Unrestricted | 0 | 0 | 1 | 0 | 0
> Small Non Domestic Two Rate
Small Non Domestic Two Rate | 1 | 0 | 0 | 0 | 0
LDNO LV: Small Non Domestic Two Rate | 0 | 1 | 0 | 0 | 0
LDNO HV: Small Non Domestic Two Rate | 0 | 0 | 1 | 0 | 0
> Small Non Domestic Off Peak (related MPAN)
Small Non Domestic Off Peak (related MPAN) | 1 | 0 | 0 | 0 | 0
LDNO LV: Small Non Domestic Off Peak (related MPAN) | 0 | 1 | 0 | 0 | 0
LDNO HV: Small Non Domestic Off Peak (related MPAN) | 0 | 0 | 1 | 0 | 0
> LV Medium Non-Domestic
LV Medium Non-Domestic | 1 | 0 | 0 | 0 | 0
LDNO LV: LV Medium Non-Domestic | 0 | 1 | 0 | 0 | 0
LDNO HV: LV Medium Non-Domestic | 0 | 0 | 1 | 0 | 0
> LV Sub Medium Non-Domestic
LV Sub Medium Non-Domestic | 1 | 0 | 0 | 0 | 0
> HV Medium Non-Domestic
HV Medium Non-Domestic | 1 | 0 | 0 | 0 | 0
> LV HH Metered
LV HH Metered | 1 | 0 | 0 | 0 | 0
LDNO LV: LV HH Metered | 0 | 1 | 0 | 0 | 0
LDNO HV: LV HH Metered | 0 | 0 | 1 | 0 | 0
> LV Sub HH Metered
LV Sub HH Metered | 1 | 0 | 0 | 0 | 0
LDNO HV: LV Sub HH Metered | 0 | 0 | 0 | 1 | 0
> HV HH Metered
HV HH Metered | 1 | 0 | 0 | 0 | 0
LDNO HV: HV HH Metered | 0 | 0 | 0 | 0 | 1
> HV Sub HH Metered
HV Sub HH Metered | 1 | 0 | 0 | 0 | 0
> NHH UMS category A
NHH UMS category A | 1 | 0 | 0 | 0 | 0
LDNO LV: NHH UMS category A | 0 | 1 | 0 | 0 | 0
LDNO HV: NHH UMS category A | 0 | 0 | 1 | 0 | 0
> NHH UMS category B
NHH UMS category B | 1 | 0 | 0 | 0 | 0
LDNO LV: NHH UMS category B | 0 | 1 | 0 | 0 | 0
LDNO HV: NHH UMS category B | 0 | 0 | 1 | 0 | 0
> NHH UMS category C
NHH UMS category C | 1 | 0 | 0 | 0 | 0
LDNO LV: NHH UMS category C | 0 | 1 | 0 | 0 | 0
LDNO HV: NHH UMS category C | 0 | 0 | 1 | 0 | 0
> NHH UMS category D
NHH UMS category D | 1 | 0 | 0 | 0 | 0
LDNO LV: NHH UMS category D | 0 | 1 | 0 | 0 | 0
LDNO HV: NHH UMS category D | 0 | 0 | 1 | 0 | 0
> LV UMS (Pseudo HH Metered)
LV UMS (Pseudo HH Metered) | 1 | 0 | 0 | 0 | 0
LDNO LV: LV UMS (Pseudo HH Metered) | 0 | 1 | 0 | 0 | 0
LDNO HV: LV UMS (Pseudo HH Metered) | 0 | 0 | 1 | 0 | 0
> LV Generation NHH
LV Generation NHH | 1 | 0 | 0 | 0 | 0
LDNO LV: LV Generation NHH | 1 | 0 | 0 | 0 | 0
LDNO HV: LV Generation NHH | 1 | 0 | 0 | 0 | 0
> LV Sub Generation NHH
LV Sub Generation NHH | 1 | 0 | 0 | 0 | 0
LDNO HV: LV Sub Generation NHH | 1 | 0 | 0 | 0 | 0
> LV Generation Intermittent
LV Generation Intermittent | 1 | 0 | 0 | 0 | 0
LDNO LV: LV Generation Intermittent | 1 | 0 | 0 | 0 | 0
LDNO HV: LV Generation Intermittent | 1 | 0 | 0 | 0 | 0
> LV Generation Non-Intermittent
LV Generation Non-Intermittent | 1 | 0 | 0 | 0 | 0
LDNO LV: LV Generation Non-Intermittent | 1 | 0 | 0 | 0 | 0
LDNO HV: LV Generation Non-Intermittent | 1 | 0 | 0 | 0 | 0
> LV Sub Generation Intermittent
LV Sub Generation Intermittent | 1 | 0 | 0 | 0 | 0
LDNO HV: LV Sub Generation Intermittent | 1 | 0 | 0 | 0 | 0
> LV Sub Generation Non-Intermittent
LV Sub Generation Non-Intermittent | 1 | 0 | 0 | 0 | 0
LDNO HV: LV Sub Generation Non-Intermittent | 1 | 0 | 0 | 0 | 0
> HV Generation Intermittent
HV Generation Intermittent | 1 | 0 | 0 | 0 | 0
LDNO HV: HV Generation Intermittent | 1 | 0 | 0 | 0 | 0
> HV Generation Non-Intermittent
HV Generation Non-Intermittent | 1 | 0 | 0 | 0 | 0
LDNO HV: HV Generation Non-Intermittent | 1 | 0 | 0 | 0 | 0
> HV Sub Generation Intermittent
HV Sub Generation Intermittent | 1 | 0 | 0 | 0 | 0
> HV Sub Generation Non-Intermittent
HV Sub Generation Non-Intermittent | 1 | 0 | 0 | 0 | 0
2304. LDNO discounts and volumes adjusted for discount
Data sources:
x1 = 2303. Discount map
x2 = 1037. Embedded network (LDNO) discounts
x3 = 100 per cent discount for generators on LDNO networks
x4 = Discount for each tariff (except for fixed charges) (in LDNO discounts and volumes adjusted for discount)
x5 = 1053. Rate 1 units (MWh) by tariff (in Volume forecasts for the charging year)
x6 = 1053. Rate 2 units (MWh) by tariff (in Volume forecasts for the charging year)
x7 = 1053. Rate 3 units (MWh) by tariff (in Volume forecasts for the charging year)
x8 = 1053. MPANs by tariff (in Volume forecasts for the charging year)
x9 = Discount for each tariff for fixed charges only (in LDNO discounts and volumes adjusted for discount)
x10 = 1053. Import capacity (kVA) by tariff (in Volume forecasts for the charging year)
x11 = 1053. Reactive power units (MVArh) by tariff (in Volume forecasts for the charging year)
Kind: | Sum-product calculation | Combine tables | Calculation | Calculation | Calculation | Calculation | Calculation | Calculation
Formula: | =SUMPRODUCT(x1, x2) | = x3 or x4 | =x5*(1-x4) | =x6*(1-x4) | =x7*(1-x4) | =x8*(1-x9) | =x10*(1-x4) | =x11*(1-x4)
| Discount for each tariff (except for fixed charges) | Discount for each tariff for fixed charges only | Rate 1 units (MWh) | Rate 2 units (MWh) | Rate 3 units (MWh) | MPANs | Import capacity (kVA) | Reactive power units (MVArh)
> Domestic Unrestricted
Domestic Unrestricted | 0% | 0% | 3276396.2597 | 0 | 0 | 953792 | 0 | 0
LDNO LV: Domestic Unrestricted | 31.01% | 31.01% | 898.715 | 0 | 0 | 345.6302 | 0 | 0
LDNO HV: Domestic Unrestricted | 61.88% | 61.88% | 1865.8112 | 0 | 0 | 806.3079 | 0 | 0
> Domestic Two Rate
Domestic Two Rate | 0% | 0% | 185365.1663 | 189445.0254 | 0 | 61369 | 0 | 0
LDNO LV: Domestic Two Rate | 31.01% | 31.01% | 0 | 0 | 0 | 0 | 0 | 0
LDNO HV: Domestic Two Rate | 61.88% | 61.88% | 1.2698 | 1.426 | 0 | 0.38123 | 0 | 0
> Domestic Off Peak (related MPAN)
Domestic Off Peak (related MPAN) | 0% | 0% | 4120.5885 | 0 | 0 | 0 | 0 | 0
LDNO LV: Domestic Off Peak (related MPAN) | 31.01% | 31.01% | 0 | 0 | 0 | 0 | 0 | 0
LDNO HV: Domestic Off Peak (related MPAN) | 61.88% | 61.88% | 0 | 0 | 0 | 0 | 0 | 0
> Small Non Domestic Unrestricted
Small Non Domestic Unrestricted | 0% | 0% | 829797.197 | 0 | 0 | 62450 | 0 | 0
LDNO LV: Small Non Domestic Unrestricted | 31.01% | 31.01% | 8.2797 | 0 | 0 | 2.0696 | 0 | 0
LDNO HV: Small Non Domestic Unrestricted | 61.88% | 61.88% | 496.1367 | 0 | 0 | 17.918 | 0 | 0
> Small Non Domestic Two Rate
Small Non Domestic Two Rate | 0% | 0% | 197658.8262 | 94507.1786 | 0 | 13480 | 0 | 0
LDNO LV: Small Non Domestic Two Rate | 31.01% | 31.01% | 0 | 0 | 0 | 0 | 0 | 0
LDNO HV: Small Non Domestic Two Rate | 61.88% | 61.88% | 200.8427 | 29.8288 | 0 | 1.9062 | 0 | 0
> Small Non Domestic Off Peak (related MPAN)
Small Non Domestic Off Peak (related MPAN) | 0% | 0% | 2509.7641 | 0 | 0 | 0 | 0 | 0
LDNO LV: Small Non Domestic Off Peak (related MPAN) | 31.01% | 31.01% | 0 | 0 | 0 | 0 | 0 | 0
LDNO HV: Small Non Domestic Off Peak (related MPAN) | 61.88% | 61.88% | 0 | 0 | 0 | 0 | 0 | 0
> LV Medium Non-Domestic
LV Medium Non-Domestic | 0% | 0% | 390916.9437 | 106755.3612 | 0 | 4623 | 0 | 0
LDNO LV: LV Medium Non-Domestic | 31.01% | 31.01% | 0 | 0 | 0 | 0 | 0 | 0
LDNO HV: LV Medium Non-Domestic | 61.88% | 61.88% | 333.2202 | 37.1763 | 0 | 2.6686 | 0 | 0
> LV Sub Medium Non-Domestic
LV Sub Medium Non-Domestic | 0% | 0% | 0 | 0 | 0 | 0 | 0 | 0
> HV Medium Non-Domestic
HV Medium Non-Domestic | 0% | 0% | 564.5019 | 155.824 | 0 | 12 | 0 | 0
> LV HH Metered
LV HH Metered | 0% | 0% | 104350.4897 | 663007.8403 | 490094.6514 | 2949 | 570622 | 108574
LDNO LV: LV HH Metered | 31.01% | 31.01% | 0 | 0 | 0 | 0 | 0 | 0
LDNO HV: LV HH Metered | 61.88% | 61.88% | 402.1563 | 2545.8952 | 1877.0613 | 0 | 0 | 0
> LV Sub HH Metered
LV Sub HH Metered | 0% | 0% | 405.0847 | 2173.7209 | 1583.3317 | 9 | 2896 | 101
LDNO HV: LV Sub HH Metered | 43.21% | 43.21% | 0 | 0 | 0 | 0 | 0 | 0
> HV HH Metered
HV HH Metered | 0% | 0% | 165935.7421 | 1015580.8082 | 959150.7694 | 570 | 713960 | 173411
LDNO HV: HV HH Metered | 32.54% | 32.54% | 0 | 0 | 0 | 0 | 0 | 0
> HV Sub HH Metered
HV Sub HH Metered | 0% | 0% | 0 | 0 | 0 | 0 | 0 | 0
> NHH UMS category A
NHH UMS category A | 0% | 0% | 8804.4214 | 0 | 0 | 0 | 0 | 0
LDNO LV: NHH UMS category A | 31.01% | 31.01% | 2.3957 | 0 | 0 | 0 | 0 | 0
LDNO HV: NHH UMS category A | 61.88% | 61.88% | 13.8042 | 0 | 0 | 0 | 0 | 0
> NHH UMS category B
NHH UMS category B | 0% | 0% | 5605.8267 | 0 | 0 | 0 | 0 | 0
LDNO LV: NHH UMS category B | 31.01% | 31.01% | 1.1978 | 0 | 0 | 0 | 0 | 0
LDNO HV: NHH UMS category B | 61.88% | 61.88% | 8.7892 | 0 | 0 | 0 | 0 | 0
> NHH UMS category C
NHH UMS category C | 0% | 0% | 411.6477 | 0 | 0 | 0 | 0 | 0
LDNO LV: NHH UMS category C | 31.01% | 31.01% | 0.59891 | 0 | 0 | 0 | 0 | 0
LDNO HV: NHH UMS category C | 61.88% | 61.88% | 0.64541 | 0 | 0 | 0 | 0 | 0
> NHH UMS category D
NHH UMS category D | 0% | 0% | 0 | 0 | 0 | 0 | 0 | 0
LDNO LV: NHH UMS category D | 31.01% | 31.01% | 0 | 0 | 0 | 0 | 0 | 0
LDNO HV: NHH UMS category D | 61.88% | 61.88% | 0 | 0 | 0 | 0 | 0 | 0
> LV UMS (Pseudo HH Metered)
LV UMS (Pseudo HH Metered) | 0% | 0% | 6101.695 | 34741.5849 | 105662.6028 | 0 | 0 | 0
LDNO LV: LV UMS (Pseudo HH Metered) | 31.01% | 31.01% | 0 | 0 | 0 | 0 | 0 | 0
LDNO HV: LV UMS (Pseudo HH Metered) | 61.88% | 61.88% | 0 | 0 | 0 | 0 | 0 | 0
> LV Generation NHH
LV Generation NHH | 0% | 0% | 703.102 | 0 | 0 | 0 | 0 | 0
LDNO LV: LV Generation NHH | 0% | 100% | 0 | 0 | 0 | 0 | 0 | 0
LDNO HV: LV Generation NHH | 0% | 100% | 0 | 0 | 0 | 0 | 0 | 0
> LV Sub Generation NHH
LV Sub Generation NHH | 0% | 0% | 0 | 0 | 0 | 0 | 0 | 0
LDNO HV: LV Sub Generation NHH | 0% | 100% | 0 | 0 | 0 | 0 | 0 | 0
> LV Generation Intermittent
LV Generation Intermittent | 0% | 0% | 1044.617 | 0 | 0 | 0 | 0 | 50
LDNO LV: LV Generation Intermittent | 0% | 100% | 0 | 0 | 0 | 0 | 0 | 0
LDNO HV: LV Generation Intermittent | 0% | 100% | 0 | 0 | 0 | 0 | 0 | 0
> LV Generation Non-Intermittent
LV Generation Non-Intermittent | 0% | 0% | 103.449 | 604.781 | 705.249 | 0 | 0 | 44
LDNO LV: LV Generation Non-Intermittent | 0% | 100% | 0 | 0 | 0 | 0 | 0 | 0
LDNO HV: LV Generation Non-Intermittent | 0% | 100% | 0 | 0 | 0 | 0 | 0 | 0
> LV Sub Generation Intermittent
LV Sub Generation Intermittent | 0% | 0% | 0 | 0 | 0 | 0 | 0 | 0
LDNO HV: LV Sub Generation Intermittent | 0% | 100% | 0 | 0 | 0 | 0 | 0 | 0
> LV Sub Generation Non-Intermittent
LV Sub Generation Non-Intermittent | 0% | 0% | 60.474 | 108.4008 | 200.748 | 0 | 0 | 0
LDNO HV: LV Sub Generation Non-Intermittent | 0% | 100% | 0 | 0 | 0 | 0 | 0 | 0
> HV Generation Intermittent
HV Generation Intermittent | 0% | 0% | 22664.176 | 0 | 0 | 10 | 0 | 59
LDNO HV: HV Generation Intermittent | 0% | 100% | 0 | 0 | 0 | 0 | 0 | 0
> HV Generation Non-Intermittent
HV Generation Non-Intermittent | 0% | 0% | 7577.204 | 41823.322 | 50122.475 | 21 | 0 | 373
LDNO HV: HV Generation Non-Intermittent | 0% | 100% | 0 | 0 | 0 | 0 | 0 | 0
> HV Sub Generation Intermittent
HV Sub Generation Intermittent | 0% | 0% | 0 | 0 | 0 | 0 | 0 | 0
> HV Sub Generation Non-Intermittent
HV Sub Generation Non-Intermittent | 0% | 0% | 0 | 0 | 0 | 0 | 0 | 0
2305. Equivalent volume for each end user
Data sources:
x1 = 2304. Rate 1 units (MWh) (in LDNO discounts and volumes adjusted for discount)
x2 = 2304. Rate 2 units (MWh) (in LDNO discounts and volumes adjusted for discount)
x3 = 2304. Rate 3 units (MWh) (in LDNO discounts and volumes adjusted for discount)
x4 = 2304. MPANs (in LDNO discounts and volumes adjusted for discount)
x5 = 2304. Import capacity (kVA) (in LDNO discounts and volumes adjusted for discount)
x6 = 2304. Reactive power units (MVArh) (in LDNO discounts and volumes adjusted for discount)
Kind: | Cell summation | Cell summation | Cell summation | Cell summation | Cell summation | Cell summation
Formula: | =SUM(x1) | =SUM(x2) | =SUM(x3) | =SUM(x4) | =SUM(x5) | =SUM(x6)
| Rate 1 units (MWh) | Rate 2 units (MWh) | Rate 3 units (MWh) | MPANs | Import capacity (kVA) | Reactive power units (MVArh)
Domestic Unrestricted | 3279160.7859 | 0 | 0 | 954943.938 | 0 | 0
Domestic Two Rate | 185366.4361 | 189446.4514 | 0 | 61369.3812 | 0 | 0
Domestic Off Peak (related MPAN) | 4120.5885 | 0 | 0 | 0 | 0 | 0
Small Non Domestic Unrestricted | 830301.6134 | 0 | 0 | 62469.9876 | 0 | 0
Small Non Domestic Two Rate | 197859.6689 | 94537.0074 | 0 | 13481.9062 | 0 | 0
Small Non Domestic Off Peak (related MPAN) | 2509.7641 | 0 | 0 | 0 | 0 | 0
LV Medium Non-Domestic | 391250.1639 | 106792.5376 | 0 | 4625.6686 | 0 | 0
LV Sub Medium Non-Domestic | 0 | 0 | 0 | 0 | 0 | 0
HV Medium Non-Domestic | 564.5019 | 155.824 | 0 | 12 | 0 | 0
LV HH Metered | 104752.646 | 665553.7355 | 491971.7127 | 2949 | 570622 | 108574
LV Sub HH Metered | 405.0847 | 2173.7209 | 1583.3317 | 9 | 2896 | 101
HV HH Metered | 165935.7421 | 1015580.8082 | 959150.7694 | 570 | 713960 | 173411
HV Sub HH Metered | 0 | 0 | 0 | 0 | 0 | 0
NHH UMS category A | 8820.6213 | 0 | 0 | 0 | 0 | 0
NHH UMS category B | 5615.8138 | 0 | 0 | 0 | 0 | 0
NHH UMS category C | 412.892 | 0 | 0 | 0 | 0 | 0
NHH UMS category D | 0 | 0 | 0 | 0 | 0 | 0
LV UMS (Pseudo HH Metered) | 6101.695 | 34741.5849 | 105662.6028 | 0 | 0 | 0
LV Generation NHH | 703.102 | 0 | 0 | 0 | 0 | 0
LV Sub Generation NHH | 0 | 0 | 0 | 0 | 0 | 0
LV Generation Intermittent | 1044.617 | 0 | 0 | 0 | 0 | 50
LV Generation Non-Intermittent | 103.449 | 604.781 | 705.249 | 0 | 0 | 44
LV Sub Generation Intermittent | 0 | 0 | 0 | 0 | 0 | 0
LV Sub Generation Non-Intermittent | 60.474 | 108.4008 | 200.748 | 0 | 0 | 0
HV Generation Intermittent | 22664.176 | 0 | 0 | 10 | 0 | 59
HV Generation Non-Intermittent | 7577.204 | 41823.322 | 50122.475 | 21 | 0 | 373
HV Sub Generation Intermittent | 0 | 0 | 0 | 0 | 0 | 0
HV Sub Generation Non-Intermittent | 0 | 0 | 0 | 0 | 0 | 0

## Multi
Load characteristics for multiple unit rates for WPD South Wales in 2013/14 (April 2013 Price Change)
2401. Adjust annual hours by distribution time band to match days in year
Data sources:
x1 = 1068. Typical annual hours by distribution time band
x2 = 1010. Days in the charging year (in Financial and general assumptions)
x3 = Total hours in the year according to time band hours input data (in Adjust annual hours by distribution time band to match days in year)
Kind: | Cell summation | Calculation
Formula: | =SUM(x1) | =x1*24*x2/x3
Annual hours by distribution time band (reconciled to days in year)
| Hours aggregate | Red | Amber | Green
Adjust annual hours by distribution time band to match days in year | 8760 | 652.5 | 3756 | 4351.5
2402. Normalisation of split of rate 1 units by time band
Data sources:
x1 = 1061. Average split of rate 1 units by distribution time band
x2 = Total split (in Normalisation of split of rate 1 units by time band)
x3 = 2401. Annual hours by distribution time band (reconciled to days in year) (in Adjust annual hours by distribution time band to match days in year)
x4 = 1010. Days in the charging year (in Financial and general assumptions)
Kind: | Cell summation | Calculation
Formula: | =SUM(x1) | =IF(x2,x1/x2,x3/x4/24)
Normalised split of rate 1 units by distribution time band
| Total split | Red | Amber | Green
Domestic Two Rate | 100% | 12.72% | 56% | 31.27%
Domestic Off Peak (related MPAN) | 100% | 0% | 13.62% | 86.38%
Small Non Domestic Two Rate | 100% | 9.757% | 65.46% | 24.79%
Small Non Domestic Off Peak (related MPAN) | 100% | 0% | 16.66% | 83.34%
LV Medium Non-Domestic | 100% | 9.9% | 65.97% | 24.13%
LV Sub Medium Non-Domestic | 100% | 9.9% | 65.97% | 24.13%
HV Medium Non-Domestic | 100% | 9.741% | 69.82% | 20.44%
2403. Split of rate 1 units between distribution time bands
Data sources:
x1 = 2402. Normalised split of rate 1 units by distribution time band (in Normalisation of split of rate 1 units by time band)
x2 = Split of rate 1 units between distribution time bands (default)
Combine tables = x1 or x2
| Red | Amber | Green
Domestic Two Rate | 12.72% | 56% | 31.27%
Domestic Off Peak (related MPAN) | 0% | 13.62% | 86.38%
Small Non Domestic Two Rate | 9.757% | 65.46% | 24.79%
Small Non Domestic Off Peak (related MPAN) | 0% | 16.66% | 83.34%
LV Medium Non-Domestic | 9.9% | 65.97% | 24.13%
LV Sub Medium Non-Domestic | 9.9% | 65.97% | 24.13%
HV Medium Non-Domestic | 9.741% | 69.82% | 20.44%
LV HH Metered | 100% | 0% | 0%
LV Sub HH Metered | 100% | 0% | 0%
HV HH Metered | 100% | 0% | 0%
HV Sub HH Metered | 100% | 0% | 0%
LV Generation Non-Intermittent | 100% | 0% | 0%
LV Sub Generation Non-Intermittent | 100% | 0% | 0%
HV Generation Non-Intermittent | 100% | 0% | 0%
HV Sub Generation Non-Intermittent | 100% | 0% | 0%
2404. Normalisation of split of rate 2 units by time band
Data sources:
x1 = 1062. Average split of rate 2 units by distribution time band
x2 = Total split (in Normalisation of split of rate 2 units by time band)
x3 = 2401. Annual hours by distribution time band (reconciled to days in year) (in Adjust annual hours by distribution time band to match days in year)
x4 = 1010. Days in the charging year (in Financial and general assumptions)
Kind: | Cell summation | Calculation
Formula: | =SUM(x1) | =IF(x2,x1/x2,x3/x4/24)
Normalised split of rate 2 units by distribution time band
| Total split | Red | Amber | Green
Domestic Two Rate | 100% | 0% | 3.727% | 96.27%
Small Non Domestic Two Rate | 100% | 0.000105% | 5.457% | 94.54%
LV Medium Non-Domestic | 100% | 0% | 0.2937% | 99.71%
LV Sub Medium Non-Domestic | 100% | 0% | 0.2937% | 99.71%
HV Medium Non-Domestic | 100% | 0% | 1.293% | 98.71%
2405. Split of rate 2 units between distribution time bands
Data sources:
x1 = 2404. Normalised split of rate 2 units by distribution time band (in Normalisation of split of rate 2 units by time band)
x2 = Split of rate 2 units between distribution time bands (default)
Combine tables = x1 or x2
| Red | Amber | Green
Domestic Two Rate | 0% | 3.727% | 96.27%
Small Non Domestic Two Rate | 0.000105% | 5.457% | 94.54%
LV Medium Non-Domestic | 0% | 0.2937% | 99.71%
LV Sub Medium Non-Domestic | 0% | 0.2937% | 99.71%
HV Medium Non-Domestic | 0% | 1.293% | 98.71%
LV HH Metered | 0% | 100% | 0%
LV Sub HH Metered | 0% | 100% | 0%
HV HH Metered | 0% | 100% | 0%
HV Sub HH Metered | 0% | 100% | 0%
LV Generation Non-Intermittent | 0% | 100% | 0%
LV Sub Generation Non-Intermittent | 0% | 100% | 0%
HV Generation Non-Intermittent | 0% | 100% | 0%
HV Sub Generation Non-Intermittent | 0% | 100% | 0%
2406. Split of rate 3 units between distribution time bands (default)
| Red | Amber | Green
LV HH Metered | 0% | 0% | 100%
LV Sub HH Metered | 0% | 0% | 100%
HV HH Metered | 0% | 0% | 100%
HV Sub HH Metered | 0% | 0% | 100%
LV Generation Non-Intermittent | 0% | 0% | 100%
LV Sub Generation Non-Intermittent | 0% | 0% | 100%
HV Generation Non-Intermittent | 0% | 0% | 100%
HV Sub Generation Non-Intermittent | 0% | 0% | 100%
2407. All units (MWh)
Data sources:
x1 = 2305. Rate 1 units (MWh) (in Equivalent volume for each end user)
x2 = 2305. Rate 2 units (MWh) (in Equivalent volume for each end user)
x3 = 2305. Rate 3 units (MWh) (in Equivalent volume for each end user)
Calculation =x1+x2+x3
All units (MWh)
Domestic Unrestricted | 3279160.7859
Domestic Two Rate | 374812.8875
Domestic Off Peak (related MPAN) | 4120.5885
Small Non Domestic Unrestricted | 830301.6134
Small Non Domestic Two Rate | 292396.6763
Small Non Domestic Off Peak (related MPAN) | 2509.7641
LV Medium Non-Domestic | 498042.7014
LV Sub Medium Non-Domestic | 0
HV Medium Non-Domestic | 720.3258
LV HH Metered | 1262278.0942
LV Sub HH Metered | 4162.1373
HV HH Metered | 2140667.3197
HV Sub HH Metered | 0
NHH UMS category A | 8820.6213
NHH UMS category B | 5615.8138
NHH UMS category C | 412.892
NHH UMS category D | 0
LV UMS (Pseudo HH Metered) | 146505.8826
LV Generation NHH | 703.102
LV Sub Generation NHH | 0
LV Generation Intermittent | 1044.617
LV Generation Non-Intermittent | 1413.479
LV Sub Generation Intermittent | 0
LV Sub Generation Non-Intermittent | 369.6228
HV Generation Intermittent | 22664.176
HV Generation Non-Intermittent | 99523.001
HV Sub Generation Intermittent | 0
HV Sub Generation Non-Intermittent | 0
2408. Calculation of implied load coefficients for two-rate users
Data sources:
x1 = 2407. All units (MWh)
x2 = 2305. Rate 1 units (MWh) (in Equivalent volume for each end user)
x3 = 2403. Split of rate 1 units between distribution time bands
x4 = 2305. Rate 2 units (MWh) (in Equivalent volume for each end user)
x5 = 2405. Split of rate 2 units between distribution time bands
x6 = 2401. Annual hours by distribution time band (reconciled to days in year) (in Adjust annual hours by distribution time band to match days in year)
x7 = Use of distribution time bands by units in demand forecast for two-rate tariffs (in Calculation of implied load coefficients for two-rate users)
x8 = 1010. Days in the charging year (in Financial and general assumptions)
Kind: | Calculation |  |  | Calculation
Formula: | =IF(x1>0,(x2*x3+x4*x5)/x1,0) |  |  | =IF(x6>0,x7*x8*24/x6,0)
Use of distribution time bands by units in demand forecast for two-rate tariffs
| Red | Amber | Green | First-time-band load coefficient for two-rate tariffs
Domestic Two Rate | 6.293% | 29.58% | 64.13% | 0.84484
Small Non Domestic Two Rate | 6.602% | 46.06% | 47.34% | 0.8864
LV Medium Non-Domestic | 7.777% | 51.89% | 40.33% | 1.0441
LV Sub Medium Non-Domestic | 0% | 0% | 0% | 0
HV Medium Non-Domestic | 7.634% | 55% | 37.37% | 1.0248
2409. Calculation of implied load coefficients for three-rate users
Data sources:
x1 = 2407. All units (MWh)
x2 = 2305. Rate 1 units (MWh) (in Equivalent volume for each end user)
x3 = 2403. Split of rate 1 units between distribution time bands
x4 = 2305. Rate 2 units (MWh) (in Equivalent volume for each end user)
x5 = 2405. Split of rate 2 units between distribution time bands
x6 = 2305. Rate 3 units (MWh) (in Equivalent volume for each end user)
x7 = 2406. Split of rate 3 units between distribution time bands (default)
x8 = 2401. Annual hours by distribution time band (reconciled to days in year) (in Adjust annual hours by distribution time band to match days in year)
x9 = Use of distribution time bands by units in demand forecast for three-rate tariffs (in Calculation of implied load coefficients for three-rate users)
x10 = 1010. Days in the charging year (in Financial and general assumptions)
Kind: | Calculation |  |  | Calculation
Formula: | =IF(x1>0,(x2*x3+x4*x5+x6*x7)/x1,0) |  |  | =IF(x8>0,x9*x10*24/x8,0)
Use of distribution time bands by units in demand forecast for three-rate tariffs
| Red | Amber | Green | First-time-band load coefficient for three-rate tariffs
LV HH Metered | 8.299% | 52.73% | 38.97% | 1.1141
LV Sub HH Metered | 9.733% | 52.23% | 38.04% | 1.3066
HV HH Metered | 7.752% | 47.44% | 44.81% | 1.0407
HV Sub HH Metered | 0% | 0% | 0% | 0
2410. Calculation of adjusted time band load coefficients
Data sources:
x1 = 2408. First-time-band load coefficient for two-rate tariffs (in Calculation of implied load coefficients for two-rate users)
x2 = 2409. First-time-band load coefficient for three-rate tariffs (in Calculation of implied load coefficients for three-rate users)
x3 = First-time-band load coefficient (in Calculation of adjusted time band load coefficients)
x4 = 2302. Load coefficient
Kind: | Combine tables | Calculation
Formula: | = x1 or x2 | =IF(x3<>0,x4/x3,IF(x4<0,-1,1))
| First-time-band load coefficient | Load coefficient correction factor (kW at peak in band / band average kW)
Domestic Two Rate | 0.84484 | 1.4692
Domestic Off Peak (related MPAN) |  | 1
Small Non Domestic Two Rate | 0.8864 | 1.553
Small Non Domestic Off Peak (related MPAN) |  | 1
LV Medium Non-Domestic | 1.0441 | 1.466
LV Sub Medium Non-Domestic | 0 | 1
HV Medium Non-Domestic | 1.0248 | 1.3841
LV HH Metered | 1.1141 | 1.2168
LV Sub HH Metered | 1.3066 | 1.0375
HV HH Metered | 1.0407 | 1.1352
HV Sub HH Metered | 0 | 1
LV Generation Non-Intermittent |  | -1
LV Sub Generation Non-Intermittent |  | -1
HV Generation Non-Intermittent |  | -1
HV Sub Generation Non-Intermittent |  | -1
2411. Normalisation of peaking probabilities
Data sources:
x1 = 1069. Red, amber and green peaking probabilities (in Peaking probabilities by network level)
x2 = Total probability (should be 100%) (in Normalisation of peaking probabilities)
x3 = 1068. Typical annual hours by distribution time band
x4 = 2401. Total hours in the year according to time band hours input data (in Adjust annual hours by distribution time band to match days in year)
Kind: | Cell summation | Calculation
Formula: | =SUM(x1) | =IF(x2,x1/x2,x3/x4)
Normalised peaking probabilities
| Total probability (should be 100%) | Red | Amber | Green
GSPs | 100% | 68.68% | 29.01% | 2.31%
132kV | 100% | 56.95% | 33.69% | 9.353%
132kV/EHV | 100% | 56.95% | 33.69% | 9.353%
EHV | 100% | 61.36% | 34.01% | 4.623%
EHV/HV | 100% | 61.36% | 34.01% | 4.623%
132kV/HV | 100% | 56.95% | 33.69% | 9.353%
HV | 100% | 61.36% | 34.01% | 4.623%
HV/LV | 100% | 61.36% | 34.01% | 4.623%
LV circuits | 100% | 61.36% | 34.01% | 4.623%
2412. Peaking probabilities by network level (reshaped)
Data sources:
x1 = 2411. Normalised peaking probabilities (in Normalisation of peaking probabilities)
Reshape table = x1
| GSPs | Red | Amber | Green | 132kV | Red | Amber | Green | 132kV/EHV | Red | Amber | Green | EHV | Red | Amber | Green | EHV/HV | Red | Amber | Green | 132kV/HV | Red | Amber | Green | HV | Red | Amber | Green | HV/LV | Red | Amber | Green | LV circuits | Red | Amber | Green
Probability of peak within timeband |  | 68.68% | 29.01% | 2.31% |  | 56.95% | 33.69% | 9.353% |  | 56.95% | 33.69% | 9.353% |  | 61.36% | 34.01% | 4.623% |  | 61.36% | 34.01% | 4.623% |  | 56.95% | 33.69% | 9.353% |  | 61.36% | 34.01% | 4.623% |  | 61.36% | 34.01% | 4.623% |  | 61.36% | 34.01% | 4.623%
2413. Pseudo load coefficient by time band and network level
Data sources:
x1 = 2401. Annual hours by distribution time band (reconciled to days in year) (in Adjust annual hours by distribution time band to match days in year)
x2 = 2410. Load coefficient correction factor (kW at peak in band / band average kW) (in Calculation of adjusted time band load coefficients)
x3 = 2412. Peaking probabilities by network level (reshaped)
x4 = 1010. Days in the charging year (in Financial and general assumptions)
Calculation =IF(x1>0,x2*x3*24*x4/x1,0)
| GSPs | Red | Amber | Green | 132kV | Red | Amber | Green | 132kV/EHV | Red | Amber | Green | EHV | Red | Amber | Green | EHV/HV | Red | Amber | Green | 132kV/HV | Red | Amber | Green | HV | Red | Amber | Green | HV/LV | Red | Amber | Green | LV circuits | Red | Amber | Green
Domestic Two Rate |  | 13.5477 | 0.99397 | 0.068323 |  | 11.2342 | 1.1546 | 0.27663 |  | 11.2342 | 1.1546 | 0.27663 |  | 12.1037 | 1.1656 | 0.13674 |  | 12.1037 | 1.1656 | 0.13674 |  | 11.2342 | 1.1546 | 0.27663 |  | 12.1037 | 1.1656 | 0.13674 |  | 12.1037 | 1.1656 | 0.13674 |  | 12.1037 | 1.1656 | 0.13674
Domestic Off Peak (related MPAN) |  | 9.2209 | 0.67652 | 0.046502 |  | 7.6462 | 0.78581 | 0.18828 |  | 7.6462 | 0.78581 | 0.18828 |  | 8.2381 | 0.79331 | 0.09307 |  | 8.2381 | 0.79331 | 0.09307 |  | 7.6462 | 0.78581 | 0.18828 |  | 8.2381 | 0.79331 | 0.09307 |  | 8.2381 | 0.79331 | 0.09307 |  | 8.2381 | 0.79331 | 0.09307
Small Non Domestic Two Rate |  | 14.3201 | 1.0506 | 0.072218 |  | 11.8746 | 1.2204 | 0.2924 |  | 11.8746 | 1.2204 | 0.2924 |  | 12.7937 | 1.232 | 0.14454 |  | 12.7937 | 1.232 | 0.14454 |  | 11.8746 | 1.2204 | 0.2924 |  | 12.7937 | 1.232 | 0.14454 |  | 12.7937 | 1.232 | 0.14454 |  | 12.7937 | 1.232 | 0.14454
Small Non Domestic Off Peak (related MPAN) |  | 9.2209 | 0.67652 | 0.046502 |  | 7.6462 | 0.78581 | 0.18828 |  | 7.6462 | 0.78581 | 0.18828 |  | 8.2381 | 0.79331 | 0.09307 |  | 8.2381 | 0.79331 | 0.09307 |  | 7.6462 | 0.78581 | 0.18828 |  | 8.2381 | 0.79331 | 0.09307 |  | 8.2381 | 0.79331 | 0.09307 |  | 8.2381 | 0.79331 | 0.09307
LV Medium Non-Domestic |  | 13.5174 | 0.99175 | 0.06817 |  | 11.209 | 1.152 | 0.27601 |  | 11.209 | 1.152 | 0.27601 |  | 12.0766 | 1.163 | 0.13644 |  | 12.0766 | 1.163 | 0.13644 |  | 11.209 | 1.152 | 0.27601 |  | 12.0766 | 1.163 | 0.13644 |  | 12.0766 | 1.163 | 0.13644 |  | 12.0766 | 1.163 | 0.13644
LV Sub Medium Non-Domestic |  | 9.2209 | 0.67652 | 0.046502 |  | 7.6462 | 0.78581 | 0.18828 |  | 7.6462 | 0.78581 | 0.18828 |  | 8.2381 | 0.79331 | 0.09307 |  | 8.2381 | 0.79331 | 0.09307 |  | 7.6462 | 0.78581 | 0.18828 |  | 8.2381 | 0.79331 | 0.09307 |  | 8.2381 | 0.79331 | 0.09307 |  | 8.2381 | 0.79331 | 0.09307
HV Medium Non-Domestic |  | 12.7626 | 0.93637 | 0.064363 |  | 10.5831 | 1.0876 | 0.2606 |  | 10.5831 | 1.0876 | 0.2606 |  | 11.4022 | 1.098 | 0.12882 |  | 11.4022 | 1.098 | 0.12882 |  | 10.5831 | 1.0876 | 0.2606 |  | 11.4022 | 1.098 | 0.12882 |  | 11.4022 | 1.098 | 0.12882 |  | 11.4022 | 1.098 | 0.12882
LV HH Metered |  | 11.2201 | 0.8232 | 0.056585 |  | 9.304 | 0.95619 | 0.22911 |  | 9.304 | 0.95619 | 0.22911 |  | 10.0242 | 0.96531 | 0.11325 |  | 10.0242 | 0.96531 | 0.11325 |  | 9.304 | 0.95619 | 0.22911 |  | 10.0242 | 0.96531 | 0.11325 |  | 10.0242 | 0.96531 | 0.11325 |  | 10.0242 | 0.96531 | 0.11325
LV Sub HH Metered |  | 9.567 | 0.70192 | 0.048248 |  | 7.9333 | 0.81531 | 0.19535 |  | 7.9333 | 0.81531 | 0.19535 |  | 8.5473 | 0.82309 | 0.096564 |  | 8.5473 | 0.82309 | 0.096564 |  | 7.9333 | 0.81531 | 0.19535 |  | 8.5473 | 0.82309 | 0.096564 |  | 8.5473 | 0.82309 | 0.096564 |  | 8.5473 | 0.82309 | 0.096564
HV HH Metered |  | 10.4677 | 0.76799 | 0.05279 |  | 8.6801 | 0.89207 | 0.21374 |  | 8.6801 | 0.89207 | 0.21374 |  | 9.3519 | 0.90057 | 0.10565 |  | 9.3519 | 0.90057 | 0.10565 |  | 8.6801 | 0.89207 | 0.21374 |  | 9.3519 | 0.90057 | 0.10565 |  | 9.3519 | 0.90057 | 0.10565 |  | 9.3519 | 0.90057 | 0.10565
HV Sub HH Metered |  | 9.2209 | 0.67652 | 0.046502 |  | 7.6462 | 0.78581 | 0.18828 |  | 7.6462 | 0.78581 | 0.18828 |  | 8.2381 | 0.79331 | 0.09307 |  | 8.2381 | 0.79331 | 0.09307 |  | 7.6462 | 0.78581 | 0.18828 |  | 8.2381 | 0.79331 | 0.09307 |  | 8.2381 | 0.79331 | 0.09307 |  | 8.2381 | 0.79331 | 0.09307
LV Generation Non-Intermittent |  | -9.2209 | -0.67652 | -0.046502 |  | -7.6462 | -0.78581 | -0.18828 |  | -7.6462 | -0.78581 | -0.18828 |  | -8.2381 | -0.79331 | -0.09307 |  | -8.2381 | -0.79331 | -0.09307 |  | -7.6462 | -0.78581 | -0.18828 |  | -8.2381 | -0.79331 | -0.09307 |  | -8.2381 | -0.79331 | -0.09307 |  | -8.2381 | -0.79331 | -0.09307
LV Sub Generation Non-Intermittent |  | -9.2209 | -0.67652 | -0.046502 |  | -7.6462 | -0.78581 | -0.18828 |  | -7.6462 | -0.78581 | -0.18828 |  | -8.2381 | -0.79331 | -0.09307 |  | -8.2381 | -0.79331 | -0.09307 |  | -7.6462 | -0.78581 | -0.18828 |  | -8.2381 | -0.79331 | -0.09307 |  | -8.2381 | -0.79331 | -0.09307 |  | -8.2381 | -0.79331 | -0.09307
HV Generation Non-Intermittent |  | -9.2209 | -0.67652 | -0.046502 |  | -7.6462 | -0.78581 | -0.18828 |  | -7.6462 | -0.78581 | -0.18828 |  | -8.2381 | -0.79331 | -0.09307 |  | -8.2381 | -0.79331 | -0.09307 |  | -7.6462 | -0.78581 | -0.18828 |  | -8.2381 | -0.79331 | -0.09307 |  | -8.2381 | -0.79331 | -0.09307 |  | -8.2381 | -0.79331 | -0.09307
HV Sub Generation Non-Intermittent |  | -9.2209 | -0.67652 | -0.046502 |  | -7.6462 | -0.78581 | -0.18828 |  | -7.6462 | -0.78581 | -0.18828 |  | -8.2381 | -0.79331 | -0.09307 |  | -8.2381 | -0.79331 | -0.09307 |  | -7.6462 | -0.78581 | -0.18828 |  | -8.2381 | -0.79331 | -0.09307 |  | -8.2381 | -0.79331 | -0.09307 |  | -8.2381 | -0.79331 | -0.09307
2414. Unit rate 1 pseudo load coefficient by network level
Data sources:
x1 = 2413. Pseudo load coefficient by time band and network level
x2 = 2403. Split of rate 1 units between distribution time bands
Sum-product calculation =SUMPRODUCT(x1, x2)
| GSPs | 132kV | 132kV/EHV | EHV | EHV/HV | 132kV/HV | HV | HV/LV | LV circuits
Domestic Two Rate | 2.3019 | 2.1626 | 2.1626 | 2.2356 | 2.2356 | 2.1626 | 2.2356 | 2.2356 | 2.2356
Domestic Off Peak (related MPAN) | 0.13234 | 0.26969 | 0.26969 | 0.18847 | 0.18847 | 0.26969 | 0.18847 | 0.18847 | 0.18847
Small Non Domestic Two Rate | 2.1028 | 2.0299 | 2.0299 | 2.0905 | 2.0905 | 2.0299 | 2.0905 | 2.0905 | 2.0905
Small Non Domestic Off Peak (related MPAN) | 0.15148 | 0.28785 | 0.28785 | 0.20975 | 0.20975 | 0.28785 | 0.20975 | 0.20975 | 0.20975
LV Medium Non-Domestic | 2.0089 | 1.9362 | 1.9362 | 1.9957 | 1.9957 | 1.9362 | 1.9957 | 1.9957 | 1.9957
LV Sub Medium Non-Domestic | 1.3704 | 1.3208 | 1.3208 | 1.3613 | 1.3613 | 1.3208 | 1.3613 | 1.3613 | 1.3613
HV Medium Non-Domestic | 1.9101 | 1.8436 | 1.8436 | 1.9037 | 1.9037 | 1.8436 | 1.9037 | 1.9037 | 1.9037
LV HH Metered | 11.2201 | 9.304 | 9.304 | 10.0242 | 10.0242 | 9.304 | 10.0242 | 10.0242 | 10.0242
LV Sub HH Metered | 9.567 | 7.9333 | 7.9333 | 8.5473 | 8.5473 | 7.9333 | 8.5473 | 8.5473 | 8.5473
HV HH Metered | 10.4677 | 8.6801 | 8.6801 | 9.3519 | 9.3519 | 8.6801 | 9.3519 | 9.3519 | 9.3519
HV Sub HH Metered | 9.2209 | 7.6462 | 7.6462 | 8.2381 | 8.2381 | 7.6462 | 8.2381 | 8.2381 | 8.2381
LV Generation Non-Intermittent | -9.2209 | -7.6462 | -7.6462 | -8.2381 | -8.2381 | -7.6462 | -8.2381 | -8.2381 | -8.2381
LV Sub Generation Non-Intermittent | -9.2209 | -7.6462 | -7.6462 | -8.2381 | -8.2381 | -7.6462 | -8.2381 | -8.2381 | -8.2381
HV Generation Non-Intermittent | -9.2209 | -7.6462 | -7.6462 | -8.2381 | -8.2381 | -7.6462 | -8.2381 | -8.2381 | -8.2381
HV Sub Generation Non-Intermittent | -9.2209 | -7.6462 | -7.6462 | -8.2381 | -8.2381 | -7.6462 | -8.2381 | -8.2381 | -8.2381
2415. Unit rate 2 pseudo load coefficient by network level
Data sources:
x1 = 2413. Pseudo load coefficient by time band and network level
x2 = 2405. Split of rate 2 units between distribution time bands
Sum-product calculation =SUMPRODUCT(x1, x2)
| GSPs | 132kV | 132kV/EHV | EHV | EHV/HV | 132kV/HV | HV | HV/LV | LV circuits
Domestic Two Rate | 0.10282 | 0.30936 | 0.30936 | 0.17509 | 0.17509 | 0.30936 | 0.17509 | 0.17509 | 0.17509
Small Non Domestic Two Rate | 0.12562 | 0.34306 | 0.34306 | 0.20389 | 0.20389 | 0.34306 | 0.20389 | 0.20389 | 0.20389
LV Medium Non-Domestic | 0.070883 | 0.27859 | 0.27859 | 0.13945 | 0.13945 | 0.27859 | 0.13945 | 0.13945 | 0.13945
LV Sub Medium Non-Domestic | 0.048353 | 0.19004 | 0.19004 | 0.095127 | 0.095127 | 0.19004 | 0.095127 | 0.095127 | 0.095127
HV Medium Non-Domestic | 0.075642 | 0.2713 | 0.2713 | 0.14135 | 0.14135 | 0.2713 | 0.14135 | 0.14135 | 0.14135
LV HH Metered | 0.8232 | 0.95619 | 0.95619 | 0.96531 | 0.96531 | 0.95619 | 0.96531 | 0.96531 | 0.96531
LV Sub HH Metered | 0.70192 | 0.81531 | 0.81531 | 0.82309 | 0.82309 | 0.81531 | 0.82309 | 0.82309 | 0.82309
HV HH Metered | 0.76799 | 0.89207 | 0.89207 | 0.90057 | 0.90057 | 0.89207 | 0.90057 | 0.90057 | 0.90057
HV Sub HH Metered | 0.67652 | 0.78581 | 0.78581 | 0.79331 | 0.79331 | 0.78581 | 0.79331 | 0.79331 | 0.79331
LV Generation Non-Intermittent | -0.67652 | -0.78581 | -0.78581 | -0.79331 | -0.79331 | -0.78581 | -0.79331 | -0.79331 | -0.79331
LV Sub Generation Non-Intermittent | -0.67652 | -0.78581 | -0.78581 | -0.79331 | -0.79331 | -0.78581 | -0.79331 | -0.79331 | -0.79331
HV Generation Non-Intermittent | -0.67652 | -0.78581 | -0.78581 | -0.79331 | -0.79331 | -0.78581 | -0.79331 | -0.79331 | -0.79331
HV Sub Generation Non-Intermittent | -0.67652 | -0.78581 | -0.78581 | -0.79331 | -0.79331 | -0.78581 | -0.79331 | -0.79331 | -0.79331
2416. Unit rate 3 pseudo load coefficient by network level
Data sources:
x1 = 2413. Pseudo load coefficient by time band and network level
x2 = 2406. Split of rate 3 units between distribution time bands (default)
Sum-product calculation =SUMPRODUCT(x1, x2)
| GSPs | 132kV | 132kV/EHV | EHV | EHV/HV | 132kV/HV | HV | HV/LV | LV circuits
LV HH Metered | 0.056585 | 0.22911 | 0.22911 | 0.11325 | 0.11325 | 0.22911 | 0.11325 | 0.11325 | 0.11325
LV Sub HH Metered | 0.048248 | 0.19535 | 0.19535 | 0.096564 | 0.096564 | 0.19535 | 0.096564 | 0.096564 | 0.096564
HV HH Metered | 0.05279 | 0.21374 | 0.21374 | 0.10565 | 0.10565 | 0.21374 | 0.10565 | 0.10565 | 0.10565
HV Sub HH Metered | 0.046502 | 0.18828 | 0.18828 | 0.09307 | 0.09307 | 0.18828 | 0.09307 | 0.09307 | 0.09307
LV Generation Non-Intermittent | -0.046502 | -0.18828 | -0.18828 | -0.09307 | -0.09307 | -0.18828 | -0.09307 | -0.09307 | -0.09307
LV Sub Generation Non-Intermittent | -0.046502 | -0.18828 | -0.18828 | -0.09307 | -0.09307 | -0.18828 | -0.09307 | -0.09307 | -0.09307
HV Generation Non-Intermittent | -0.046502 | -0.18828 | -0.18828 | -0.09307 | -0.09307 | -0.18828 | -0.09307 | -0.09307 | -0.09307
HV Sub Generation Non-Intermittent | -0.046502 | -0.18828 | -0.18828 | -0.09307 | -0.09307 | -0.18828 | -0.09307 | -0.09307 | -0.09307
2417. Adjust annual hours by special distribution time band to match days in year
Data sources:
x1 = 1066. Typical annual hours by special distribution time band
x2 = 1010. Days in the charging year (in Financial and general assumptions)
x3 = Total hours in the year according to special time band hours input data (in Adjust annual hours by special distribution time band to match days in year)
Kind: | Cell summation | Calculation
Formula: | =SUM(x1) | =x1*24*x2/x3
Annual hours by special distribution time band (reconciled to days in year)
| Hours aggregate | Black | Yellow | Green
Adjust annual hours by special distribution time band to match days in year | 8760 | 190 | 4218.5 | 4351.5
2418. Normalisation of split of rate 1 units by special time band
Data sources:
x1 = 1064. Average split of rate 1 units by special distribution time band
x2 = Total split (in Normalisation of split of rate 1 units by special time band)
x3 = 2417. Annual hours by special distribution time band (reconciled to days in year) (in Adjust annual hours by special distribution time band to match days in year)
x4 = 1010. Days in the charging year (in Financial and general assumptions)
Kind: | Cell summation | Calculation
Formula: | =SUM(x1) | =IF(x2,x1/x2,x3/x4/24)
Normalised split of rate 1 units by special distribution time band
| Total split | Black | Yellow | Green
NHH UMS category A | 100% | 2.188% | 48.14% | 49.67%
NHH UMS category B | 100% | 4.268% | 19.2% | 76.53%
NHH UMS category C | 100% | 8.162% | 38.92% | 52.92%
NHH UMS category D | 100% | 0.5391% | 72.92% | 26.54%
2419. Split of rate 1 units between special distribution time bands
Data sources:
x1 = 2418. Normalised split of rate 1 units by special distribution time band (in Normalisation of split of rate 1 units by special time band)
x2 = Split of rate 1 units between special distribution time bands (default)
Combine tables = x1 or x2
| Black | Yellow | Green
NHH UMS category A | 2.188% | 48.14% | 49.67%
NHH UMS category B | 4.268% | 19.2% | 76.53%
NHH UMS category C | 8.162% | 38.92% | 52.92%
NHH UMS category D | 0.5391% | 72.92% | 26.54%
LV UMS (Pseudo HH Metered) | 100% | 0% | 0%
2420. Split of rate 2 units between special distribution time bands (default)
| Black | Yellow | Green
LV UMS (Pseudo HH Metered) | 0% | 100% | 0%
2421. Split of rate 3 units between special distribution time bands (default)
| Black | Yellow | Green
LV UMS (Pseudo HH Metered) | 0% | 0% | 100%
2422. Calculation of implied special load coefficients for one-rate users
Data sources:
x1 = 2407. All units (MWh)
x2 = 2305. Rate 1 units (MWh) (in Equivalent volume for each end user)
x3 = 2419. Split of rate 1 units between special distribution time bands
x4 = 2417. Annual hours by special distribution time band (reconciled to days in year) (in Adjust annual hours by special distribution time band to match days in year)
x5 = Use of special distribution time bands by units in demand forecast for one-rate tariffs (in Calculation of implied special load coefficients for one-rate users)
x6 = 1010. Days in the charging year (in Financial and general assumptions)
Kind: | Calculation |  |  | Calculation
Formula: | =IF(x1>0,(x2*x3)/x1,0) |  |  | =IF(x4>0,x5*x6*24/x4,0)
Use of special distribution time bands by units in demand forecast for one-rate tariffs
| Black | Yellow | Green | First-time-band special load coefficient for one-rate tariffs
NHH UMS category A | 2.188% | 48.14% | 49.67% | 1.0088
NHH UMS category B | 4.268% | 19.2% | 76.53% | 1.9677
NHH UMS category C | 8.162% | 38.92% | 52.92% | 3.7629
NHH UMS category D | 0% | 0% | 0% | 0
2423. Calculation of implied special load coefficients for three-rate users
Data sources:
x1 = 2407. All units (MWh)
x2 = 2305. Rate 1 units (MWh) (in Equivalent volume for each end user)
x3 = 2419. Split of rate 1 units between special distribution time bands
x4 = 2305. Rate 2 units (MWh) (in Equivalent volume for each end user)
x5 = 2420. Split of rate 2 units between special distribution time bands (default)
x6 = 2305. Rate 3 units (MWh) (in Equivalent volume for each end user)
x7 = 2421. Split of rate 3 units between special distribution time bands (default)
x8 = 2417. Annual hours by special distribution time band (reconciled to days in year) (in Adjust annual hours by special distribution time band to match days in year)
x9 = Use of special distribution time bands by units in demand forecast for three-rate tariffs (in Calculation of implied special load coefficients for three-rate users)
x10 = 1010. Days in the charging year (in Financial and general assumptions)
Kind: | Calculation |  |  | Calculation
Formula: | =IF(x1>0,(x2*x3+x4*x5+x6*x7)/x1,0) |  |  | =IF(x8>0,x9*x10*24/x8,0)
Use of special distribution time bands by units in demand forecast for three-rate tariffs
| Black | Yellow | Green | First-time-band special load coefficient for three-rate tariffs
LV UMS (Pseudo HH Metered) | 4.165% | 23.71% | 72.12% | 1.9202
2424. Estimated contributions to peak demand
Data sources:
x1 = 2422. First-time-band special load coefficient for one-rate tariffs (in Calculation of implied special load coefficients for one-rate users)
x2 = 2423. First-time-band special load coefficient for three-rate tariffs (in Calculation of implied special load coefficients for three-rate users)
x3 = First-time-band special load coefficient (in Estimated contributions to peak demand)
x4 = 2407. All units (MWh)
x5 = 1010. Days in the charging year (in Financial and general assumptions)
x6 = 2302. Load coefficient
Kind: | Combine tables | Calculation | Calculation
Formula: | = x1 or x2 | =x3*x4/24/x5*1000 | =x6*x4/24/x5*1000
| First-time-band special load coefficient | Contribution to first-band peak kW | Contribution to system-peak-time kW
NHH UMS category A | 1.0088 | 1015.7529 | 1006.9202
NHH UMS category B | 1.9677 | 1261.4398 | 1352.7004
NHH UMS category C | 3.7629 | 177.3603 | 186.0432
NHH UMS category D | 0 | 0 | 0
LV UMS (Pseudo HH Metered) | 1.9202 | 32114.1842 | 33543.7067
2425. Mapping of tariffs to tariff groups for coincidence adjustment factor
Unmetered
NHH UMS category A | 1
NHH UMS category B | 1
NHH UMS category C | 1
NHH UMS category D | 1
LV UMS (Pseudo HH Metered) | 1
2426. Group contribution to first-band peak kW
Data sources:
x1 = 2425. Mapping of tariffs to tariff groups for coincidence adjustment factor
x2 = 2424. Contribution to first-band peak kW (in Estimated contributions to peak demand)
Sum-product calculation =SUMPRODUCT(x1, x2)
Unmetered
Black | 34568.7371
2427. Group contribution to system-peak-time kW
Data sources:
x1 = 2425. Mapping of tariffs to tariff groups for coincidence adjustment factor
x2 = 2424. Contribution to system-peak-time kW (in Estimated contributions to peak demand)
Sum-product calculation =SUMPRODUCT(x1, x2)
Unmetered
Group contribution to system-peak-time kW | 36089.3705
2428. Load coefficient correction factor for each group
Data sources:
x1 = 2426. Group contribution to first-band peak kW
x2 = 2427. Group contribution to system-peak-time kW
Calculation =IF(x1,x2/x1,0)
Unmetered
Load coefficient correction factor for each group | 1.044
2429. Load coefficient correction factor (based on group)
Data sources:
x1 = 2425. Mapping of tariffs to tariff groups for coincidence adjustment factor
x2 = 2428. Load coefficient correction factor for each group
Sum-product calculation =SUMPRODUCT(x1, x2)
Load coefficient correction factor (based on group)
NHH UMS category A | 1.044
NHH UMS category B | 1.044
NHH UMS category C | 1.044
NHH UMS category D | 1.044
LV UMS (Pseudo HH Metered) | 1.044
2430. Calculation of special peaking probabilities
Data sources:
x1 = 2411. Normalised peaking probabilities (in Normalisation of peaking probabilities)
x2 = Amber peaking probabilities (in Calculation of special peaking probabilities)
x3 = 1010. Days in the charging year (in Financial and general assumptions)
x4 = 2401. Annual hours by distribution time band (reconciled to days in year) (in Adjust annual hours by distribution time band to match days in year)
x5 = 1069. Black peaking probabilities (in Peaking probabilities by network level)
x6 = Red peaking probabilities (in Calculation of special peaking probabilities)
x7 = Amber peaking rates (in Calculation of special peaking probabilities)
x8 = 2417. Annual hours by special distribution time band (reconciled to days in year) (in Adjust annual hours by special distribution time band to match days in year)
x9 = Yellow peaking probabilities (in Calculation of special peaking probabilities)
x10 = Green peaking probabilities (in Calculation of special peaking probabilities)
Kind: | Copy cells | Copy cells | Copy cells | Calculation | Calculation | Calculation
Formula: | =x1 | =x1 | =x1 | =x2*24*x3/x4 | =IF(x5,x2+x6-x5,x7*x8/x3/24) | =1-x9-x10
| Red peaking probabilities | Amber peaking probabilities | Green peaking probabilities | Amber peaking rates | Yellow peaking probabilities | Black peaking probabilities
GSPs | 68.68% | 29.01% | 2.31% | 0.67652 | 50.07% | 47.62%
132kV | 56.95% | 33.69% | 9.353% | 0.78581 | 40.37% | 50.28%
132kV/EHV | 56.95% | 33.69% | 9.353% | 0.78581 | 40.37% | 50.28%
EHV | 61.36% | 34.01% | 4.623% | 0.79331 | 42.23% | 53.15%
EHV/HV | 61.36% | 34.01% | 4.623% | 0.79331 | 42.23% | 53.15%
132kV/HV | 56.95% | 33.69% | 9.353% | 0.78581 | 40.37% | 50.28%
HV | 61.36% | 34.01% | 4.623% | 0.79331 | 42.23% | 53.15%
HV/LV | 61.36% | 34.01% | 4.623% | 0.79331 | 42.23% | 53.15%
LV circuits | 61.36% | 34.01% | 4.623% | 0.79331 | 42.23% | 53.15%
2431. Special peaking probabilities by network level
Data sources:
x1 = 2430. Green peaking probabilities (in Calculation of special peaking probabilities)
x2 = 2430. Yellow peaking probabilities (in Calculation of special peaking probabilities)
x3 = 2430. Black peaking probabilities (in Calculation of special peaking probabilities)
Combine tables = x1 or x2 or x3
| Black | Yellow | Green
GSPs | 47.62% | 50.07% | 2.31%
132kV | 50.28% | 40.37% | 9.353%
132kV/EHV | 50.28% | 40.37% | 9.353%
EHV | 53.15% | 42.23% | 4.623%
EHV/HV | 53.15% | 42.23% | 4.623%
132kV/HV | 50.28% | 40.37% | 9.353%
HV | 53.15% | 42.23% | 4.623%
HV/LV | 53.15% | 42.23% | 4.623%
LV circuits | 53.15% | 42.23% | 4.623%
2432. Special peaking probabilities by network level (reshaped)
Data sources:
x1 = 2431. Special peaking probabilities by network level
Reshape table = x1
| GSPs | Black | Yellow | Green | 132kV | Black | Yellow | Green | 132kV/EHV | Black | Yellow | Green | EHV | Black | Yellow | Green | EHV/HV | Black | Yellow | Green | 132kV/HV | Black | Yellow | Green | HV | Black | Yellow | Green | HV/LV | Black | Yellow | Green | LV circuits | Black | Yellow | Green
Probability of peak within timeband |  | 47.62% | 50.07% | 2.31% |  | 50.28% | 40.37% | 9.353% |  | 50.28% | 40.37% | 9.353% |  | 53.15% | 42.23% | 4.623% |  | 53.15% | 42.23% | 4.623% |  | 50.28% | 40.37% | 9.353% |  | 53.15% | 42.23% | 4.623% |  | 53.15% | 42.23% | 4.623% |  | 53.15% | 42.23% | 4.623%
2433. Pseudo load coefficient by time band and network level
Data sources:
x1 = 2417. Annual hours by special distribution time band (reconciled to days in year) (in Adjust annual hours by special distribution time band to match days in year)
x2 = 2429. Load coefficient correction factor (based on group)
x3 = 2432. Special peaking probabilities by network level (reshaped)
x4 = 1010. Days in the charging year (in Financial and general assumptions)
Calculation =IF(x1>0,x2*x3*24*x4/x1,0)
| GSPs | Black | Yellow | Green | 132kV | Black | Yellow | Green | 132kV/EHV | Black | Yellow | Green | EHV | Black | Yellow | Green | EHV/HV | Black | Yellow | Green | 132kV/HV | Black | Yellow | Green | HV | Black | Yellow | Green | HV/LV | Black | Yellow | Green | LV circuits | Black | Yellow | Green
NHH UMS category A |  | 22.9227 | 1.0854 | 0.048548 |  | 24.1997 | 0.8752 | 0.19657 |  | 24.1997 | 0.8752 | 0.19657 |  | 25.5809 | 0.91553 | 0.097164 |  | 25.5809 | 0.91553 | 0.097164 |  | 24.1997 | 0.8752 | 0.19657 |  | 25.5809 | 0.91553 | 0.097164 |  | 25.5809 | 0.91553 | 0.097164 |  | 25.5809 | 0.91553 | 0.097164
NHH UMS category B |  | 22.9227 | 1.0854 | 0.048548 |  | 24.1997 | 0.8752 | 0.19657 |  | 24.1997 | 0.8752 | 0.19657 |  | 25.5809 | 0.91553 | 0.097164 |  | 25.5809 | 0.91553 | 0.097164 |  | 24.1997 | 0.8752 | 0.19657 |  | 25.5809 | 0.91553 | 0.097164 |  | 25.5809 | 0.91553 | 0.097164 |  | 25.5809 | 0.91553 | 0.097164
NHH UMS category C |  | 22.9227 | 1.0854 | 0.048548 |  | 24.1997 | 0.8752 | 0.19657 |  | 24.1997 | 0.8752 | 0.19657 |  | 25.5809 | 0.91553 | 0.097164 |  | 25.5809 | 0.91553 | 0.097164 |  | 24.1997 | 0.8752 | 0.19657 |  | 25.5809 | 0.91553 | 0.097164 |  | 25.5809 | 0.91553 | 0.097164 |  | 25.5809 | 0.91553 | 0.097164
NHH UMS category D |  | 22.9227 | 1.0854 | 0.048548 |  | 24.1997 | 0.8752 | 0.19657 |  | 24.1997 | 0.8752 | 0.19657 |  | 25.5809 | 0.91553 | 0.097164 |  | 25.5809 | 0.91553 | 0.097164 |  | 24.1997 | 0.8752 | 0.19657 |  | 25.5809 | 0.91553 | 0.097164 |  | 25.5809 | 0.91553 | 0.097164 |  | 25.5809 | 0.91553 | 0.097164
LV UMS (Pseudo HH Metered) |  | 22.9227 | 1.0854 | 0.048548 |  | 24.1997 | 0.8752 | 0.19657 |  | 24.1997 | 0.8752 | 0.19657 |  | 25.5809 | 0.91553 | 0.097164 |  | 25.5809 | 0.91553 | 0.097164 |  | 24.1997 | 0.8752 | 0.19657 |  | 25.5809 | 0.91553 | 0.097164 |  | 25.5809 | 0.91553 | 0.097164 |  | 25.5809 | 0.91553 | 0.097164
2434. Unit rate 1 pseudo load coefficient by network level (special)
Data sources:
x1 = 2433. Pseudo load coefficient by time band and network level
x2 = 2419. Split of rate 1 units between special distribution time bands
Sum-product calculation =SUMPRODUCT(x1, x2)
| GSPs | 132kV | 132kV/EHV | EHV | EHV/HV | 132kV/HV | HV | HV/LV | LV circuits
NHH UMS category A | 1.0481 | 1.0484 | 1.0484 | 1.0487 | 1.0487 | 1.0484 | 1.0487 | 1.0487 | 1.0487
NHH UMS category B | 1.2239 | 1.3513 | 1.3513 | 1.3419 | 1.3419 | 1.3513 | 1.3419 | 1.3419 | 1.3419
NHH UMS category C | 2.319 | 2.4197 | 2.4197 | 2.4955 | 2.4955 | 2.4197 | 2.4955 | 2.4955 | 2.4955
NHH UMS category D | 0.92795 | 0.82084 | 0.82084 | 0.83131 | 0.83131 | 0.82084 | 0.83131 | 0.83131 | 0.83131
LV UMS (Pseudo HH Metered) | 22.9227 | 24.1997 | 24.1997 | 25.5809 | 25.5809 | 24.1997 | 25.5809 | 25.5809 | 25.5809
2435. Unit rate 2 pseudo load coefficient by network level (special)
Data sources:
x1 = 2433. Pseudo load coefficient by time band and network level
x2 = 2420. Split of rate 2 units between special distribution time bands (default)
Sum-product calculation =SUMPRODUCT(x1, x2)
| GSPs | 132kV | 132kV/EHV | EHV | EHV/HV | 132kV/HV | HV | HV/LV | LV circuits
LV UMS (Pseudo HH Metered) | 1.0854 | 0.8752 | 0.8752 | 0.91553 | 0.91553 | 0.8752 | 0.91553 | 0.91553 | 0.91553
2436. Unit rate 3 pseudo load coefficient by network level (special)
Data sources:
x1 = 2433. Pseudo load coefficient by time band and network level
x2 = 2421. Split of rate 3 units between special distribution time bands (default)
Sum-product calculation =SUMPRODUCT(x1, x2)
| GSPs | 132kV | 132kV/EHV | EHV | EHV/HV | 132kV/HV | HV | HV/LV | LV circuits
LV UMS (Pseudo HH Metered) | 0.048548 | 0.19657 | 0.19657 | 0.097164 | 0.097164 | 0.19657 | 0.097164 | 0.097164 | 0.097164
2437. Unit rate 1 pseudo load coefficient by network level (combined)
Data sources:
x1 = 2414. Unit rate 1 pseudo load coefficient by network level
x2 = 2434. Unit rate 1 pseudo load coefficient by network level (special)
Combine tables = x1 or x2
| GSPs | 132kV | 132kV/EHV | EHV | EHV/HV | 132kV/HV | HV | HV/LV | LV circuits
Domestic Two Rate | 2.3019 | 2.1626 | 2.1626 | 2.2356 | 2.2356 | 2.1626 | 2.2356 | 2.2356 | 2.2356
Domestic Off Peak (related MPAN) | 0.13234 | 0.26969 | 0.26969 | 0.18847 | 0.18847 | 0.26969 | 0.18847 | 0.18847 | 0.18847
Small Non Domestic Two Rate | 2.1028 | 2.0299 | 2.0299 | 2.0905 | 2.0905 | 2.0299 | 2.0905 | 2.0905 | 2.0905
Small Non Domestic Off Peak (related MPAN) | 0.15148 | 0.28785 | 0.28785 | 0.20975 | 0.20975 | 0.28785 | 0.20975 | 0.20975 | 0.20975
LV Medium Non-Domestic | 2.0089 | 1.9362 | 1.9362 | 1.9957 | 1.9957 | 1.9362 | 1.9957 | 1.9957 | 1.9957
LV Sub Medium Non-Domestic | 1.3704 | 1.3208 | 1.3208 | 1.3613 | 1.3613 | 1.3208 | 1.3613 | 1.3613 | 1.3613
HV Medium Non-Domestic | 1.9101 | 1.8436 | 1.8436 | 1.9037 | 1.9037 | 1.8436 | 1.9037 | 1.9037 | 1.9037
LV HH Metered | 11.2201 | 9.304 | 9.304 | 10.0242 | 10.0242 | 9.304 | 10.0242 | 10.0242 | 10.0242
LV Sub HH Metered | 9.567 | 7.9333 | 7.9333 | 8.5473 | 8.5473 | 7.9333 | 8.5473 | 8.5473 | 8.5473
HV HH Metered | 10.4677 | 8.6801 | 8.6801 | 9.3519 | 9.3519 | 8.6801 | 9.3519 | 9.3519 | 9.3519
HV Sub HH Metered | 9.2209 | 7.6462 | 7.6462 | 8.2381 | 8.2381 | 7.6462 | 8.2381 | 8.2381 | 8.2381
LV Generation Non-Intermittent | -9.2209 | -7.6462 | -7.6462 | -8.2381 | -8.2381 | -7.6462 | -8.2381 | -8.2381 | -8.2381
LV Sub Generation Non-Intermittent | -9.2209 | -7.6462 | -7.6462 | -8.2381 | -8.2381 | -7.6462 | -8.2381 | -8.2381 | -8.2381
HV Generation Non-Intermittent | -9.2209 | -7.6462 | -7.6462 | -8.2381 | -8.2381 | -7.6462 | -8.2381 | -8.2381 | -8.2381
HV Sub Generation Non-Intermittent | -9.2209 | -7.6462 | -7.6462 | -8.2381 | -8.2381 | -7.6462 | -8.2381 | -8.2381 | -8.2381
NHH UMS category A | 1.0481 | 1.0484 | 1.0484 | 1.0487 | 1.0487 | 1.0484 | 1.0487 | 1.0487 | 1.0487
NHH UMS category B | 1.2239 | 1.3513 | 1.3513 | 1.3419 | 1.3419 | 1.3513 | 1.3419 | 1.3419 | 1.3419
NHH UMS category C | 2.319 | 2.4197 | 2.4197 | 2.4955 | 2.4955 | 2.4197 | 2.4955 | 2.4955 | 2.4955
NHH UMS category D | 0.92795 | 0.82084 | 0.82084 | 0.83131 | 0.83131 | 0.82084 | 0.83131 | 0.83131 | 0.83131
LV UMS (Pseudo HH Metered) | 22.9227 | 24.1997 | 24.1997 | 25.5809 | 25.5809 | 24.1997 | 25.5809 | 25.5809 | 25.5809
2438. Unit rate 2 pseudo load coefficient by network level (combined)
Data sources:
x1 = 2415. Unit rate 2 pseudo load coefficient by network level
x2 = 2435. Unit rate 2 pseudo load coefficient by network level (special)
Combine tables = x1 or x2
| GSPs | 132kV | 132kV/EHV | EHV | EHV/HV | 132kV/HV | HV | HV/LV | LV circuits
Domestic Two Rate | 0.10282 | 0.30936 | 0.30936 | 0.17509 | 0.17509 | 0.30936 | 0.17509 | 0.17509 | 0.17509
Small Non Domestic Two Rate | 0.12562 | 0.34306 | 0.34306 | 0.20389 | 0.20389 | 0.34306 | 0.20389 | 0.20389 | 0.20389
LV Medium Non-Domestic | 0.070883 | 0.27859 | 0.27859 | 0.13945 | 0.13945 | 0.27859 | 0.13945 | 0.13945 | 0.13945
LV Sub Medium Non-Domestic | 0.048353 | 0.19004 | 0.19004 | 0.095127 | 0.095127 | 0.19004 | 0.095127 | 0.095127 | 0.095127
HV Medium Non-Domestic | 0.075642 | 0.2713 | 0.2713 | 0.14135 | 0.14135 | 0.2713 | 0.14135 | 0.14135 | 0.14135
LV HH Metered | 0.8232 | 0.95619 | 0.95619 | 0.96531 | 0.96531 | 0.95619 | 0.96531 | 0.96531 | 0.96531
LV Sub HH Metered | 0.70192 | 0.81531 | 0.81531 | 0.82309 | 0.82309 | 0.81531 | 0.82309 | 0.82309 | 0.82309
HV HH Metered | 0.76799 | 0.89207 | 0.89207 | 0.90057 | 0.90057 | 0.89207 | 0.90057 | 0.90057 | 0.90057
HV Sub HH Metered | 0.67652 | 0.78581 | 0.78581 | 0.79331 | 0.79331 | 0.78581 | 0.79331 | 0.79331 | 0.79331
LV Generation Non-Intermittent | -0.67652 | -0.78581 | -0.78581 | -0.79331 | -0.79331 | -0.78581 | -0.79331 | -0.79331 | -0.79331
LV Sub Generation Non-Intermittent | -0.67652 | -0.78581 | -0.78581 | -0.79331 | -0.79331 | -0.78581 | -0.79331 | -0.79331 | -0.79331
HV Generation Non-Intermittent | -0.67652 | -0.78581 | -0.78581 | -0.79331 | -0.79331 | -0.78581 | -0.79331 | -0.79331 | -0.79331
HV Sub Generation Non-Intermittent | -0.67652 | -0.78581 | -0.78581 | -0.79331 | -0.79331 | -0.78581 | -0.79331 | -0.79331 | -0.79331
LV UMS (Pseudo HH Metered) | 1.0854 | 0.8752 | 0.8752 | 0.91553 | 0.91553 | 0.8752 | 0.91553 | 0.91553 | 0.91553
2439. Unit rate 3 pseudo load coefficient by network level (combined)
Data sources:
x1 = 2416. Unit rate 3 pseudo load coefficient by network level
x2 = 2436. Unit rate 3 pseudo load coefficient by network level (special)
Combine tables = x1 or x2
| GSPs | 132kV | 132kV/EHV | EHV | EHV/HV | 132kV/HV | HV | HV/LV | LV circuits
LV HH Metered | 0.056585 | 0.22911 | 0.22911 | 0.11325 | 0.11325 | 0.22911 | 0.11325 | 0.11325 | 0.11325
LV Sub HH Metered | 0.048248 | 0.19535 | 0.19535 | 0.096564 | 0.096564 | 0.19535 | 0.096564 | 0.096564 | 0.096564
HV HH Metered | 0.05279 | 0.21374 | 0.21374 | 0.10565 | 0.10565 | 0.21374 | 0.10565 | 0.10565 | 0.10565
HV Sub HH Metered | 0.046502 | 0.18828 | 0.18828 | 0.09307 | 0.09307 | 0.18828 | 0.09307 | 0.09307 | 0.09307
LV Generation Non-Intermittent | -0.046502 | -0.18828 | -0.18828 | -0.09307 | -0.09307 | -0.18828 | -0.09307 | -0.09307 | -0.09307
LV Sub Generation Non-Intermittent | -0.046502 | -0.18828 | -0.18828 | -0.09307 | -0.09307 | -0.18828 | -0.09307 | -0.09307 | -0.09307
HV Generation Non-Intermittent | -0.046502 | -0.18828 | -0.18828 | -0.09307 | -0.09307 | -0.18828 | -0.09307 | -0.09307 | -0.09307
HV Sub Generation Non-Intermittent | -0.046502 | -0.18828 | -0.18828 | -0.09307 | -0.09307 | -0.18828 | -0.09307 | -0.09307 | -0.09307
LV UMS (Pseudo HH Metered) | 0.048548 | 0.19657 | 0.19657 | 0.097164 | 0.097164 | 0.19657 | 0.097164 | 0.097164 | 0.097164

## SMD
Forecast simultaneous maximum load for WPD South Wales in 2013/14 (April 2013 Price Change)
2501. Contributions of users on one-rate multi tariffs to system simultaneous maximum load by network level (kW)
Data sources:
x1 = 2305. Rate 1 units (MWh) (in Equivalent volume for each end user)
x2 = 2437. Unit rate 1 pseudo load coefficient by network level (combined)
x3 = 2012. Loss adjustment factors between end user meter reading and each network level, scaled by network use
x4 = 1010. Days in the charging year (in Financial and general assumptions)
Calculation =(x1*x2)*x3/(24*x4)*1000
| GSPs | 132kV | 132kV/EHV | EHV | EHV/HV | 132kV/HV | HV | HV/LV | LV circuits
Domestic Off Peak (related MPAN) | 67.6028 | 136.4053 | 95.0133 | 65.8154 | 65.3052 | 40.0492 | 91.9565 | 90.5724 | 88.6542
Small Non Domestic Off Peak (related MPAN) | 47.1315 | 88.6746 | 61.7665 | 44.6121 | 44.2663 | 26.0353 | 62.3316 | 61.3934 | 60.0931
NHH UMS category A | 1146.1609 | 1135.1192 | 790.6692 | 783.9107 | 777.8339 | 333.2763 | 1095.2716 | 1078.7858 | 1055.9386
NHH UMS category B | 852.0828 | 931.4734 | 648.8194 | 638.6527 | 633.7019 | 273.4849 | 892.3187 | 878.8877 | 860.2741
NHH UMS category C | 118.7011 | 122.6322 | 85.4197 | 87.3218 | 86.6449 | 36.0054 | 122.0051 | 120.1687 | 117.6237
NHH UMS category D | 0 | 0 | 0 | 0 | 0 | 0 | 0 | 0 | 0
2502. Contributions of users on two-rate multi tariffs to system simultaneous maximum load by network level (kW)
Data sources:
x1 = 2305. Rate 1 units (MWh) (in Equivalent volume for each end user)
x2 = 2437. Unit rate 1 pseudo load coefficient by network level (combined)
x3 = 2305. Rate 2 units (MWh) (in Equivalent volume for each end user)
x4 = 2438. Unit rate 2 pseudo load coefficient by network level (combined)
x5 = 2012. Loss adjustment factors between end user meter reading and each network level, scaled by network use
x6 = 1010. Days in the charging year (in Financial and general assumptions)
Calculation =(x1*x2+x3*x4)*x5/(24*x6)*1000
| GSPs | 132kV | 132kV/EHV | EHV | EHV/HV | 132kV/HV | HV | HV/LV | LV circuits
Domestic Two Rate | 55312.6788 | 56397.9391 | 39284.0817 | 37930.8833 | 37636.8454 | 16558.6972 | 52996.6223 | 52198.9309 | 51093.4286
Small Non Domestic Two Rate | 53052.7379 | 53279.39 | 37111.8509 | 36687.6389 | 36403.2386 | 15643.0767 | 51259.5746 | 50488.0288 | 49418.7611
LV Medium Non-Domestic | 98377.8625 | 96636.5658 | 67312.3665 | 67433.0039 | 66910.2675 | 28372.9452 | 94216.668 | 92798.5432 | 90833.1965
LV Sub Medium Non-Domestic | 0 | 0 | 0 | 0 | 0 | 0 | 0 | 0 | 0
HV Medium Non-Domestic | 130.285 | 128.1557 | 89.2671 | 89.6002 | 88.9057 | 37.6271 | 125.1885 | 0 | 0
2503. Contributions of users on three-rate multi tariffs to system simultaneous maximum load by network level (kW)
Data sources:
x1 = 2305. Rate 1 units (MWh) (in Equivalent volume for each end user)
x2 = 2437. Unit rate 1 pseudo load coefficient by network level (combined)
x3 = 2305. Rate 2 units (MWh) (in Equivalent volume for each end user)
x4 = 2438. Unit rate 2 pseudo load coefficient by network level (combined)
x5 = 2305. Rate 3 units (MWh) (in Equivalent volume for each end user)
x6 = 2439. Unit rate 3 pseudo load coefficient by network level (combined)
x7 = 2012. Loss adjustment factors between end user meter reading and each network level, scaled by network use
x8 = 1010. Days in the charging year (in Financial and general assumptions)
Calculation =(x1*x2+x3*x4+x5*x6)*x7/(24*x8)*1000
| GSPs | 132kV | 132kV/EHV | EHV | EHV/HV | 132kV/HV | HV | HV/LV | LV circuits
LV HH Metered | 217083.4315 | 211579.9393 | 147376.3715 | 148158.1365 | 147009.6238 | 62120.8543 | 207004.9553 | 203889.1705 | 199571.0757
LV Sub HH Metered | 664.6943 | 636.1972 | 443.1443 | 448.3105 | 444.8352 | 186.7905 | 626.3746 | 616.9466 | 0
HV HH Metered | 306875.1893 | 301914.8626 | 210299.3181 | 209795.2898 | 208168.9697 | 88643.6079 | 293123.7232 | 0 | 0
HV Sub HH Metered | 0 | 0 | 0 | 0 | 0 | 0 | 0 | 0 | 0
LV Generation Non-Intermittent | -173.0453 | -171.7238 | -119.6145 | -118.4453 | -117.5271 | -50.4189 | -165.4904 | -162.9995 | 0
LV Sub Generation Non-Intermittent | -77.6979 | -70.3306 | -48.9889 | -50.0091 | -49.6215 | -20.6494 | -69.8722 | 0 | 0
HV Generation Non-Intermittent | -12011.0679 | -11862.0774 | -8262.5504 | -8192.0189 | -8128.5149 | -3482.7611 | 0 | 0 | 0
HV Sub Generation Non-Intermittent | 0 | 0 | 0 | 0 | 0 | 0 | 0 | 0 | 0
LV UMS (Pseudo HH Metered) | 22650.4682 | 24406.0269 | 17000.0602 | 16793.4813 | 16663.2993 | 7165.723 | 23463.6716 | 23110.5025 | 22621.0535
2504. Estimated contributions of users on each tariff to system simultaneous maximum load by network level (kW)
Data sources:
x1 = 2407. All units (MWh)
x2 = 2302. Load coefficient
x3 = 2012. Loss adjustment factors between end user meter reading and each network level, scaled by network use
x4 = 1010. Days in the charging year (in Financial and general assumptions)
Calculation =x1*x2*x3/(24*x4)*1000
| GSPs | 132kV | 132kV/EHV | EHV | EHV/HV | 132kV/HV | HV | HV/LV | LV circuits
Domestic Unrestricted | 829803.9191 | 821588.0387 | 572278.5649 | 567248.7728 | 562851.4955 | 241222.0695 | 792553.8864 | 780624.5711 | 764092.0065
Domestic Two Rate | 57677.7203 | 57106.6538 | 39777.7381 | 39428.1291 | 39122.4847 | 16766.7792 | 55088.5581 | 54259.3794 | 53110.2397
Domestic Off Peak (related MPAN) | 0 | 0 | 0 | 0 | 0 | 0 | 0 | 0 | 0
Small Non Domestic Unrestricted | 171556.4376 | 169857.859 | 118314.7846 | 117274.9085 | 116365.8007 | 49871.0575 | 163855.2413 | 161388.9347 | 157970.937
Small Non Domestic Two Rate | 49900.0806 | 49406.0204 | 34413.8487 | 34111.3832 | 33846.9539 | 14505.8374 | 47660.0579 | 46942.6911 | 45948.5089
Small Non Domestic Off Peak (related MPAN) | 0 | 0 | 0 | 0 | 0 | 0 | 0 | 0 | 0
LV Medium Non-Domestic | 94501.505 | 93565.8465 | 65173.4517 | 64600.6382 | 64099.858 | 27471.3677 | 90259.3171 | 88900.7573 | 87017.9604
LV Sub Medium Non-Domestic | 0 | 0 | 0 | 0 | 0 | 0 | 0 | 0 | 0
HV Medium Non-Domestic | 122.1217 | 120.9126 | 84.2219 | 83.4816 | 82.8345 | 35.5005 | 116.6396 | 0 | 0
LV HH Metered | 212147.9481 | 210047.4734 | 146308.9297 | 145023.0114 | 143898.802 | 61670.9151 | 202624.5923 | 199574.7395 | 195348.0185
LV Sub HH Metered | 684.7052 | 677.926 | 472.2105 | 468.0602 | 464.4318 | 199.0422 | 653.9687 | 644.1253 | 0
HV HH Metered | 302261.3401 | 299268.6536 | 208456.0966 | 206623.963 | 205022.2268 | 87866.6686 | 288692.7795 | 0 | 0
HV Sub HH Metered | 0 | 0 | 0 | 0 | 0 | 0 | 0 | 0 | 0
NHH UMS category A | 1093.5154 | 1082.6885 | 754.1485 | 747.5203 | 741.7255 | 317.8824 | 1044.4273 | 1028.7068 | 1006.9202
NHH UMS category B | 1469.0326 | 1454.4878 | 1013.126 | 1004.2215 | 996.4369 | 427.0444 | 1403.0875 | 1381.9686 | 1352.7004
NHH UMS category C | 202.0429 | 200.0425 | 139.3399 | 138.1153 | 137.0446 | 58.7334 | 192.9732 | 190.0686 | 186.0432
NHH UMS category D | 0 | 0 | 0 | 0 | 0 | 0 | 0 | 0 | 0
LV UMS (Pseudo HH Metered) | 36428.4655 | 36067.7876 | 25123.0796 | 24902.2713 | 24709.2304 | 10589.6702 | 34793.1857 | 34269.4877 | 33543.7067
LV Generation NHH | -87.1654 | -86.3024 | -60.1141 | -59.5857 | -59.1238 | -25.3388 | -83.2525 | -81.9994 | 0
LV Sub Generation NHH | 0 | 0 | 0 | 0 | 0 | 0 | 0 | 0 | 0
LV Generation Intermittent | -129.5039 | -128.2217 | -89.313 | -88.528 | -87.8418 | -37.6465 | -123.6904 | -121.8287 | 0
LV Generation Non-Intermittent | -175.2327 | -173.4977 | -120.8501 | -119.788 | -118.8594 | -50.9397 | -167.3664 | -164.8473 | 0
LV Sub Generation Intermittent | 0 | 0 | 0 | 0 | 0 | 0 | 0 | 0 | 0
LV Sub Generation Non-Intermittent | -44.8526 | -44.4085 | -30.9328 | -30.661 | -30.4233 | -13.0386 | -42.8392 | 0 | 0
HV Generation Intermittent | -2708.8347 | -2682.0146 | -1868.1619 | -1851.7425 | -1837.3879 | -787.452 | 0 | 0 | 0
HV Generation Non-Intermittent | -11895.0436 | -11777.2709 | -8203.4784 | -8131.3775 | -8068.3435 | -3457.8615 | 0 | 0 | 0
HV Sub Generation Intermittent | 0 | 0 | 0 | 0 | 0 | 0 | 0 | 0 | 0
HV Sub Generation Non-Intermittent | 0 | 0 | 0 | 0 | 0 | 0 | 0 | 0 | 0
2505. Contributions of users on each tariff to system simultaneous maximum load by network level (kW)
Data sources:
x1 = 2501. Contributions of users on one-rate multi tariffs to system simultaneous maximum load by network level (kW)
x2 = 2502. Contributions of users on two-rate multi tariffs to system simultaneous maximum load by network level (kW)
x3 = 2503. Contributions of users on three-rate multi tariffs to system simultaneous maximum load by network level (kW)
x4 = 2504. Estimated contributions of users on each tariff to system simultaneous maximum load by network level (kW)
Combine tables = x1 or x2 or x3 or x4
| GSPs | 132kV | 132kV/EHV | EHV | EHV/HV | 132kV/HV | HV | HV/LV | LV circuits
Domestic Unrestricted | 829803.9191 | 821588.0387 | 572278.5649 | 567248.7728 | 562851.4955 | 241222.0695 | 792553.8864 | 780624.5711 | 764092.0065
Domestic Two Rate | 55312.6788 | 56397.9391 | 39284.0817 | 37930.8833 | 37636.8454 | 16558.6972 | 52996.6223 | 52198.9309 | 51093.4286
Domestic Off Peak (related MPAN) | 67.6028 | 136.4053 | 95.0133 | 65.8154 | 65.3052 | 40.0492 | 91.9565 | 90.5724 | 88.6542
Small Non Domestic Unrestricted | 171556.4376 | 169857.859 | 118314.7846 | 117274.9085 | 116365.8007 | 49871.0575 | 163855.2413 | 161388.9347 | 157970.937
Small Non Domestic Two Rate | 53052.7379 | 53279.39 | 37111.8509 | 36687.6389 | 36403.2386 | 15643.0767 | 51259.5746 | 50488.0288 | 49418.7611
Small Non Domestic Off Peak (related MPAN) | 47.1315 | 88.6746 | 61.7665 | 44.6121 | 44.2663 | 26.0353 | 62.3316 | 61.3934 | 60.0931
LV Medium Non-Domestic | 98377.8625 | 96636.5658 | 67312.3665 | 67433.0039 | 66910.2675 | 28372.9452 | 94216.668 | 92798.5432 | 90833.1965
LV Sub Medium Non-Domestic | 0 | 0 | 0 | 0 | 0 | 0 | 0 | 0 | 0
HV Medium Non-Domestic | 130.285 | 128.1557 | 89.2671 | 89.6002 | 88.9057 | 37.6271 | 125.1885 | 0 | 0
LV HH Metered | 217083.4315 | 211579.9393 | 147376.3715 | 148158.1365 | 147009.6238 | 62120.8543 | 207004.9553 | 203889.1705 | 199571.0757
LV Sub HH Metered | 664.6943 | 636.1972 | 443.1443 | 448.3105 | 444.8352 | 186.7905 | 626.3746 | 616.9466 | 0
HV HH Metered | 306875.1893 | 301914.8626 | 210299.3181 | 209795.2898 | 208168.9697 | 88643.6079 | 293123.7232 | 0 | 0
HV Sub HH Metered | 0 | 0 | 0 | 0 | 0 | 0 | 0 | 0 | 0
NHH UMS category A | 1146.1609 | 1135.1192 | 790.6692 | 783.9107 | 777.8339 | 333.2763 | 1095.2716 | 1078.7858 | 1055.9386
NHH UMS category B | 852.0828 | 931.4734 | 648.8194 | 638.6527 | 633.7019 | 273.4849 | 892.3187 | 878.8877 | 860.2741
NHH UMS category C | 118.7011 | 122.6322 | 85.4197 | 87.3218 | 86.6449 | 36.0054 | 122.0051 | 120.1687 | 117.6237
NHH UMS category D | 0 | 0 | 0 | 0 | 0 | 0 | 0 | 0 | 0
LV UMS (Pseudo HH Metered) | 22650.4682 | 24406.0269 | 17000.0602 | 16793.4813 | 16663.2993 | 7165.723 | 23463.6716 | 23110.5025 | 22621.0535
LV Generation NHH | -87.1654 | -86.3024 | -60.1141 | -59.5857 | -59.1238 | -25.3388 | -83.2525 | -81.9994 | 0
LV Sub Generation NHH | 0 | 0 | 0 | 0 | 0 | 0 | 0 | 0 | 0
LV Generation Intermittent | -129.5039 | -128.2217 | -89.313 | -88.528 | -87.8418 | -37.6465 | -123.6904 | -121.8287 | 0
LV Generation Non-Intermittent | -173.0453 | -171.7238 | -119.6145 | -118.4453 | -117.5271 | -50.4189 | -165.4904 | -162.9995 | 0
LV Sub Generation Intermittent | 0 | 0 | 0 | 0 | 0 | 0 | 0 | 0 | 0
LV Sub Generation Non-Intermittent | -77.6979 | -70.3306 | -48.9889 | -50.0091 | -49.6215 | -20.6494 | -69.8722 | 0 | 0
HV Generation Intermittent | -2708.8347 | -2682.0146 | -1868.1619 | -1851.7425 | -1837.3879 | -787.452 | 0 | 0 | 0
HV Generation Non-Intermittent | -12011.0679 | -11862.0774 | -8262.5504 | -8192.0189 | -8128.5149 | -3482.7611 | 0 | 0 | 0
HV Sub Generation Intermittent | 0 | 0 | 0 | 0 | 0 | 0 | 0 | 0 | 0
HV Sub Generation Non-Intermittent | 0 | 0 | 0 | 0 | 0 | 0 | 0 | 0 | 0
2506. Forecast system simultaneous maximum load (kW) from forecast units
Data sources:
x1 = 2505. Contributions of users on each tariff to system simultaneous maximum load by network level (kW)
Cell summation =SUM(x1)
| GSPs | 132kV | 132kV/EHV | EHV | EHV/HV | 132kV/HV | HV | HV/LV | LV circuits
Forecast system simultaneous maximum load (kW) from forecast units | 1742552.0685 | 1723838.6087 | 1200742.755 | 1193120.0089 | 1183871.0166 | 506127.0334 | 1681047.4837 | 1366978.6087 | 1337783.0429

## AMD
Forecast aggregate maximum load for WPD South Wales in 2013/14 (April 2013 Price Change)
2601. Pre-processing of data for standing charge factors
Data sources:
x1 = Standing charges factors (in Pre-processing of data for standing charge factors)
x2 = 1018. Proportion of relevant load going through 132kV/HV direct transformation
x3 = Standing charges factors for 132kV/HV (in Pre-processing of data for standing charge factors)
Kind: | Fixed data | [7 empty] | Fixed data | Calculation
Formula: | [9 empty] | =x1+0.2*x2*x3
Standing charges factors
| GSPs | 132kV | 132kV/EHV | EHV | EHV/HV | HV | HV/LV | LV circuits | Standing charges factors for 132kV/HV | Adjusted standing charges factors for 132kV
Domestic Unrestricted | 0 | 0 | 0 | 0 | 0 | 0 | 0 | 1 | 0 | 0
Domestic Two Rate | 0 | 0 | 0 | 0 | 0 | 0 | 0 | 1 | 0 | 0
Domestic Off Peak (related MPAN) | 0 | 0 | 0 | 0 | 0 | 0 | 0 | 1 | 0 | 0
Small Non Domestic Unrestricted | 0 | 0 | 0 | 0 | 0 | 0 | 0 | 1 | 0 | 0
Small Non Domestic Two Rate | 0 | 0 | 0 | 0 | 0 | 0 | 0 | 1 | 0 | 0
Small Non Domestic Off Peak (related MPAN) | 0 | 0 | 0 | 0 | 0 | 0 | 0 | 1 | 0 | 0
LV Medium Non-Domestic | 0 | 0 | 0 | 0 | 0 | 0 | 0 | 1 | 0 | 0
LV Sub Medium Non-Domestic | 0 | 0 | 0 | 0 | 0 | 0 | 1 | 0 | 0 | 0
HV Medium Non-Domestic | 0 | 0 | 0 | 0.2 | 1 | 1 | 0 | 0 | 1 | 0.06
LV HH Metered | 0 | 0 | 0 | 0 | 0 | 0.2 | 1 | 1 | 0 | 0
LV Sub HH Metered | 0 | 0 | 0 | 0 | 0 | 1 | 1 | 0 | 0 | 0
HV HH Metered | 0 | 0 | 0 | 0.2 | 1 | 1 | 0 | 0 | 1 | 0.06
HV Sub HH Metered | 0 | 0 | 0 | 1 | 1 | 0 | 0 | 0 | 0 | 0
NHH UMS category A | 0 | 0 | 0 | 0 | 0 | 0 | 0 | 0 | 0 | 0
NHH UMS category B | 0 | 0 | 0 | 0 | 0 | 0 | 0 | 0 | 0 | 0
NHH UMS category C | 0 | 0 | 0 | 0 | 0 | 0 | 0 | 0 | 0 | 0
NHH UMS category D | 0 | 0 | 0 | 0 | 0 | 0 | 0 | 0 | 0 | 0
LV UMS (Pseudo HH Metered) | 0 | 0 | 0 | 0 | 0 | 0 | 0 | 0 | 0 | 0
2602. Standing charges factors adapted to use 132kV/HV
Data sources:
x1 = 2601. Standing charges factors for 132kV/HV (in Pre-processing of data for standing charge factors)
x2 = 2601. Adjusted standing charges factors for 132kV (in Pre-processing of data for standing charge factors)
x3 = 2601. Standing charges factors (in Pre-processing of data for standing charge factors)
Combine tables = x1 or x2 or x3
| GSPs | 132kV | 132kV/EHV | EHV | EHV/HV | 132kV/HV | HV | HV/LV | LV circuits
Domestic Unrestricted | 0 | 0 | 0 | 0 | 0 | 0 | 0 | 0 | 1
Domestic Two Rate | 0 | 0 | 0 | 0 | 0 | 0 | 0 | 0 | 1
Domestic Off Peak (related MPAN) | 0 | 0 | 0 | 0 | 0 | 0 | 0 | 0 | 1
Small Non Domestic Unrestricted | 0 | 0 | 0 | 0 | 0 | 0 | 0 | 0 | 1
Small Non Domestic Two Rate | 0 | 0 | 0 | 0 | 0 | 0 | 0 | 0 | 1
Small Non Domestic Off Peak (related MPAN) | 0 | 0 | 0 | 0 | 0 | 0 | 0 | 0 | 1
LV Medium Non-Domestic | 0 | 0 | 0 | 0 | 0 | 0 | 0 | 0 | 1
LV Sub Medium Non-Domestic | 0 | 0 | 0 | 0 | 0 | 0 | 0 | 1 | 0
HV Medium Non-Domestic | 0 | 0.06 | 0 | 0.2 | 1 | 1 | 1 | 0 | 0
LV HH Metered | 0 | 0 | 0 | 0 | 0 | 0 | 0.2 | 1 | 1
LV Sub HH Metered | 0 | 0 | 0 | 0 | 0 | 0 | 1 | 1 | 0
HV HH Metered | 0 | 0.06 | 0 | 0.2 | 1 | 1 | 1 | 0 | 0
HV Sub HH Metered | 0 | 0 | 0 | 1 | 1 | 0 | 0 | 0 | 0
NHH UMS category A | 0 | 0 | 0 | 0 | 0 | 0 | 0 | 0 | 0
NHH UMS category B | 0 | 0 | 0 | 0 | 0 | 0 | 0 | 0 | 0
NHH UMS category C | 0 | 0 | 0 | 0 | 0 | 0 | 0 | 0 | 0
NHH UMS category D | 0 | 0 | 0 | 0 | 0 | 0 | 0 | 0 | 0
LV UMS (Pseudo HH Metered) | 0 | 0 | 0 | 0 | 0 | 0 | 0 | 0 | 0
2603. Capacity-based contributions to chargeable aggregate maximum load by network level (kW)
Data sources:
x1 = 2305. Import capacity (kVA) (in Equivalent volume for each end user)
x2 = 1010. Power factor for all flows in the network model (in Financial and general assumptions)
x3 = 2602. Standing charges factors adapted to use 132kV/HV
x4 = 2012. Loss adjustment factors between end user meter reading and each network level, scaled by network use
Calculation =x1*x2*x3*x4
| GSPs | 132kV | 132kV/EHV | EHV | EHV/HV | 132kV/HV | HV | HV/LV | LV circuits
LV HH Metered | 0 | 0 | 0 | 0 | 0 | 0 | 112456.6795 | 553820.054 | 542090.9
LV Sub HH Metered | 0 | 0 | 0 | 0 | 0 | 0 | 2793.2432 | 2751.2 | 0
HV HH Metered | 0 | 42186.5533 | 0 | 97089.4961 | 481684.3215 | 206436.1378 | 678262 | 0 | 0
HV Sub HH Metered | 0 | 0 | 0 | 0 | 0 | 0 | 0 | 0 | 0
2604. Unit-based contributions to chargeable aggregate maximum load (kW)
Data sources:
x1 = 2407. All units (MWh)
x2 = 1041. Load factor for each type of demand user (in Load profile data for demand users)
x3 = 2602. Standing charges factors adapted to use 132kV/HV
x4 = 2012. Loss adjustment factors between end user meter reading and each network level, scaled by network use
x5 = 1010. Days in the charging year (in Financial and general assumptions)
Calculation =x1/x2*x3*x4/(24*x5)*1000
| GSPs | 132kV | 132kV/EHV | EHV | EHV/HV | 132kV/HV | HV | HV/LV | LV circuits
Domestic Unrestricted | 0 | 0 | 0 | 0 | 0 | 0 | 0 | 0 | 894426.2172
Domestic Two Rate | 0 | 0 | 0 | 0 | 0 | 0 | 0 | 0 | 189524.1288
Domestic Off Peak (related MPAN) | 0 | 0 | 0 | 0 | 0 | 0 | 0 | 0 | 1324.2416
Small Non Domestic Unrestricted | 0 | 0 | 0 | 0 | 0 | 0 | 0 | 0 | 251257.7445
Small Non Domestic Two Rate | 0 | 0 | 0 | 0 | 0 | 0 | 0 | 0 | 69778.0241
Small Non Domestic Off Peak (related MPAN) | 0 | 0 | 0 | 0 | 0 | 0 | 0 | 0 | 771.6723
LV Medium Non-Domestic | 0 | 0 | 0 | 0 | 0 | 0 | 0 | 0 | 121434.5825
LV Sub Medium Non-Domestic | 0 | 0 | 0 | 0 | 0 | 0 | 0 | 0 | 0
HV Medium Non-Domestic | 0 | 11.3565 | 0 | 26.1362 | 129.668 | 55.572 | 182.5862 | 0 | 0
LV HH Metered | 0 | 0 | 0 | 0 | 0 | 0 | 51616.4955 | 254197.8873 | 248814.3224
LV Sub HH Metered | 0 | 0 | 0 | 0 | 0 | 0 | 832.9584 | 820.4209 | 0
HV HH Metered | 0 | 20972.9855 | 0 | 48267.906 | 239468.6811 | 102629.4347 | 337196.9966 | 0 | 0
HV Sub HH Metered | 0 | 0 | 0 | 0 | 0 | 0 | 0 | 0 | 0
NHH UMS category A | 0 | 0 | 0 | 0 | 0 | 0 | 0 | 0 | 0
NHH UMS category B | 0 | 0 | 0 | 0 | 0 | 0 | 0 | 0 | 0
NHH UMS category C | 0 | 0 | 0 | 0 | 0 | 0 | 0 | 0 | 0
NHH UMS category D | 0 | 0 | 0 | 0 | 0 | 0 | 0 | 0 | 0
LV UMS (Pseudo HH Metered) | 0 | 0 | 0 | 0 | 0 | 0 | 0 | 0 | 0
2605. Contributions to aggregate maximum load by network level (kW)
Data sources:
x1 = 2603. Capacity-based contributions to chargeable aggregate maximum load by network level (kW)
x2 = 2604. Unit-based contributions to chargeable aggregate maximum load (kW)
Combine tables = x1 or x2
| GSPs | 132kV | 132kV/EHV | EHV | EHV/HV | 132kV/HV | HV | HV/LV | LV circuits
Domestic Unrestricted | 0 | 0 | 0 | 0 | 0 | 0 | 0 | 0 | 894426.2172
Domestic Two Rate | 0 | 0 | 0 | 0 | 0 | 0 | 0 | 0 | 189524.1288
Small Non Domestic Unrestricted | 0 | 0 | 0 | 0 | 0 | 0 | 0 | 0 | 251257.7445
Small Non Domestic Two Rate | 0 | 0 | 0 | 0 | 0 | 0 | 0 | 0 | 69778.0241
LV Medium Non-Domestic | 0 | 0 | 0 | 0 | 0 | 0 | 0 | 0 | 121434.5825
LV Sub Medium Non-Domestic | 0 | 0 | 0 | 0 | 0 | 0 | 0 | 0 | 0
HV Medium Non-Domestic | 0 | 11.3565 | 0 | 26.1362 | 129.668 | 55.572 | 182.5862 | 0 | 0
LV HH Metered | 0 | 0 | 0 | 0 | 0 | 0 | 112456.6795 | 553820.054 | 542090.9
LV Sub HH Metered | 0 | 0 | 0 | 0 | 0 | 0 | 2793.2432 | 2751.2 | 0
HV HH Metered | 0 | 42186.5533 | 0 | 97089.4961 | 481684.3215 | 206436.1378 | 678262 | 0 | 0
HV Sub HH Metered | 0 | 0 | 0 | 0 | 0 | 0 | 0 | 0 | 0
NHH UMS category A | 0 | 0 | 0 | 0 | 0 | 0 | 0 | 0 | 0
NHH UMS category B | 0 | 0 | 0 | 0 | 0 | 0 | 0 | 0 | 0
NHH UMS category C | 0 | 0 | 0 | 0 | 0 | 0 | 0 | 0 | 0
NHH UMS category D | 0 | 0 | 0 | 0 | 0 | 0 | 0 | 0 | 0
LV UMS (Pseudo HH Metered) | 0 | 0 | 0 | 0 | 0 | 0 | 0 | 0 | 0
2606. Forecast chargeable aggregate maximum load (kW)
Data sources:
x1 = 2605. Contributions to aggregate maximum load by network level (kW)
Cell summation =SUM(x1)
| GSPs | 132kV | 132kV/EHV | EHV | EHV/HV | 132kV/HV | HV | HV/LV | LV circuits
Forecast chargeable aggregate maximum load (kW) | 0 | 42197.9098 | 0 | 97115.6323 | 481813.9896 | 206491.7098 | 793694.5089 | 556571.254 | 2068511.597
2607. Forecast simultaneous load subject to standing charge factors (kW)
Data sources:
x1 = 2505. Contributions of users on each tariff to system simultaneous maximum load by network level (kW)
x2 = 2602. Standing charges factors adapted to use 132kV/HV
Calculation =x1*x2
| GSPs | 132kV | 132kV/EHV | EHV | EHV/HV | 132kV/HV | HV | HV/LV | LV circuits
Domestic Unrestricted | 0 | 0 | 0 | 0 | 0 | 0 | 0 | 0 | 764092.0065
Domestic Two Rate | 0 | 0 | 0 | 0 | 0 | 0 | 0 | 0 | 51093.4286
Domestic Off Peak (related MPAN) | 0 | 0 | 0 | 0 | 0 | 0 | 0 | 0 | 88.6542
Small Non Domestic Unrestricted | 0 | 0 | 0 | 0 | 0 | 0 | 0 | 0 | 157970.937
Small Non Domestic Two Rate | 0 | 0 | 0 | 0 | 0 | 0 | 0 | 0 | 49418.7611
Small Non Domestic Off Peak (related MPAN) | 0 | 0 | 0 | 0 | 0 | 0 | 0 | 0 | 60.0931
LV Medium Non-Domestic | 0 | 0 | 0 | 0 | 0 | 0 | 0 | 0 | 90833.1965
LV Sub Medium Non-Domestic | 0 | 0 | 0 | 0 | 0 | 0 | 0 | 0 | 0
HV Medium Non-Domestic | 0 | 7.6893 | 0 | 17.92 | 88.9057 | 37.6271 | 125.1885 | 0 | 0
LV HH Metered | 0 | 0 | 0 | 0 | 0 | 0 | 41400.9911 | 203889.1705 | 199571.0757
LV Sub HH Metered | 0 | 0 | 0 | 0 | 0 | 0 | 626.3746 | 616.9466 | 0
HV HH Metered | 0 | 18114.8918 | 0 | 41959.058 | 208168.9697 | 88643.6079 | 293123.7232 | 0 | 0
HV Sub HH Metered | 0 | 0 | 0 | 0 | 0 | 0 | 0 | 0 | 0
NHH UMS category A | 0 | 0 | 0 | 0 | 0 | 0 | 0 | 0 | 0
NHH UMS category B | 0 | 0 | 0 | 0 | 0 | 0 | 0 | 0 | 0
NHH UMS category C | 0 | 0 | 0 | 0 | 0 | 0 | 0 | 0 | 0
NHH UMS category D | 0 | 0 | 0 | 0 | 0 | 0 | 0 | 0 | 0
LV UMS (Pseudo HH Metered) | 0 | 0 | 0 | 0 | 0 | 0 | 0 | 0 | 0
2608. Forecast simultaneous load replaced by standing charge (kW)
Data sources:
x1 = 2607. Forecast simultaneous load subject to standing charge factors (kW)
Cell summation =SUM(x1)
| GSPs | 132kV | 132kV/EHV | EHV | EHV/HV | 132kV/HV | HV | HV/LV | LV circuits
Forecast simultaneous load replaced by standing charge (kW) | 0 | 18122.5811 | 0 | 41976.978 | 208257.8754 | 88681.235 | 335276.2774 | 204506.1171 | 1313128.153
2609. Calculated LV diversity allowance
Data sources:
x1 = 2606. Forecast chargeable aggregate maximum load (kW)
x2 = 2608. Forecast simultaneous load replaced by standing charge (kW)
Calculation =x1/x2-1
LV circuits
Calculated LV diversity allowance | 57.53%
2610. Network level mapping for diversity allowances
| GSPs | 132kV | 132kV/EHV | EHV | EHV/HV | 132kV/HV | HV | HV/LV | LV circuits
GSPs | 100% | 0% | 0% | 0% | 0% | 0% | 0% | 0% | 0%
132kV | 0% | 100% | 0% | 0% | 0% | 0% | 0% | 0% | 0%
132kV/EHV | 0% | 0% | 100% | 0% | 0% | 100% | 0% | 0% | 0%
EHV | 0% | 0% | 0% | 100% | 0% | 0% | 0% | 0% | 0%
EHV/HV | 0% | 0% | 0% | 0% | 100% | 0% | 0% | 0% | 0%
HV | 0% | 0% | 0% | 0% | 0% | 0% | 100% | 0% | 0%
HV/LV | 0% | 0% | 0% | 0% | 0% | 0% | 0% | 100% | 0%
LV circuits | 0% | 0% | 0% | 0% | 0% | 0% | 0% | 0% | 100%
2611. Diversity allowances including 132kV/HV
Data sources:
x1 = 2104. Diversity allowance between level exit and GSP Group (in Diversity calculations)
x2 = 2610. Network level mapping for diversity allowances
Sum-product calculation =SUMPRODUCT(x1, x2)
Diversity allowances including 132kV/HV
GSPs | 6.383%
132kV | 12.02%
132kV/EHV | 12.02%
EHV | 23.11%
EHV/HV | 23.11%
132kV/HV | 12.02%
HV | 68.66%
HV/LV | 68.66%
LV circuits | 0%
2612. Diversity allowances (including calculated LV value)
Data sources:
x1 = 2609. Calculated LV diversity allowance
x2 = 2611. Diversity allowances including 132kV/HV
Combine tables = x1 or x2
| GSPs | 132kV | 132kV/EHV | EHV | EHV/HV | 132kV/HV | HV | HV/LV | LV circuits
Diversity allowances (including calculated LV value) | 6.383% | 12.02% | 12.02% | 23.11% | 23.11% | 12.02% | 68.66% | 68.66% | 57.53%
2613. Forecast simultaneous maximum load (kW) adjusted for standing charges
Data sources:
x1 = 2506. Forecast system simultaneous maximum load (kW) from forecast units
x2 = 2608. Forecast simultaneous load replaced by standing charge (kW)
x3 = 2606. Forecast chargeable aggregate maximum load (kW)
x4 = 2612. Diversity allowances (including calculated LV value)
Calculation =x1-x2+x3/(1+x4)
| GSPs | 132kV | 132kV/EHV | EHV | EHV/HV | 132kV/HV | HV | HV/LV | LV circuits
Forecast simultaneous maximum load (kW) adjusted for standing charges | 1742552.0685 | 1743385.5767 | 1200742.755 | 1230027.3955 | 1366977.4309 | 601778.3788 | 1816352.4341 | 1492463.4153 | 1337783.0429

## Otex
Other expenditure for WPD South Wales in 2013/14 (April 2013 Price Change)
2701. Operating expenditure coded by network level (£/year)
Data sources:
x1 = 1055. Transmission exit charges (£/year)
x2 = Zero for levels other than transmission exit
Combine tables = x1 or x2
| Transmission exit | Operating 132kV | Operating 132kV/EHV | Operating EHV | Operating EHV/HV | Operating 132kV/HV | Operating HV | Operating HV/LV | Operating LV circuits | Operating LV customer | Operating HV customer
Operating expenditure coded by network level (£/year) | 9906203.1353 | 0 | 0 | 0 | 0 | 0 | 0 | 0 | 0 | 0 | 0
2702. Network model assets (£) scaled by load forecast
Data sources:
x1 = 2108. GSP simultaneous maximum load assumed through each network level (MW)
x2 = 2613. Forecast simultaneous maximum load (kW) adjusted for standing charges
x3 = 1020. Gross asset cost by network level (£)
Calculation =IF(x1,x2*x3/x1/1000,0)
| Assets 132kV | Assets 132kV/EHV | Assets EHV | Assets EHV/HV | Assets 132kV/HV | Assets HV | Assets HV/LV | Assets LV circuits
Network model assets (£) scaled by load forecast | 452088808.7769 | 41363137.866 | 148810976.4032 | 115253556.914 | 38089379.1613 | 616099902.6244 | 181319038.7152 | 356106959.2874
2703. Annual consumption by tariff for unmetered users (MWh)
Data sources:
x1 = 2407. All units (MWh)
Copy cells = x1
Annual consumption by tariff for unmetered users (MWh)
NHH UMS category A | 8820.6213
NHH UMS category B | 5615.8138
NHH UMS category C | 412.892
NHH UMS category D | 0
LV UMS (Pseudo HH Metered) | 146505.8826
2704. Total unmetered units
Data sources:
x1 = 2703. Annual consumption by tariff for unmetered users (MWh)
Cell summation =SUM(x1)
Total unmetered units
Total unmetered units | 161355.2097
2705. Service model asset data
Data sources:
x1 = 2205. Service model assets by tariff (£)
x2 = 2305. MPANs (in Equivalent volume for each end user)
x3 = 2202. Asset £/(MWh/year) from LV service models
x4 = 2704. Total unmetered units
x5 = Service model assets (£) scaled by annual MWh (in Service model asset data)
x6 = Service model assets (£) scaled by user count (in Service model asset data)
x7 = Service model assets (£) scaled by annual MWh (in Service model asset data)
Kind: | Sum-product calculation |  | Calculation | Copy cells |  | Calculation
Formula: | =SUMPRODUCT(x1, x2) |  | =x3*x4 | = x5 |  | =x6+x7
| Service model assets (£) scaled by user count |  |  | Service model assets (£) scaled by annual MWh |  | Service model assets (£)
| Assets LV customer | Assets HV customer | Service model assets (£) scaled by annual MWh | Assets LV customer | Assets HV customer | Assets LV customer | Assets HV customer
Service model asset data | 279116762.8146 | 5828340.908 | 40290389.4047 | 40290389.4047 |  | 319407152.2193 | 5828340.908
2706. Data for allocation of operating expenditure
Data sources:
x1 = 2702. Network model assets (£) scaled by load forecast
x2 = 2705. Service model assets (£) (in Service model asset data)
x3 = Model assets (£) scaled by demand forecast (in Data for allocation of operating expenditure)
Kind: | Combine tables | [10 empty] | Cell summation
Formula: | = x1 or x2 | [10 empty] | =SUM(x3)
Model assets (£) scaled by demand forecast
| GSPs | Assets 132kV | Assets 132kV/EHV | Assets EHV | Assets EHV/HV | Assets 132kV/HV | Assets HV | Assets HV/LV | Assets LV circuits | Assets LV customer | Assets HV customer | Denominator for allocation of operating expenditure
Data for allocation of operating expenditure |  | 452088808.7769 | 41363137.866 | 148810976.4032 | 115253556.914 | 38089379.1613 | 616099902.6244 | 181319038.7152 | 356106959.2874 | 319407152.2193 | 5828340.908 | 2274367252.8758
2707. Amount of expenditure to be allocated according to asset values (£/year)
Data sources:
x1 = 1059. Direct cost (£/year) (in Other expenditure)
x2 = 1059. Network rates (£/year) (in Other expenditure)
x3 = 1059. Indirect cost (£/year) (in Other expenditure)
x4 = 1059. Indirect cost proportion (in Other expenditure)
Calculation =x1+x2+x3*x4
Amount of expenditure to be allocated according to asset values (£/year)
Other expenditure | 72827207.8842
2708. Total operating expenditure by network level (£/year)
Data sources:
x1 = 2701. Operating expenditure coded by network level (£/year)
x2 = 2707. Amount of expenditure to be allocated according to asset values (£/year)
x3 = 2706. Denominator for allocation of operating expenditure (in Data for allocation of operating expenditure)
x4 = 2706. Model assets (£) scaled by demand forecast (in Data for allocation of operating expenditure)
Calculation =x1+x2/x3*x4
| Transmission exit | Operating 132kV | Operating 132kV/EHV | Operating EHV | Operating EHV/HV | Operating 132kV/HV | Operating HV | Operating HV/LV | Operating LV circuits | Operating LV customer | Operating HV customer
Total operating expenditure by network level (£/year) | 9906203.1353 | 14476274.9364 | 1324483.4739 | 4765056.2592 | 3690518.6434 | 1219654.8868 | 19728052.1117 | 5805992.5499 | 11402853.0442 | 10227693.4585 | 186628.5203
2709. Operating expenditure percentage by network level
Data sources:
x1 = 2706. Model assets (£) scaled by demand forecast (in Data for allocation of operating expenditure)
x2 = 2708. Total operating expenditure by network level (£/year)
Calculation =IF(x1="","",IF(x1>0,x2/x1,0))
| Transmission exit | Operating 132kV | Operating 132kV/EHV | Operating EHV | Operating EHV/HV | Operating 132kV/HV | Operating HV | Operating HV/LV | Operating LV circuits | Operating LV customer | Operating HV customer
Operating expenditure percentage by network level |  | 3.202% | 3.202% | 3.202% | 3.202% | 3.202% | 3.202% | 3.202% | 3.202% | 3.202% | 3.202%
2710. Unit operating expenditure based on simultaneous maximum load (£/kW/year)
Data sources:
x1 = 2613. Forecast simultaneous maximum load (kW) adjusted for standing charges
x2 = 2708. Total operating expenditure by network level (£/year)
Calculation =IF(x1>0,x2/x1,0)
| Transmission exit | Operating 132kV | Operating 132kV/EHV | Operating EHV | Operating EHV/HV | Operating 132kV/HV | Operating HV | Operating HV/LV | Operating LV circuits
Unit operating expenditure based on simultaneous maximum load (£/kW/year) | 5.6849 | 8.3035 | 1.1031 | 3.8739 | 2.6998 | 2.0268 | 10.8614 | 3.8902 | 8.5237
2711. Operating expenditure for customer assets p/MPAN/day
Data sources:
x1 = 1010. Days in the charging year (in Financial and general assumptions)
x2 = 2709. Operating expenditure percentage by network level
x3 = 2205. Service model assets by tariff (£)
x4 = Operating expenditure p/MPAN/day by level (in Operating expenditure for customer assets p/MPAN/day)
Kind: | Calculation |  | Cell summation
Formula: | =100/x1*x2*x3 |  | =SUM(x4)
Operating expenditure p/MPAN/day by level
| Operating LV customer | Operating HV customer | Operating expenditure for customer assets p/MPAN/day total
Domestic Unrestricted | 1.9973 | 0 | 1.9973
Domestic Two Rate | 1.9973 | 0 | 1.9973
Domestic Off Peak (related MPAN) | 0 | 0 | 0
Small Non Domestic Unrestricted | 4.7678 | 0 | 4.7678
Small Non Domestic Two Rate | 4.7678 | 0 | 4.7678
Small Non Domestic Off Peak (related MPAN) | 0 | 0 | 0
LV Medium Non-Domestic | 5.4301 | 0 | 5.4301
LV Sub Medium Non-Domestic | 4.1398 | 0 | 4.1398
HV Medium Non-Domestic | 0 | 85.8878 | 85.8878
LV HH Metered | 10.6568 | 0 | 10.6568
LV Sub HH Metered | 7.701 | 0 | 7.701
HV HH Metered | 0 | 85.8878 | 85.8878
HV Sub HH Metered | 0 | 85.8878 | 85.8878
NHH UMS category A | 0 | 0 | 0
NHH UMS category B | 0 | 0 | 0
NHH UMS category C | 0 | 0 | 0
NHH UMS category D | 0 | 0 | 0
LV UMS (Pseudo HH Metered) | 0 | 0 | 0
LV Generation NHH | 0 | 0 | 0
LV Sub Generation NHH | 0 | 0 | 0
LV Generation Intermittent | 0 | 0 | 0
LV Generation Non-Intermittent | 0 | 0 | 0
LV Sub Generation Intermittent | 0 | 0 | 0
LV Sub Generation Non-Intermittent | 0 | 0 | 0
HV Generation Intermittent | 0 | 36.9161 | 36.9161
HV Generation Non-Intermittent | 0 | 36.9161 | 36.9161
HV Sub Generation Intermittent | 0 | 36.9161 | 36.9161
HV Sub Generation Non-Intermittent | 0 | 36.9161 | 36.9161
2712. Operating expenditure for unmetered customer assets (p/kWh)
Data sources:
x1 = 2709. Operating expenditure percentage by network level
x2 = 2202. Asset £/(MWh/year) from LV service models
Calculation =0.1*x1*x2
Operating LV customer
NHH UMS category A | 0.79956
NHH UMS category B | 0.79956
NHH UMS category C | 0.79956
NHH UMS category D | 0.79956
LV UMS (Pseudo HH Metered) | 0.79956

## Contrib
Customer contributions for WPD South Wales in 2013/14 (April 2013 Price Change)
This sheet calculates factors used to take account of the costs deemed to be covered by connection charges.
2801. Network level of supply (for customer contributions) by tariff
| LV network | LV substation | HV network | HV substation
Domestic Unrestricted | 100% | 0% | 0% | 0%
Domestic Two Rate | 100% | 0% | 0% | 0%
Domestic Off Peak (related MPAN) | 100% | 0% | 0% | 0%
Small Non Domestic Unrestricted | 100% | 0% | 0% | 0%
Small Non Domestic Two Rate | 100% | 0% | 0% | 0%
Small Non Domestic Off Peak (related MPAN) | 100% | 0% | 0% | 0%
LV Medium Non-Domestic | 100% | 0% | 0% | 0%
LV Sub Medium Non-Domestic | 0% | 100% | 0% | 0%
HV Medium Non-Domestic | 0% | 0% | 100% | 0%
LV HH Metered | 100% | 0% | 0% | 0%
LV Sub HH Metered | 0% | 100% | 0% | 0%
HV HH Metered | 0% | 0% | 100% | 0%
HV Sub HH Metered | 0% | 0% | 0% | 100%
NHH UMS category A | 100% | 0% | 0% | 0%
NHH UMS category B | 100% | 0% | 0% | 0%
NHH UMS category C | 100% | 0% | 0% | 0%
NHH UMS category D | 100% | 0% | 0% | 0%
LV UMS (Pseudo HH Metered) | 100% | 0% | 0% | 0%
LV Generation NHH | 100% | 0% | 0% | 0%
LV Sub Generation NHH | 0% | 100% | 0% | 0%
LV Generation Intermittent | 100% | 0% | 0% | 0%
LV Generation Non-Intermittent | 100% | 0% | 0% | 0%
LV Sub Generation Intermittent | 0% | 100% | 0% | 0%
LV Sub Generation Non-Intermittent | 0% | 100% | 0% | 0%
HV Generation Intermittent | 0% | 0% | 100% | 0%
HV Generation Non-Intermittent | 0% | 0% | 100% | 0%
HV Sub Generation Intermittent | 0% | 0% | 0% | 100%
HV Sub Generation Non-Intermittent | 0% | 0% | 0% | 100%
2802. Contribution proportion of asset annuities, by customer type and network level of assets
Data sources:
x1 = 1060. Customer contributions under current connection charging policy
x2 = 1010. Annuity proportion for customer-contributed assets (in Financial and general assumptions)
Calculation =x1*(1-x2)
| LV network | LV substation | HV network | HV substation
Assets 132kV | 0% | 0% | 0% | 0%
Assets 132kV/EHV | 0% | 0% | 36% | 36%
Assets EHV | 0% | 0% | 36% | 36%
Assets EHV/HV | 75% | 75% | 91% | 91%
Assets 132kV/HV | 75% | 75% | 91% | 0%
Assets HV | 75% | 75% | 91% | 0%
Assets HV/LV | 95% | 95% | 0% | 0%
Assets LV circuits | 95% | 0% | 0% | 0%
2803. Proportion of assets annuities deemed to be covered by customer contributions
Data sources:
x1 = 2801. Network level of supply (for customer contributions) by tariff
x2 = 2802. Contribution proportion of asset annuities, by customer type and network level of assets
Sum-product calculation =SUMPRODUCT(x1, x2)
| Assets 132kV | Assets 132kV/EHV | Assets EHV | Assets EHV/HV | Assets 132kV/HV | Assets HV | Assets HV/LV | Assets LV circuits
Domestic Unrestricted | 0% | 0% | 0% | 75% | 75% | 75% | 95% | 95%
Domestic Two Rate | 0% | 0% | 0% | 75% | 75% | 75% | 95% | 95%
Domestic Off Peak (related MPAN) | 0% | 0% | 0% | 75% | 75% | 75% | 95% | 95%
Small Non Domestic Unrestricted | 0% | 0% | 0% | 75% | 75% | 75% | 95% | 95%
Small Non Domestic Two Rate | 0% | 0% | 0% | 75% | 75% | 75% | 95% | 95%
Small Non Domestic Off Peak (related MPAN) | 0% | 0% | 0% | 75% | 75% | 75% | 95% | 95%
LV Medium Non-Domestic | 0% | 0% | 0% | 75% | 75% | 75% | 95% | 95%
LV Sub Medium Non-Domestic | 0% | 0% | 0% | 75% | 75% | 75% | 95% | 0%
HV Medium Non-Domestic | 0% | 36% | 36% | 91% | 91% | 91% | 0% | 0%
LV HH Metered | 0% | 0% | 0% | 75% | 75% | 75% | 95% | 95%
LV Sub HH Metered | 0% | 0% | 0% | 75% | 75% | 75% | 95% | 0%
HV HH Metered | 0% | 36% | 36% | 91% | 91% | 91% | 0% | 0%
HV Sub HH Metered | 0% | 36% | 36% | 91% | 0% | 0% | 0% | 0%
NHH UMS category A | 0% | 0% | 0% | 75% | 75% | 75% | 95% | 95%
NHH UMS category B | 0% | 0% | 0% | 75% | 75% | 75% | 95% | 95%
NHH UMS category C | 0% | 0% | 0% | 75% | 75% | 75% | 95% | 95%
NHH UMS category D | 0% | 0% | 0% | 75% | 75% | 75% | 95% | 95%
LV UMS (Pseudo HH Metered) | 0% | 0% | 0% | 75% | 75% | 75% | 95% | 95%
LV Generation NHH | 0% | 0% | 0% | 75% | 75% | 75% | 95% | 95%
LV Sub Generation NHH | 0% | 0% | 0% | 75% | 75% | 75% | 95% | 0%
LV Generation Intermittent | 0% | 0% | 0% | 75% | 75% | 75% | 95% | 95%
LV Generation Non-Intermittent | 0% | 0% | 0% | 75% | 75% | 75% | 95% | 95%
LV Sub Generation Intermittent | 0% | 0% | 0% | 75% | 75% | 75% | 95% | 0%
LV Sub Generation Non-Intermittent | 0% | 0% | 0% | 75% | 75% | 75% | 95% | 0%
HV Generation Intermittent | 0% | 36% | 36% | 91% | 91% | 91% | 0% | 0%
HV Generation Non-Intermittent | 0% | 36% | 36% | 91% | 91% | 91% | 0% | 0%
HV Sub Generation Intermittent | 0% | 36% | 36% | 91% | 0% | 0% | 0% | 0%
HV Sub Generation Non-Intermittent | 0% | 36% | 36% | 91% | 0% | 0% | 0% | 0%
2804. Proportion of annual charge covered by contributions (for all charging levels)
Data sources:
x1 = Zero for operating expenditure
x2 = Zero for GSPs level
x3 = 2803. Proportion of assets annuities deemed to be covered by customer contributions
Combine tables = x1 or x2 or x3
| GSPs | Assets 132kV | Assets 132kV/EHV | Assets EHV | Assets EHV/HV | Assets 132kV/HV | Assets HV | Assets HV/LV | Assets LV circuits | Transmission exit | Operating 132kV | Operating 132kV/EHV | Operating EHV | Operating EHV/HV | Operating 132kV/HV | Operating HV | Operating HV/LV | Operating LV circuits
Domestic Unrestricted | 0% | 0% | 0% | 0% | 75% | 75% | 75% | 95% | 95% | 0% | 0% | 0% | 0% | 0% | 0% | 0% | 0% | 0%
Domestic Two Rate | 0% | 0% | 0% | 0% | 75% | 75% | 75% | 95% | 95% | 0% | 0% | 0% | 0% | 0% | 0% | 0% | 0% | 0%
Domestic Off Peak (related MPAN) | 0% | 0% | 0% | 0% | 75% | 75% | 75% | 95% | 95% | 0% | 0% | 0% | 0% | 0% | 0% | 0% | 0% | 0%
Small Non Domestic Unrestricted | 0% | 0% | 0% | 0% | 75% | 75% | 75% | 95% | 95% | 0% | 0% | 0% | 0% | 0% | 0% | 0% | 0% | 0%
Small Non Domestic Two Rate | 0% | 0% | 0% | 0% | 75% | 75% | 75% | 95% | 95% | 0% | 0% | 0% | 0% | 0% | 0% | 0% | 0% | 0%
Small Non Domestic Off Peak (related MPAN) | 0% | 0% | 0% | 0% | 75% | 75% | 75% | 95% | 95% | 0% | 0% | 0% | 0% | 0% | 0% | 0% | 0% | 0%
LV Medium Non-Domestic | 0% | 0% | 0% | 0% | 75% | 75% | 75% | 95% | 95% | 0% | 0% | 0% | 0% | 0% | 0% | 0% | 0% | 0%
LV Sub Medium Non-Domestic | 0% | 0% | 0% | 0% | 75% | 75% | 75% | 95% | 0% | 0% | 0% | 0% | 0% | 0% | 0% | 0% | 0% | 0%
HV Medium Non-Domestic | 0% | 0% | 36% | 36% | 91% | 91% | 91% | 0% | 0% | 0% | 0% | 0% | 0% | 0% | 0% | 0% | 0% | 0%
LV HH Metered | 0% | 0% | 0% | 0% | 75% | 75% | 75% | 95% | 95% | 0% | 0% | 0% | 0% | 0% | 0% | 0% | 0% | 0%
LV Sub HH Metered | 0% | 0% | 0% | 0% | 75% | 75% | 75% | 95% | 0% | 0% | 0% | 0% | 0% | 0% | 0% | 0% | 0% | 0%
HV HH Metered | 0% | 0% | 36% | 36% | 91% | 91% | 91% | 0% | 0% | 0% | 0% | 0% | 0% | 0% | 0% | 0% | 0% | 0%
HV Sub HH Metered | 0% | 0% | 36% | 36% | 91% | 0% | 0% | 0% | 0% | 0% | 0% | 0% | 0% | 0% | 0% | 0% | 0% | 0%
NHH UMS category A | 0% | 0% | 0% | 0% | 75% | 75% | 75% | 95% | 95% | 0% | 0% | 0% | 0% | 0% | 0% | 0% | 0% | 0%
NHH UMS category B | 0% | 0% | 0% | 0% | 75% | 75% | 75% | 95% | 95% | 0% | 0% | 0% | 0% | 0% | 0% | 0% | 0% | 0%
NHH UMS category C | 0% | 0% | 0% | 0% | 75% | 75% | 75% | 95% | 95% | 0% | 0% | 0% | 0% | 0% | 0% | 0% | 0% | 0%
NHH UMS category D | 0% | 0% | 0% | 0% | 75% | 75% | 75% | 95% | 95% | 0% | 0% | 0% | 0% | 0% | 0% | 0% | 0% | 0%
LV UMS (Pseudo HH Metered) | 0% | 0% | 0% | 0% | 75% | 75% | 75% | 95% | 95% | 0% | 0% | 0% | 0% | 0% | 0% | 0% | 0% | 0%
LV Generation NHH | 0% | 0% | 0% | 0% | 75% | 75% | 75% | 95% | 95% | 0% | 0% | 0% | 0% | 0% | 0% | 0% | 0% | 0%
LV Sub Generation NHH | 0% | 0% | 0% | 0% | 75% | 75% | 75% | 95% | 0% | 0% | 0% | 0% | 0% | 0% | 0% | 0% | 0% | 0%
LV Generation Intermittent | 0% | 0% | 0% | 0% | 75% | 75% | 75% | 95% | 95% | 0% | 0% | 0% | 0% | 0% | 0% | 0% | 0% | 0%
LV Generation Non-Intermittent | 0% | 0% | 0% | 0% | 75% | 75% | 75% | 95% | 95% | 0% | 0% | 0% | 0% | 0% | 0% | 0% | 0% | 0%
LV Sub Generation Intermittent | 0% | 0% | 0% | 0% | 75% | 75% | 75% | 95% | 0% | 0% | 0% | 0% | 0% | 0% | 0% | 0% | 0% | 0%
LV Sub Generation Non-Intermittent | 0% | 0% | 0% | 0% | 75% | 75% | 75% | 95% | 0% | 0% | 0% | 0% | 0% | 0% | 0% | 0% | 0% | 0%
HV Generation Intermittent | 0% | 0% | 36% | 36% | 91% | 91% | 91% | 0% | 0% | 0% | 0% | 0% | 0% | 0% | 0% | 0% | 0% | 0%
HV Generation Non-Intermittent | 0% | 0% | 36% | 36% | 91% | 91% | 91% | 0% | 0% | 0% | 0% | 0% | 0% | 0% | 0% | 0% | 0% | 0%
HV Sub Generation Intermittent | 0% | 0% | 36% | 36% | 91% | 0% | 0% | 0% | 0% | 0% | 0% | 0% | 0% | 0% | 0% | 0% | 0% | 0%
HV Sub Generation Non-Intermittent | 0% | 0% | 36% | 36% | 91% | 0% | 0% | 0% | 0% | 0% | 0% | 0% | 0% | 0% | 0% | 0% | 0% | 0%

## Yard
Yardsticks for WPD South Wales in 2013/14 (April 2013 Price Change)
This sheet calculates average p/kWh and p/kW/day charges that would apply if no costs were recovered through capacity or fixed charges.
2901. Unit cost at each level, £/kW/year (relative to system simultaneous maximum load)
Data sources:
x1 = 2109. Network model annuity by simultaneous maximum load for each network level (£/kW/year)
x2 = 2710. Unit operating expenditure based on simultaneous maximum load (£/kW/year)
Combine tables = x1 or x2
| GSPs | Assets 132kV | Assets 132kV/EHV | Assets EHV | Assets EHV/HV | Assets 132kV/HV | Assets HV | Assets HV/LV | Assets LV circuits | Transmission exit | Operating 132kV | Operating 132kV/EHV | Operating EHV | Operating EHV/HV | Operating 132kV/HV | Operating HV | Operating HV/LV | Operating LV circuits
Unit cost at each level, £/kW/year (relative to system simultaneous maximum load) |  | 16.3735 | 2.1751 | 7.6389 | 5.3236 | 3.9965 | 21.4172 | 7.671 | 16.8076 | 5.6849 | 8.3035 | 1.1031 | 3.8739 | 2.6998 | 2.0268 | 10.8614 | 3.8902 | 8.5237
2902. Pay-as-you-go yardstick unit costs by charging level (p/kWh)
Data sources:
x1 = 2901. Unit cost at each level, £/kW/year (relative to system simultaneous maximum load)
x2 = 2302. Load coefficient
x3 = 2012. Loss adjustment factors between end user meter reading and each network level, scaled by network use
x4 = 2804. Proportion of annual charge covered by contributions (for all charging levels)
x5 = 1010. Days in the charging year (in Financial and general assumptions)
Calculation =x1*x2*x3*(1-x4)/(24*x5)*100
| GSPs | Assets 132kV | Assets 132kV/EHV | Assets EHV | Assets EHV/HV | Assets 132kV/HV | Assets HV | Assets HV/LV | Assets LV circuits | Transmission exit | Operating 132kV | Operating 132kV/EHV | Operating EHV | Operating EHV/HV | Operating 132kV/HV | Operating HV | Operating HV/LV | Operating LV circuits
Domestic Unrestricted | 0 | 0.41023 | 0.037959 | 0.13214 | 0.022844 | 0.0073497 | 0.12941 | 0.0091306 | 0.019582 | 0.14386 | 0.20804 | 0.01925 | 0.067014 | 0.04634 | 0.014909 | 0.26251 | 0.092609 | 0.19861
Domestic Two Rate | 0 | 0.24947 | 0.023083 | 0.080357 | 0.013892 | 0.0044694 | 0.078695 | 0.0055524 | 0.011908 | 0.087481 | 0.12651 | 0.011706 | 0.040752 | 0.02818 | 0.0090664 | 0.15964 | 0.056316 | 0.12078
Domestic Off Peak (related MPAN) | 0 | 0 | 0 | 0 | 0 | 0 | 0 | 0 | 0 | 0 | 0 | 0 | 0 | 0 | 0 | 0 | 0 | 0
Small Non Domestic Unrestricted | 0 | 0.33496 | 0.030994 | 0.10789 | 0.018652 | 0.0060011 | 0.10566 | 0.0074552 | 0.015989 | 0.11746 | 0.16987 | 0.015718 | 0.054717 | 0.037837 | 0.012173 | 0.21434 | 0.075615 | 0.16217
Small Non Domestic Two Rate | 0 | 0.27666 | 0.0256 | 0.089116 | 0.015406 | 0.0049567 | 0.087274 | 0.0061577 | 0.013206 | 0.097018 | 0.1403 | 0.012982 | 0.045194 | 0.031252 | 0.010055 | 0.17704 | 0.062455 | 0.13395
Small Non Domestic Off Peak (related MPAN) | 0 | 0 | 0 | 0 | 0 | 0 | 0 | 0 | 0 | 0 | 0 | 0 | 0 | 0 | 0 | 0 | 0 | 0
LV Medium Non-Domestic | 0 | 0.3076 | 0.028463 | 0.099083 | 0.017129 | 0.005511 | 0.097035 | 0.0068464 | 0.014683 | 0.10787 | 0.156 | 0.014434 | 0.050249 | 0.034747 | 0.011179 | 0.19684 | 0.06944 | 0.14893
LV Sub Medium Non-Domestic | 0 | 0.30109 | 0.02786 | 0.096985 | 0.016766 | 0.0053943 | 0.09498 | 0.0067014 | 0 | 0.10558 | 0.15269 | 0.014129 | 0.049184 | 0.034011 | 0.010943 | 0.19267 | 0.06797 | 0
HV Medium Non-Domestic | 0 | 0.27484 | 0.016276 | 0.05666 | 0.0055097 | 0.0017727 | 0.031212 | 0 | 0 | 0.09638 | 0.13938 | 0.012897 | 0.044897 | 0.031046 | 0.0099886 | 0.17587 | 0 | 0
LV HH Metered | 0 | 0.27246 | 0.025211 | 0.087763 | 0.015172 | 0.0048814 | 0.085949 | 0.0060642 | 0.013006 | 0.095544 | 0.13817 | 0.012785 | 0.044508 | 0.030777 | 0.0099021 | 0.17435 | 0.061507 | 0.13191
LV Sub HH Metered | 0 | 0.26669 | 0.024677 | 0.085905 | 0.014851 | 0.004778 | 0.084128 | 0.0059357 | 0 | 0.093521 | 0.13525 | 0.012515 | 0.043565 | 0.030125 | 0.0096924 | 0.17066 | 0.060204 | 0
HV HH Metered | 0 | 0.2289 | 0.013556 | 0.047189 | 0.0045888 | 0.0014764 | 0.025995 | 0 | 0 | 0.08027 | 0.11608 | 0.010741 | 0.037393 | 0.025857 | 0.0083191 | 0.14648 | 0 | 0
HV Sub HH Metered | 0 | 0.21391 | 0.018097 | 0.062997 | 0.006126 | 0 | 0 | 0 | 0 | 0.075012 | 0.10848 | 0.01434 | 0.049919 | 0.034519 | 0 | 0 | 0 | 0
NHH UMS category A | 0 | 0.20098 | 0.018597 | 0.064737 | 0.011191 | 0.0036007 | 0.063399 | 0.0044731 | 0.0095934 | 0.070477 | 0.10192 | 0.0094309 | 0.03283 | 0.022702 | 0.0073041 | 0.12861 | 0.04537 | 0.097302
NHH UMS category B | 0 | 0.42407 | 0.03924 | 0.1366 | 0.023615 | 0.0075976 | 0.13377 | 0.0094386 | 0.020243 | 0.14871 | 0.21506 | 0.0199 | 0.069274 | 0.047903 | 0.015412 | 0.27137 | 0.095732 | 0.20531
NHH UMS category C | 0 | 0.79328 | 0.073403 | 0.25553 | 0.044174 | 0.014212 | 0.25024 | 0.017656 | 0.037866 | 0.27818 | 0.4023 | 0.037225 | 0.12959 | 0.089609 | 0.02883 | 0.50763 | 0.17908 | 0.38407
NHH UMS category D | 0 | 0 | 0 | 0 | 0 | 0 | 0 | 0 | 0 | 0 | 0 | 0 | 0 | 0 | 0 | 0 | 0 | 0
LV UMS (Pseudo HH Metered) | 0 | 0.40309 | 0.037299 | 0.12984 | 0.022446 | 0.0072218 | 0.12716 | 0.0089717 | 0.019241 | 0.14135 | 0.20442 | 0.018915 | 0.065847 | 0.045533 | 0.01465 | 0.25794 | 0.090997 | 0.19516
LV Generation NHH | 0 | -0.20098 | -0.018597 | -0.064737 | -0.011191 | -0.0036007 | -0.063399 | -0.0044731 | 0 | -0.070477 | -0.10192 | -0.0094309 | -0.03283 | -0.022702 | -0.0073041 | -0.12861 | -0.04537 | 0
LV Sub Generation NHH | 0 | -0.19672 | -0.018203 | -0.063366 | -0.010954 | -0.0035244 | -0.062056 | 0 | 0 | -0.068984 | -0.099763 | -0.0092312 | -0.032135 | -0.022222 | -0.0071494 | -0.12588 | 0 | 0
LV Generation Intermittent | 0 | -0.20098 | -0.018597 | -0.064737 | -0.011191 | -0.0036007 | -0.063399 | -0.0044731 | 0 | -0.070477 | -0.10192 | -0.0094309 | -0.03283 | -0.022702 | -0.0073041 | -0.12861 | -0.04537 | 0
LV Generation Non-Intermittent | 0 | -0.20098 | -0.018597 | -0.064737 | -0.011191 | -0.0036007 | -0.063399 | -0.0044731 | 0 | -0.070477 | -0.10192 | -0.0094309 | -0.03283 | -0.022702 | -0.0073041 | -0.12861 | -0.04537 | 0
LV Sub Generation Intermittent | 0 | -0.19672 | -0.018203 | -0.063366 | -0.010954 | -0.0035244 | -0.062056 | 0 | 0 | -0.068984 | -0.099763 | -0.0092312 | -0.032135 | -0.022222 | -0.0071494 | -0.12588 | 0 | 0
LV Sub Generation Non-Intermittent | 0 | -0.19672 | -0.018203 | -0.063366 | -0.010954 | -0.0035244 | -0.062056 | 0 | 0 | -0.068984 | -0.099763 | -0.0092312 | -0.032135 | -0.022222 | -0.0071494 | -0.12588 | 0 | 0
HV Generation Intermittent | 0 | -0.19376 | -0.011474 | -0.039944 | -0.0038843 | -0.0012497 | 0 | 0 | 0 | -0.067946 | -0.098262 | -0.0090922 | -0.031651 | -0.021887 | -0.0070418 | 0 | 0 | 0
HV Generation Non-Intermittent | 0 | -0.19376 | -0.011474 | -0.039944 | -0.0038843 | -0.0012497 | 0 | 0 | 0 | -0.067946 | -0.098262 | -0.0090922 | -0.031651 | -0.021887 | -0.0070418 | 0 | 0 | 0
HV Sub Generation Intermittent | 0 | -0.19098 | -0.016157 | -0.056245 | 0 | 0 | 0 | 0 | 0 | -0.066973 | -0.096854 | -0.012803 | -0.044569 | 0 | 0 | 0 | 0 | 0
HV Sub Generation Non-Intermittent | 0 | -0.19098 | -0.016157 | -0.056245 | 0 | 0 | 0 | 0 | 0 | -0.066973 | -0.096854 | -0.012803 | -0.044569 | 0 | 0 | 0 | 0 | 0
2903. Pay-as-you-go unit rate 1 p/kWh
Data sources:
x1 = 2437. Unit rate 1 pseudo load coefficient by network level (combined)
x2 = 2901. Unit cost at each level, £/kW/year (relative to system simultaneous maximum load)
x3 = 2012. Loss adjustment factors between end user meter reading and each network level, scaled by network use
x4 = 2804. Proportion of annual charge covered by contributions (for all charging levels)
x5 = 1010. Days in the charging year (in Financial and general assumptions)
x6 = Contributions to pay-as-you-go unit rate 1 (p/kWh) (in Pay-as-you-go unit rate 1 p/kWh)
Kind: | Calculation | [17 empty] | Cell summation
Formula: | =x1*x2*x3*(1-x4)*100/(24*x5) | [17 empty] | =SUM(x6)
Contributions to pay-as-you-go unit rate 1 (p/kWh)
| GSPs | Assets 132kV | Assets 132kV/EHV | Assets EHV | Assets EHV/HV | Assets 132kV/HV | Assets HV | Assets HV/LV | Assets LV circuits | Transmission exit | Operating 132kV | Operating 132kV/EHV | Operating EHV | Operating EHV/HV | Operating 132kV/HV | Operating HV | Operating HV/LV | Operating LV circuits | Pay-as-you-go unit rate 1 (p/kWh)
Domestic Two Rate | 0 | 0.43462 | 0.040216 | 0.14473 | 0.02502 | 0.0077867 | 0.14174 | 0.01 | 0.021447 | 0.16223 | 0.22041 | 0.020395 | 0.073396 | 0.050754 | 0.015796 | 0.28751 | 0.10143 | 0.21753 | 1.975
Domestic Off Peak (related MPAN) | 0 | 0.054202 | 0.0050153 | 0.012201 | 0.0021093 | 0.00097108 | 0.011949 | 0.00084306 | 0.0018081 | 0.0093267 | 0.027488 | 0.0025434 | 0.0061876 | 0.0042787 | 0.0019699 | 0.024239 | 0.0085509 | 0.018339 | 0.19202
Small Non Domestic Two Rate | 0 | 0.40796 | 0.037749 | 0.13534 | 0.023396 | 0.007309 | 0.13254 | 0.0093513 | 0.020055 | 0.1482 | 0.20689 | 0.019144 | 0.068633 | 0.04746 | 0.014827 | 0.26886 | 0.094847 | 0.20341 | 1.846
Small Non Domestic Off Peak (related MPAN) | 0 | 0.057851 | 0.005353 | 0.013578 | 0.0023474 | 0.0010364 | 0.013298 | 0.00093823 | 0.0020122 | 0.010676 | 0.029338 | 0.0027147 | 0.0068861 | 0.0047617 | 0.0021025 | 0.026975 | 0.0095161 | 0.020409 | 0.20979
LV Medium Non-Domestic | 0 | 0.38913 | 0.036007 | 0.12919 | 0.022335 | 0.0069717 | 0.12652 | 0.0089269 | 0.019145 | 0.14158 | 0.19734 | 0.01826 | 0.065519 | 0.045306 | 0.014142 | 0.25666 | 0.090543 | 0.19418 | 1.7618
LV Sub Medium Non-Domestic | 0 | 0.25983 | 0.024042 | 0.086264 | 0.014913 | 0.004655 | 0.08448 | 0.0059605 | 0 | 0.094533 | 0.13177 | 0.012192 | 0.043747 | 0.030251 | 0.0094429 | 0.17137 | 0.060456 | 0 | 1.0339
HV Medium Non-Domestic | 0 | 0.35721 | 0.021154 | 0.07604 | 0.0073943 | 0.0023039 | 0.041888 | 0 | 0 | 0.12979 | 0.18115 | 0.016762 | 0.060254 | 0.041666 | 0.012982 | 0.23603 | 0 | 0 | 1.1846
LV HH Metered | 0 | 1.8699 | 0.17302 | 0.64894 | 0.11219 | 0.033501 | 0.63552 | 0.04484 | 0.096166 | 0.79076 | 0.94829 | 0.087746 | 0.3291 | 0.22757 | 0.067958 | 1.2892 | 0.45479 | 0.97538 | 8.7848
LV Sub HH Metered | 0 | 1.5606 | 0.14441 | 0.54161 | 0.093631 | 0.02796 | 0.53041 | 0.037424 | 0 | 0.65998 | 0.79145 | 0.073234 | 0.27467 | 0.18993 | 0.056718 | 1.076 | 0.37958 | 0 | 6.4376
HV HH Metered | 0 | 1.6818 | 0.099598 | 0.37355 | 0.036325 | 0.010847 | 0.20578 | 0 | 0 | 0.71124 | 0.85292 | 0.078921 | 0.296 | 0.20469 | 0.061124 | 1.1595 | 0 | 0 | 5.7724
HV Sub HH Metered | 0 | 1.4603 | 0.12354 | 0.46335 | 0.045058 | 0 | 0 | 0 | 0 | 0.61755 | 0.74057 | 0.097893 | 0.36716 | 0.25389 | 0 | 0 | 0 | 0 | 4.1693
LV Generation Non-Intermittent | 0 | -1.5367 | -0.14219 | -0.53331 | -0.092196 | -0.027532 | -0.52228 | -0.03685 | 0 | -0.64986 | -0.77932 | -0.072111 | -0.27046 | -0.18702 | -0.055849 | -1.0595 | -0.37376 | 0 | -6.3389
LV Sub Generation Non-Intermittent | 0 | -1.5042 | -0.13918 | -0.52202 | -0.090244 | -0.026949 | -0.51122 | 0 | 0 | -0.6361 | -0.76281 | -0.070584 | -0.26473 | -0.18306 | -0.054666 | -1.037 | 0 | 0 | -5.8028
HV Generation Non-Intermittent | 0 | -1.4815 | -0.087736 | -0.32906 | -0.031999 | -0.0095555 | 0 | 0 | 0 | -0.62652 | -0.75133 | -0.069521 | -0.26075 | -0.18031 | -0.053843 | 0 | 0 | 0 | -3.8822
HV Sub Generation Non-Intermittent | 0 | -1.4603 | -0.12354 | -0.46335 | 0 | 0 | 0 | 0 | 0 | -0.61755 | -0.74057 | -0.097893 | -0.36716 | 0 | 0 | 0 | 0 | 0 | -3.8704
NHH UMS category A | 0 | 0.21071 | 0.019497 | 0.067889 | 0.011736 | 0.0037751 | 0.066485 | 0.0046909 | 0.01006 | 0.07387 | 0.10686 | 0.0098876 | 0.034429 | 0.023807 | 0.0076578 | 0.13487 | 0.047578 | 0.10204 | 0.93584
NHH UMS category B | 0 | 0.27158 | 0.02513 | 0.086873 | 0.015018 | 0.0048656 | 0.085076 | 0.0060026 | 0.012874 | 0.086256 | 0.13773 | 0.012744 | 0.044056 | 0.030465 | 0.0098701 | 0.17258 | 0.060883 | 0.13057 | 1.1926
NHH UMS category C | 0 | 0.48631 | 0.044998 | 0.16155 | 0.027929 | 0.0087126 | 0.15821 | 0.011163 | 0.023941 | 0.16343 | 0.24662 | 0.02282 | 0.081929 | 0.056654 | 0.017674 | 0.32094 | 0.11322 | 0.24282 | 2.1889
NHH UMS category D | 0 | 0.16497 | 0.015265 | 0.053817 | 0.0093036 | 0.0029556 | 0.052704 | 0.0037186 | 0.0079751 | 0.065399 | 0.083662 | 0.0077413 | 0.027292 | 0.018873 | 0.0059955 | 0.10691 | 0.037716 | 0.080889 | 0.74519
LV UMS (Pseudo HH Metered) | 0 | 4.8636 | 0.45003 | 1.656 | 0.28629 | 0.087136 | 1.6218 | 0.11443 | 0.24541 | 1.6155 | 2.4665 | 0.22823 | 0.83983 | 0.58075 | 0.17676 | 3.2899 | 1.1606 | 2.4891 | 22.1718
2904. Pay-as-you-go unit rate 2 p/kWh
Data sources:
x1 = 2438. Unit rate 2 pseudo load coefficient by network level (combined)
x2 = 2901. Unit cost at each level, £/kW/year (relative to system simultaneous maximum load)
x3 = 2012. Loss adjustment factors between end user meter reading and each network level, scaled by network use
x4 = 2804. Proportion of annual charge covered by contributions (for all charging levels)
x5 = 1010. Days in the charging year (in Financial and general assumptions)
x6 = Contributions to pay-as-you-go unit rate 2 (p/kWh) (in Pay-as-you-go unit rate 2 p/kWh)
Kind: | Calculation | [17 empty] | Cell summation
Formula: | =x1*x2*x3*(1-x4)*100/(24*x5) | [17 empty] | =SUM(x6)
Contributions to pay-as-you-go unit rate 2 (p/kWh)
| GSPs | Assets 132kV | Assets 132kV/EHV | Assets EHV | Assets EHV/HV | Assets 132kV/HV | Assets HV | Assets HV/LV | Assets LV circuits | Transmission exit | Operating 132kV | Operating 132kV/EHV | Operating EHV | Operating EHV/HV | Operating 132kV/HV | Operating HV | Operating HV/LV | Operating LV circuits | Pay-as-you-go unit rate 2 (p/kWh)
Domestic Two Rate | 0 | 0.062174 | 0.005753 | 0.011335 | 0.0019595 | 0.0011139 | 0.0111 | 0.0007832 | 0.0016797 | 0.0072468 | 0.03153 | 0.0029175 | 0.0057483 | 0.0039749 | 0.0022596 | 0.022518 | 0.0079438 | 0.017037 | 0.19707
Small Non Domestic Two Rate | 0 | 0.068946 | 0.0063796 | 0.0132 | 0.0022819 | 0.0012352 | 0.012927 | 0.00091204 | 0.001956 | 0.0088536 | 0.034965 | 0.0032353 | 0.0066939 | 0.0046288 | 0.0025057 | 0.026222 | 0.0092506 | 0.019839 | 0.22403
LV Medium Non-Domestic | 0 | 0.05599 | 0.0051808 | 0.0090277 | 0.0015607 | 0.0010031 | 0.008841 | 0.00062378 | 0.0013378 | 0.0049956 | 0.028394 | 0.0026273 | 0.0045782 | 0.0031659 | 0.0020348 | 0.017934 | 0.0063268 | 0.013569 | 0.16719
LV Sub Medium Non-Domestic | 0 | 0.037384 | 0.0034592 | 0.0060278 | 0.0010421 | 0.00066978 | 0.0059032 | 0.0004165 | 0 | 0.0033356 | 0.018959 | 0.0017543 | 0.0030569 | 0.0021139 | 0.0013587 | 0.011975 | 0.0042245 | 0 | 0.10168
HV Medium Non-Domestic | 0 | 0.052567 | 0.003113 | 0.0056462 | 0.00054905 | 0.00033904 | 0.0031103 | 0 | 0 | 0.0051396 | 0.026658 | 0.0024667 | 0.004474 | 0.0030938 | 0.0019104 | 0.017526 | 0 | 0 | 0.12659
LV HH Metered | 0 | 0.19217 | 0.017782 | 0.062492 | 0.010803 | 0.0034429 | 0.061199 | 0.004318 | 0.0092606 | 0.058017 | 0.097457 | 0.0090178 | 0.031692 | 0.021915 | 0.0069841 | 0.12415 | 0.043796 | 0.093927 | 0.84842
LV Sub HH Metered | 0 | 0.16039 | 0.014841 | 0.052156 | 0.0090165 | 0.0028735 | 0.051078 | 0.0036038 | 0 | 0.048421 | 0.081339 | 0.0075263 | 0.02645 | 0.01829 | 0.005829 | 0.10361 | 0.036552 | 0 | 0.62198
HV HH Metered | 0 | 0.17285 | 0.010236 | 0.035972 | 0.0034981 | 0.0011148 | 0.019816 | 0 | 0 | 0.052182 | 0.087656 | 0.0081109 | 0.028504 | 0.019711 | 0.0062818 | 0.11166 | 0 | 0 | 0.55759
HV Sub HH Metered | 0 | 0.15008 | 0.012697 | 0.04462 | 0.004339 | 0 | 0 | 0 | 0 | 0.045308 | 0.076109 | 0.010061 | 0.035357 | 0.024449 | 0 | 0 | 0 | 0 | 0.40302
LV Generation Non-Intermittent | 0 | -0.15793 | -0.014613 | -0.051357 | -0.0088783 | -0.0028295 | -0.050295 | -0.0035486 | 0 | -0.047679 | -0.080092 | -0.007411 | -0.026045 | -0.01801 | -0.0057397 | -0.10202 | -0.035992 | 0 | -0.61244
LV Sub Generation Non-Intermittent | 0 | -0.15459 | -0.014304 | -0.050269 | -0.0086903 | -0.0027695 | -0.04923 | 0 | 0 | -0.046669 | -0.078396 | -0.007254 | -0.025493 | -0.017629 | -0.0056181 | -0.099864 | 0 | 0 | -0.56077
HV Generation Non-Intermittent | 0 | -0.15226 | -0.0090167 | -0.031688 | -0.0030814 | -0.00098203 | 0 | 0 | 0 | -0.045967 | -0.077216 | -0.0071448 | -0.025109 | -0.017363 | -0.0055336 | 0 | 0 | 0 | -0.37536
HV Sub Generation Non-Intermittent | 0 | -0.15008 | -0.012697 | -0.04462 | 0 | 0 | 0 | 0 | 0 | -0.045308 | -0.076109 | -0.010061 | -0.035357 | 0 | 0 | 0 | 0 | 0 | -0.37423
LV UMS (Pseudo HH Metered) | 0 | 0.17589 | 0.016276 | 0.059269 | 0.010246 | 0.0031513 | 0.058043 | 0.0040953 | 0.008783 | 0.076496 | 0.089202 | 0.008254 | 0.030057 | 0.020785 | 0.0063926 | 0.11774 | 0.041537 | 0.089083 | 0.81531
2905. Pay-as-you-go unit rate 3 p/kWh
Data sources:
x1 = 2439. Unit rate 3 pseudo load coefficient by network level (combined)
x2 = 2901. Unit cost at each level, £/kW/year (relative to system simultaneous maximum load)
x3 = 2012. Loss adjustment factors between end user meter reading and each network level, scaled by network use
x4 = 2804. Proportion of annual charge covered by contributions (for all charging levels)
x5 = 1010. Days in the charging year (in Financial and general assumptions)
x6 = Contributions to pay-as-you-go unit rate 3 (p/kWh) (in Pay-as-you-go unit rate 3 p/kWh)
Kind: | Calculation | [17 empty] | Cell summation
Formula: | =x1*x2*x3*(1-x4)*100/(24*x5) | [17 empty] | =SUM(x6)
Contributions to pay-as-you-go unit rate 3 (p/kWh)
| GSPs | Assets 132kV | Assets 132kV/EHV | Assets EHV | Assets EHV/HV | Assets 132kV/HV | Assets HV | Assets HV/LV | Assets LV circuits | Transmission exit | Operating 132kV | Operating 132kV/EHV | Operating EHV | Operating EHV/HV | Operating 132kV/HV | Operating HV | Operating HV/LV | Operating LV circuits | Pay-as-you-go unit rate 3 (p/kWh)
LV HH Metered | 0 | 0.046045 | 0.0042606 | 0.0073314 | 0.0012674 | 0.00082494 | 0.0071798 | 0.00050658 | 0.0010864 | 0.0039879 | 0.023351 | 0.0021607 | 0.003718 | 0.002571 | 0.0016734 | 0.014565 | 0.0051381 | 0.011019 | 0.13669
LV Sub HH Metered | 0 | 0.03843 | 0.0035559 | 0.0061189 | 0.0010578 | 0.0006885 | 0.0059924 | 0.0004228 | 0 | 0.0033284 | 0.019489 | 0.0018033 | 0.0031031 | 0.0021458 | 0.0013967 | 0.012156 | 0.0042883 | 0 | 0.10398
HV HH Metered | 0 | 0.041414 | 0.0024526 | 0.0042202 | 0.00041039 | 0.00026711 | 0.0023248 | 0 | 0 | 0.0035869 | 0.021003 | 0.0019434 | 0.0033441 | 0.0023125 | 0.0015051 | 0.0131 | 0 | 0 | 0.097884
HV Sub HH Metered | 0 | 0.035959 | 0.0030421 | 0.0052348 | 0.00050904 | 0 | 0 | 0 | 0 | 0.0031144 | 0.018236 | 0.0024106 | 0.004148 | 0.0028683 | 0 | 0 | 0 | 0 | 0.075522
LV Generation Non-Intermittent | 0 | -0.037841 | -0.0035014 | -0.0060251 | -0.0010416 | -0.00067795 | -0.0059005 | -0.00041632 | 0 | -0.0032773 | -0.01919 | -0.0017757 | -0.0030555 | -0.0021129 | -0.0013752 | -0.011969 | -0.0042225 | 0 | -0.10238
LV Sub Generation Non-Intermittent | 0 | -0.037039 | -0.0034273 | -0.0058975 | -0.0010195 | -0.00066359 | -0.0057756 | 0 | 0 | -0.0032079 | -0.018784 | -0.0017381 | -0.0029908 | -0.0020682 | -0.0013461 | -0.011716 | 0 | 0 | -0.095673
HV Generation Non-Intermittent | 0 | -0.036482 | -0.0021604 | -0.0037176 | -0.00036151 | -0.0002353 | 0 | 0 | 0 | -0.0031596 | -0.018501 | -0.0017119 | -0.0029458 | -0.002037 | -0.0013259 | 0 | 0 | 0 | -0.072638
HV Sub Generation Non-Intermittent | 0 | -0.035959 | -0.0030421 | -0.0052348 | 0 | 0 | 0 | 0 | 0 | -0.0031144 | -0.018236 | -0.0024106 | -0.004148 | 0 | 0 | 0 | 0 | 0 | -0.072145
LV UMS (Pseudo HH Metered) | 0 | 0.039505 | 0.0036554 | 0.0062901 | 0.0010874 | 0.00070777 | 0.0061601 | 0.00043463 | 0.00093213 | 0.0034215 | 0.020034 | 0.0018538 | 0.0031899 | 0.0022058 | 0.0014357 | 0.012496 | 0.0044083 | 0.0094543 | 0.11727

## Standing
Allocation to standing charges for WPD South Wales in 2013/14 (April 2013 Price Change)
This sheet reallocates some costs from unit charges to fixed or capacity charges, for demand users only.
3001. Costs based on aggregate maximum load (£/kW/year)
Data sources:
x1 = 2901. Unit cost at each level, £/kW/year (relative to system simultaneous maximum load)
x2 = 2612. Diversity allowances (including calculated LV value)
Calculation =x1/(1+x2)
| GSPs | Assets 132kV | Assets 132kV/EHV | Assets EHV | Assets EHV/HV | Assets 132kV/HV | Assets HV | Assets HV/LV | Assets LV circuits | Transmission exit | Operating 132kV | Operating 132kV/EHV | Operating EHV | Operating EHV/HV | Operating 132kV/HV | Operating HV | Operating HV/LV | Operating LV circuits
Costs based on aggregate maximum load (£/kW/year) | 0 | 14.6164 | 1.9417 | 6.2049 | 4.3242 | 3.5676 | 12.6982 | 4.5481 | 10.6698 | 5.3438 | 7.4125 | 0.98468 | 3.1467 | 2.1929 | 1.8093 | 6.4397 | 2.3065 | 5.411
3002. Capacity elements p/kVA/day
This calculation uses aggregate maximum load and no coincidence factor.
Data sources:
x1 = 2602. Standing charges factors adapted to use 132kV/HV
x2 = 2012. Loss adjustment factors between end user meter reading and each network level, scaled by network use
x3 = 3001. Costs based on aggregate maximum load (£/kW/year)
x4 = 1010. Power factor for all flows in the network model (in Financial and general assumptions)
x5 = 1010. Days in the charging year (in Financial and general assumptions)
x6 = 2804. Proportion of annual charge covered by contributions (for all charging levels)
Calculation =100*x1*x2*x3*x4/x5*(1-x6)
| GSPs | Assets 132kV | Assets 132kV/EHV | Assets EHV | Assets EHV/HV | Assets 132kV/HV | Assets HV | Assets HV/LV | Assets LV circuits | Transmission exit | Operating 132kV | Operating 132kV/EHV | Operating EHV | Operating EHV/HV | Operating 132kV/HV | Operating HV | Operating HV/LV | Operating LV circuits
Domestic Unrestricted | 0 | 0 | 0 | 0 | 0 | 0 | 0 | 0 | 0.13885 | 0 | 0 | 0 | 0 | 0 | 0 | 0 | 0 | 1.4083
Domestic Two Rate | 0 | 0 | 0 | 0 | 0 | 0 | 0 | 0 | 0.13885 | 0 | 0 | 0 | 0 | 0 | 0 | 0 | 0 | 1.4083
Domestic Off Peak (related MPAN) | 0 | 0 | 0 | 0 | 0 | 0 | 0 | 0 | 0.13885 | 0 | 0 | 0 | 0 | 0 | 0 | 0 | 0 | 1.4083
Small Non Domestic Unrestricted | 0 | 0 | 0 | 0 | 0 | 0 | 0 | 0 | 0.13885 | 0 | 0 | 0 | 0 | 0 | 0 | 0 | 0 | 1.4083
Small Non Domestic Two Rate | 0 | 0 | 0 | 0 | 0 | 0 | 0 | 0 | 0.13885 | 0 | 0 | 0 | 0 | 0 | 0 | 0 | 0 | 1.4083
Small Non Domestic Off Peak (related MPAN) | 0 | 0 | 0 | 0 | 0 | 0 | 0 | 0 | 0.13885 | 0 | 0 | 0 | 0 | 0 | 0 | 0 | 0 | 1.4083
LV Medium Non-Domestic | 0 | 0 | 0 | 0 | 0 | 0 | 0 | 0 | 0.13885 | 0 | 0 | 0 | 0 | 0 | 0 | 0 | 0 | 1.4083
LV Sub Medium Non-Domestic | 0 | 0 | 0 | 0 | 0 | 0 | 0 | 0.059188 | 0 | 0 | 0 | 0 | 0 | 0 | 0 | 0 | 0.60032 | 0
HV Medium Non-Domestic | 0 | 0.23662 | 0 | 0.14795 | 0.071936 | 0.025435 | 0.29745 | 0 | 0 | 0 | 0.12 | 0 | 0.11724 | 0.40534 | 0.14332 | 1.6761 | 0 | 0
LV HH Metered | 0 | 0 | 0 | 0 | 0 | 0 | 0.17141 | 0.060468 | 0.13885 | 0 | 0 | 0 | 0 | 0 | 0 | 0.3477 | 0.61331 | 1.4083
LV Sub HH Metered | 0 | 0 | 0 | 0 | 0 | 0 | 0.83888 | 0.059188 | 0 | 0 | 0 | 0 | 0 | 0 | 0 | 1.7017 | 0.60032 | 0
HV HH Metered | 0 | 0.23662 | 0 | 0.14795 | 0.071936 | 0.025435 | 0.29745 | 0 | 0 | 0 | 0.12 | 0 | 0.11724 | 0.40534 | 0.14332 | 1.6761 | 0 | 0
HV Sub HH Metered | 0 | 0 | 0 | 1.0417 | 0.10129 | 0 | 0 | 0 | 0 | 0 | 0 | 0 | 0.8254 | 0.57077 | 0 | 0 | 0 | 0
NHH UMS category A | 0 | 0 | 0 | 0 | 0 | 0 | 0 | 0 | 0 | 0 | 0 | 0 | 0 | 0 | 0 | 0 | 0 | 0
NHH UMS category B | 0 | 0 | 0 | 0 | 0 | 0 | 0 | 0 | 0 | 0 | 0 | 0 | 0 | 0 | 0 | 0 | 0 | 0
NHH UMS category C | 0 | 0 | 0 | 0 | 0 | 0 | 0 | 0 | 0 | 0 | 0 | 0 | 0 | 0 | 0 | 0 | 0 | 0
NHH UMS category D | 0 | 0 | 0 | 0 | 0 | 0 | 0 | 0 | 0 | 0 | 0 | 0 | 0 | 0 | 0 | 0 | 0 | 0
LV UMS (Pseudo HH Metered) | 0 | 0 | 0 | 0 | 0 | 0 | 0 | 0 | 0 | 0 | 0 | 0 | 0 | 0 | 0 | 0 | 0 | 0
3003. Yardstick unit rate p/kWh (taking account of standing charges)
Data sources:
x1 = 2602. Standing charges factors adapted to use 132kV/HV
x2 = 2902. Pay-as-you-go yardstick unit costs by charging level (p/kWh)
x3 = Yardstick components p/kWh (taking account of standing charges) (in Yardstick unit rate p/kWh (taking account of standing charges))
Kind: | Calculation | [17 empty] | Cell summation
Formula: | =(1-x1)*x2 | [17 empty] | =SUM(x3)
Yardstick components p/kWh (taking account of standing charges)
| GSPs | Assets 132kV | Assets 132kV/EHV | Assets EHV | Assets EHV/HV | Assets 132kV/HV | Assets HV | Assets HV/LV | Assets LV circuits | Transmission exit | Operating 132kV | Operating 132kV/EHV | Operating EHV | Operating EHV/HV | Operating 132kV/HV | Operating HV | Operating HV/LV | Operating LV circuits | Yardstick total p/kWh (taking account of standing charges)
Domestic Unrestricted | 0 | 0.41023 | 0.037959 | 0.13214 | 0.022844 | 0.0073497 | 0.12941 | 0.0091306 | 0 | 0.14386 | 0.20804 | 0.01925 | 0.067014 | 0.04634 | 0.014909 | 0.26251 | 0.092609 | 0 | 1.6036
Domestic Two Rate | 0 | 0.24947 | 0.023083 | 0.080357 | 0.013892 | 0.0044694 | 0.078695 | 0.0055524 | 0 | 0.087481 | 0.12651 | 0.011706 | 0.040752 | 0.02818 | 0.0090664 | 0.15964 | 0.056316 | 0 | 0.97517
Domestic Off Peak (related MPAN) | 0 | 0 | 0 | 0 | 0 | 0 | 0 | 0 | 0 | 0 | 0 | 0 | 0 | 0 | 0 | 0 | 0 | 0 | 0
Small Non Domestic Unrestricted | 0 | 0.33496 | 0.030994 | 0.10789 | 0.018652 | 0.0060011 | 0.10566 | 0.0074552 | 0 | 0.11746 | 0.16987 | 0.015718 | 0.054717 | 0.037837 | 0.012173 | 0.21434 | 0.075615 | 0 | 1.3094
Small Non Domestic Two Rate | 0 | 0.27666 | 0.0256 | 0.089116 | 0.015406 | 0.0049567 | 0.087274 | 0.0061577 | 0 | 0.097018 | 0.1403 | 0.012982 | 0.045194 | 0.031252 | 0.010055 | 0.17704 | 0.062455 | 0 | 1.0815
Small Non Domestic Off Peak (related MPAN) | 0 | 0 | 0 | 0 | 0 | 0 | 0 | 0 | 0 | 0 | 0 | 0 | 0 | 0 | 0 | 0 | 0 | 0 | 0
LV Medium Non-Domestic | 0 | 0.3076 | 0.028463 | 0.099083 | 0.017129 | 0.005511 | 0.097035 | 0.0068464 | 0 | 0.10787 | 0.156 | 0.014434 | 0.050249 | 0.034747 | 0.011179 | 0.19684 | 0.06944 | 0 | 1.2024
LV Sub Medium Non-Domestic | 0 | 0.30109 | 0.02786 | 0.096985 | 0.016766 | 0.0053943 | 0.09498 | 0 | 0 | 0.10558 | 0.15269 | 0.014129 | 0.049184 | 0.034011 | 0.010943 | 0.19267 | 0 | 0 | 1.1023
HV Medium Non-Domestic | 0 | 0.25835 | 0.016276 | 0.045328 | 0 | 0 | 0 | 0 | 0 | 0.09638 | 0.13102 | 0.012897 | 0.035917 | 0 | 0 | 0 | 0 | 0 | 0.59617
LV HH Metered | 0 | 0.27246 | 0.025211 | 0.087763 | 0.015172 | 0.0048814 | 0.068759 | 0 | 0 | 0.095544 | 0.13817 | 0.012785 | 0.044508 | 0.030777 | 0.0099021 | 0.13948 | 0 | 0 | 0.94542
LV Sub HH Metered | 0 | 0.26669 | 0.024677 | 0.085905 | 0.014851 | 0.004778 | 0 | 0 | 0 | 0.093521 | 0.13525 | 0.012515 | 0.043565 | 0.030125 | 0.0096924 | 0 | 0 | 0 | 0.72157
HV HH Metered | 0 | 0.21517 | 0.013556 | 0.037751 | 0 | 0 | 0 | 0 | 0 | 0.08027 | 0.10912 | 0.010741 | 0.029914 | 0 | 0 | 0 | 0 | 0 | 0.49652
HV Sub HH Metered | 0 | 0.21391 | 0.018097 | 0 | 0 | 0 | 0 | 0 | 0 | 0.075012 | 0.10848 | 0.01434 | 0 | 0 | 0 | 0 | 0 | 0 | 0.42984
NHH UMS category A | 0 | 0.20098 | 0.018597 | 0.064737 | 0.011191 | 0.0036007 | 0.063399 | 0.0044731 | 0.0095934 | 0.070477 | 0.10192 | 0.0094309 | 0.03283 | 0.022702 | 0.0073041 | 0.12861 | 0.04537 | 0.097302 | 0.89251
NHH UMS category B | 0 | 0.42407 | 0.03924 | 0.1366 | 0.023615 | 0.0075976 | 0.13377 | 0.0094386 | 0.020243 | 0.14871 | 0.21506 | 0.0199 | 0.069274 | 0.047903 | 0.015412 | 0.27137 | 0.095732 | 0.20531 | 1.8832
NHH UMS category C | 0 | 0.79328 | 0.073403 | 0.25553 | 0.044174 | 0.014212 | 0.25024 | 0.017656 | 0.037866 | 0.27818 | 0.4023 | 0.037225 | 0.12959 | 0.089609 | 0.02883 | 0.50763 | 0.17908 | 0.38407 | 3.5229
NHH UMS category D | 0 | 0 | 0 | 0 | 0 | 0 | 0 | 0 | 0 | 0 | 0 | 0 | 0 | 0 | 0 | 0 | 0 | 0 | 0
LV UMS (Pseudo HH Metered) | 0 | 0.40309 | 0.037299 | 0.12984 | 0.022446 | 0.0072218 | 0.12716 | 0.0089717 | 0.019241 | 0.14135 | 0.20442 | 0.018915 | 0.065847 | 0.045533 | 0.01465 | 0.25794 | 0.090997 | 0.19516 | 1.7901
3004. Unit rate 1 (taking account of standing charges)
Data sources:
x1 = 2602. Standing charges factors adapted to use 132kV/HV
x2 = 2903. Contributions to pay-as-you-go unit rate 1 (p/kWh) (in Pay-as-you-go unit rate 1 p/kWh)
x3 = Contributions to unit rate 1 p/kWh by network level (taking account of standing charges) (in Unit rate 1 (taking account of standing charges))
Kind: | Calculation | [17 empty] | Cell summation
Formula: | =(1-x1)*x2 | [17 empty] | =SUM(x3)
Contributions to unit rate 1 p/kWh by network level (taking account of standing charges)
| GSPs | Assets 132kV | Assets 132kV/EHV | Assets EHV | Assets EHV/HV | Assets 132kV/HV | Assets HV | Assets HV/LV | Assets LV circuits | Transmission exit | Operating 132kV | Operating 132kV/EHV | Operating EHV | Operating EHV/HV | Operating 132kV/HV | Operating HV | Operating HV/LV | Operating LV circuits | Unit rate 1 total p/kWh (taking account of standing charges)
Domestic Two Rate | 0 | 0.43462 | 0.040216 | 0.14473 | 0.02502 | 0.0077867 | 0.14174 | 0.01 | 0 | 0.16223 | 0.22041 | 0.020395 | 0.073396 | 0.050754 | 0.015796 | 0.28751 | 0.10143 | 0 | 1.736
Domestic Off Peak (related MPAN) | 0 | 0.054202 | 0.0050153 | 0.012201 | 0.0021093 | 0.00097108 | 0.011949 | 0.00084306 | 0 | 0.0093267 | 0.027488 | 0.0025434 | 0.0061876 | 0.0042787 | 0.0019699 | 0.024239 | 0.0085509 | 0 | 0.17187
Small Non Domestic Two Rate | 0 | 0.40796 | 0.037749 | 0.13534 | 0.023396 | 0.007309 | 0.13254 | 0.0093513 | 0 | 0.1482 | 0.20689 | 0.019144 | 0.068633 | 0.04746 | 0.014827 | 0.26886 | 0.094847 | 0 | 1.6225
Small Non Domestic Off Peak (related MPAN) | 0 | 0.057851 | 0.005353 | 0.013578 | 0.0023474 | 0.0010364 | 0.013298 | 0.00093823 | 0 | 0.010676 | 0.029338 | 0.0027147 | 0.0068861 | 0.0047617 | 0.0021025 | 0.026975 | 0.0095161 | 0 | 0.18737
LV Medium Non-Domestic | 0 | 0.38913 | 0.036007 | 0.12919 | 0.022335 | 0.0069717 | 0.12652 | 0.0089269 | 0 | 0.14158 | 0.19734 | 0.01826 | 0.065519 | 0.045306 | 0.014142 | 0.25666 | 0.090543 | 0 | 1.5484
LV Sub Medium Non-Domestic | 0 | 0.25983 | 0.024042 | 0.086264 | 0.014913 | 0.004655 | 0.08448 | 0 | 0 | 0.094533 | 0.13177 | 0.012192 | 0.043747 | 0.030251 | 0.0094429 | 0.17137 | 0 | 0 | 0.96748
HV Medium Non-Domestic | 0 | 0.33578 | 0.021154 | 0.060832 | 0 | 0 | 0 | 0 | 0 | 0.12979 | 0.17028 | 0.016762 | 0.048203 | 0 | 0 | 0 | 0 | 0 | 0.7828
LV HH Metered | 0 | 1.8699 | 0.17302 | 0.64894 | 0.11219 | 0.033501 | 0.50842 | 0 | 0 | 0.79076 | 0.94829 | 0.087746 | 0.3291 | 0.22757 | 0.067958 | 1.0313 | 0 | 0 | 6.8287
LV Sub HH Metered | 0 | 1.5606 | 0.14441 | 0.54161 | 0.093631 | 0.02796 | 0 | 0 | 0 | 0.65998 | 0.79145 | 0.073234 | 0.27467 | 0.18993 | 0.056718 | 0 | 0 | 0 | 4.4142
HV HH Metered | 0 | 1.5809 | 0.099598 | 0.29884 | 0 | 0 | 0 | 0 | 0 | 0.71124 | 0.80174 | 0.078921 | 0.2368 | 0 | 0 | 0 | 0 | 0 | 3.8081
HV Sub HH Metered | 0 | 1.4603 | 0.12354 | 0 | 0 | 0 | 0 | 0 | 0 | 0.61755 | 0.74057 | 0.097893 | 0 | 0 | 0 | 0 | 0 | 0 | 3.0399
NHH UMS category A | 0 | 0.21071 | 0.019497 | 0.067889 | 0.011736 | 0.0037751 | 0.066485 | 0.0046909 | 0.01006 | 0.07387 | 0.10686 | 0.0098876 | 0.034429 | 0.023807 | 0.0076578 | 0.13487 | 0.047578 | 0.10204 | 0.93584
NHH UMS category B | 0 | 0.27158 | 0.02513 | 0.086873 | 0.015018 | 0.0048656 | 0.085076 | 0.0060026 | 0.012874 | 0.086256 | 0.13773 | 0.012744 | 0.044056 | 0.030465 | 0.0098701 | 0.17258 | 0.060883 | 0.13057 | 1.1926
NHH UMS category C | 0 | 0.48631 | 0.044998 | 0.16155 | 0.027929 | 0.0087126 | 0.15821 | 0.011163 | 0.023941 | 0.16343 | 0.24662 | 0.02282 | 0.081929 | 0.056654 | 0.017674 | 0.32094 | 0.11322 | 0.24282 | 2.1889
NHH UMS category D | 0 | 0.16497 | 0.015265 | 0.053817 | 0.0093036 | 0.0029556 | 0.052704 | 0.0037186 | 0.0079751 | 0.065399 | 0.083662 | 0.0077413 | 0.027292 | 0.018873 | 0.0059955 | 0.10691 | 0.037716 | 0.080889 | 0.74519
LV UMS (Pseudo HH Metered) | 0 | 4.8636 | 0.45003 | 1.656 | 0.28629 | 0.087136 | 1.6218 | 0.11443 | 0.24541 | 1.6155 | 2.4665 | 0.22823 | 0.83983 | 0.58075 | 0.17676 | 3.2899 | 1.1606 | 2.4891 | 22.1718
3005. Unit rate 2 (taking account of standing charges)
Data sources:
x1 = 2602. Standing charges factors adapted to use 132kV/HV
x2 = 2904. Contributions to pay-as-you-go unit rate 2 (p/kWh) (in Pay-as-you-go unit rate 2 p/kWh)
x3 = Contributions to unit rate 2 p/kWh by network level (taking account of standing charges) (in Unit rate 2 (taking account of standing charges))
Kind: | Calculation | [17 empty] | Cell summation
Formula: | =(1-x1)*x2 | [17 empty] | =SUM(x3)
Contributions to unit rate 2 p/kWh by network level (taking account of standing charges)
| GSPs | Assets 132kV | Assets 132kV/EHV | Assets EHV | Assets EHV/HV | Assets 132kV/HV | Assets HV | Assets HV/LV | Assets LV circuits | Transmission exit | Operating 132kV | Operating 132kV/EHV | Operating EHV | Operating EHV/HV | Operating 132kV/HV | Operating HV | Operating HV/LV | Operating LV circuits | Unit rate 2 total p/kWh (taking account of standing charges)
Domestic Two Rate | 0 | 0.062174 | 0.005753 | 0.011335 | 0.0019595 | 0.0011139 | 0.0111 | 0.0007832 | 0 | 0.0072468 | 0.03153 | 0.0029175 | 0.0057483 | 0.0039749 | 0.0022596 | 0.022518 | 0.0079438 | 0 | 0.17836
Small Non Domestic Two Rate | 0 | 0.068946 | 0.0063796 | 0.0132 | 0.0022819 | 0.0012352 | 0.012927 | 0.00091204 | 0 | 0.0088536 | 0.034965 | 0.0032353 | 0.0066939 | 0.0046288 | 0.0025057 | 0.026222 | 0.0092506 | 0 | 0.20224
LV Medium Non-Domestic | 0 | 0.05599 | 0.0051808 | 0.0090277 | 0.0015607 | 0.0010031 | 0.008841 | 0.00062378 | 0 | 0.0049956 | 0.028394 | 0.0026273 | 0.0045782 | 0.0031659 | 0.0020348 | 0.017934 | 0.0063268 | 0 | 0.15228
LV Sub Medium Non-Domestic | 0 | 0.037384 | 0.0034592 | 0.0060278 | 0.0010421 | 0.00066978 | 0.0059032 | 0 | 0 | 0.0033356 | 0.018959 | 0.0017543 | 0.0030569 | 0.0021139 | 0.0013587 | 0.011975 | 0 | 0 | 0.09704
HV Medium Non-Domestic | 0 | 0.049413 | 0.003113 | 0.004517 | 0 | 0 | 0 | 0 | 0 | 0.0051396 | 0.025059 | 0.0024667 | 0.0035792 | 0 | 0 | 0 | 0 | 0 | 0.093287
LV HH Metered | 0 | 0.19217 | 0.017782 | 0.062492 | 0.010803 | 0.0034429 | 0.04896 | 0 | 0 | 0.058017 | 0.097457 | 0.0090178 | 0.031692 | 0.021915 | 0.0069841 | 0.099316 | 0 | 0 | 0.66005
LV Sub HH Metered | 0 | 0.16039 | 0.014841 | 0.052156 | 0.0090165 | 0.0028735 | 0 | 0 | 0 | 0.048421 | 0.081339 | 0.0075263 | 0.02645 | 0.01829 | 0.005829 | 0 | 0 | 0 | 0.42713
HV HH Metered | 0 | 0.16248 | 0.010236 | 0.028778 | 0 | 0 | 0 | 0 | 0 | 0.052182 | 0.082397 | 0.0081109 | 0.022804 | 0 | 0 | 0 | 0 | 0 | 0.36698
HV Sub HH Metered | 0 | 0.15008 | 0.012697 | 0 | 0 | 0 | 0 | 0 | 0 | 0.045308 | 0.076109 | 0.010061 | 0 | 0 | 0 | 0 | 0 | 0 | 0.29425
LV UMS (Pseudo HH Metered) | 0 | 0.17589 | 0.016276 | 0.059269 | 0.010246 | 0.0031513 | 0.058043 | 0.0040953 | 0.008783 | 0.076496 | 0.089202 | 0.008254 | 0.030057 | 0.020785 | 0.0063926 | 0.11774 | 0.041537 | 0.089083 | 0.81531
3006. Unit rate 3 (taking account of standing charges)
Data sources:
x1 = 2602. Standing charges factors adapted to use 132kV/HV
x2 = 2905. Contributions to pay-as-you-go unit rate 3 (p/kWh) (in Pay-as-you-go unit rate 3 p/kWh)
x3 = Contributions to unit rate 3 p/kWh by network level (taking account of standing charges) (in Unit rate 3 (taking account of standing charges))
Kind: | Calculation | [17 empty] | Cell summation
Formula: | =(1-x1)*x2 | [17 empty] | =SUM(x3)
Contributions to unit rate 3 p/kWh by network level (taking account of standing charges)
| GSPs | Assets 132kV | Assets 132kV/EHV | Assets EHV | Assets EHV/HV | Assets 132kV/HV | Assets HV | Assets HV/LV | Assets LV circuits | Transmission exit | Operating 132kV | Operating 132kV/EHV | Operating EHV | Operating EHV/HV | Operating 132kV/HV | Operating HV | Operating HV/LV | Operating LV circuits | Unit rate 3 total p/kWh (taking account of standing charges)
LV HH Metered | 0 | 0.046045 | 0.0042606 | 0.0073314 | 0.0012674 | 0.00082494 | 0.0057439 | 0 | 0 | 0.0039879 | 0.023351 | 0.0021607 | 0.003718 | 0.002571 | 0.0016734 | 0.011652 | 0 | 0 | 0.11459
LV Sub HH Metered | 0 | 0.03843 | 0.0035559 | 0.0061189 | 0.0010578 | 0.0006885 | 0 | 0 | 0 | 0.0033284 | 0.019489 | 0.0018033 | 0.0031031 | 0.0021458 | 0.0013967 | 0 | 0 | 0 | 0.081117
HV HH Metered | 0 | 0.03893 | 0.0024526 | 0.0033762 | 0 | 0 | 0 | 0 | 0 | 0.0035869 | 0.019742 | 0.0019434 | 0.0026753 | 0 | 0 | 0 | 0 | 0 | 0.072706
HV Sub HH Metered | 0 | 0.035959 | 0.0030421 | 0 | 0 | 0 | 0 | 0 | 0 | 0.0031144 | 0.018236 | 0.0024106 | 0 | 0 | 0 | 0 | 0 | 0 | 0.062762
LV UMS (Pseudo HH Metered) | 0 | 0.039505 | 0.0036554 | 0.0062901 | 0.0010874 | 0.00070777 | 0.0061601 | 0.00043463 | 0.00093213 | 0.0034215 | 0.020034 | 0.0018538 | 0.0031899 | 0.0022058 | 0.0014357 | 0.012496 | 0.0044083 | 0.0094543 | 0.11727

## NHH
Standing charges as fixed charges for WPD South Wales in 2013/14 (April 2013 Price Change)
This sheet allocates standing charges to fixed charges for non half hourly settled demand users.
3101. Average maximum kVA/MPAN by end user class, for user classes without an agreed import capacity
Data sources:
x1 = 2305. MPANs (in Equivalent volume for each end user)
x2 = 2407. All units (MWh)
x3 = 1010. Power factor for all flows in the network model (in Financial and general assumptions)
x4 = 1041. Load factor for each type of demand user (in Load profile data for demand users)
x5 = 1010. Days in the charging year (in Financial and general assumptions)
Calculation =IF(x1>0,x2/x1/x3/x4/(24*x5)*1000,0)
Average maximum kVA/MPAN
Domestic Unrestricted | 0.98592
Domestic Two Rate | 3.2508
Small Non Domestic Unrestricted | 4.2337
Small Non Domestic Two Rate | 5.4481
LV Medium Non-Domestic | 27.634
LV Sub Medium Non-Domestic | 0
HV Medium Non-Domestic | 16.0163
3102. Capacity-driven fixed charge elements from standing charges factors p/MPAN/day
Data sources:
x1 = 3002. Capacity elements p/kVA/day
x2 = 3101. Average maximum kVA/MPAN by end user class, for user classes without an agreed import capacity
Calculation =x1*x2
| GSPs | Assets 132kV | Assets 132kV/EHV | Assets EHV | Assets EHV/HV | Assets 132kV/HV | Assets HV | Assets HV/LV | Assets LV circuits | Transmission exit | Operating 132kV | Operating 132kV/EHV | Operating EHV | Operating EHV/HV | Operating 132kV/HV | Operating HV | Operating HV/LV | Operating LV circuits
Domestic Unrestricted | 0 | 0 | 0 | 0 | 0 | 0 | 0 | 0 | 0.1369 | 0 | 0 | 0 | 0 | 0 | 0 | 0 | 0 | 1.3885
Domestic Two Rate | 0 | 0 | 0 | 0 | 0 | 0 | 0 | 0 | 0.45138 | 0 | 0 | 0 | 0 | 0 | 0 | 0 | 0 | 4.5782
Small Non Domestic Unrestricted | 0 | 0 | 0 | 0 | 0 | 0 | 0 | 0 | 0.58787 | 0 | 0 | 0 | 0 | 0 | 0 | 0 | 0 | 5.9626
Small Non Domestic Two Rate | 0 | 0 | 0 | 0 | 0 | 0 | 0 | 0 | 0.75648 | 0 | 0 | 0 | 0 | 0 | 0 | 0 | 0 | 7.6728
LV Medium Non-Domestic | 0 | 0 | 0 | 0 | 0 | 0 | 0 | 0 | 3.8371 | 0 | 0 | 0 | 0 | 0 | 0 | 0 | 0 | 38.9181
LV Sub Medium Non-Domestic | 0 | 0 | 0 | 0 | 0 | 0 | 0 | 0 | 0 | 0 | 0 | 0 | 0 | 0 | 0 | 0 | 0 | 0
HV Medium Non-Domestic | 0 | 3.7898 | 0 | 2.3696 | 1.1521 | 0.40738 | 4.7641 | 0 | 0 | 0 | 1.9219 | 0 | 1.8777 | 6.4921 | 2.2955 | 26.8447 | 0 | 0
3103. Statistics for tariffs charged for LV circuits on an exit point basis
Data sources:
x1 = 2012. Loss adjustment factors between end user meter reading and each network level, scaled by network use
x2 = 2407. All units (MWh)
x3 = 1041. Load factor for each type of demand user (in Load profile data for demand users)
x4 = 1010. Days in the charging year (in Financial and general assumptions)
x5 = Zero for related MPANs
x6 = 2305. MPANs (in Equivalent volume for each end user)
Kind: | Copy cells | Calculation | Combine tables
Formula: | = x1 | =x2/x3/(24*x4)*1000 | = x5 or x6
| Use of LV circuits by each tariff charged on an exit point basis | Unit-based contributions to aggregate maximum load by network level (kW) | Relevant MPAN count
Domestic Unrestricted | 1 | 894426.2172 | 954943.938
Domestic Two Rate | 1 | 189524.1288 | 61369.3812
Small Non Domestic Unrestricted | 1 | 251257.7445 | 62469.9876
Small Non Domestic Two Rate | 1 | 69778.0241 | 13481.9062
3104. Aggregate data for tariffs charged for LV circuits on an exit point basis
Data sources:
x1 = 3103. Use of LV circuits by each tariff charged on an exit point basis (in Statistics for tariffs charged for LV circuits on an exit point basis)
x2 = 3103. Unit-based contributions to aggregate maximum load by network level (kW) (in Statistics for tariffs charged for LV circuits on an exit point basis)
x3 = 3103. Relevant MPAN count (in Statistics for tariffs charged for LV circuits on an exit point basis)
x4 = Aggregate capacity of tariffs charged charged for LV circuits on an exit point basis (kW) (in Aggregate data for tariffs charged for LV circuits on an exit point basis)
x5 = Aggregate number of users charged for LV circuits on an exit point basis (in Aggregate data for tariffs charged for LV circuits on an exit point basis)
x6 = 1010. Power factor for all flows in the network model (in Financial and general assumptions)
Kind: | Sum-product calculation | Sum-product calculation | Calculation
Formula: | =SUMPRODUCT(x1, x2) | =SUMPRODUCT(x1, x3) | =x4/x5/x6
| Aggregate capacity of tariffs charged charged for LV circuits on an exit point basis (kW) | Aggregate number of users charged for LV circuits on an exit point basis | Average maximum kVA of tariffs charged on an exit point basis for LV circuits
Aggregate data for tariffs charged for LV circuits on an exit point basis | 1404986.1145 | 1092265.213 | 1.354
3105. LV fixed charge elements from standing charges factors p/MPAN/day
Data sources:
x1 = 3002. Capacity elements p/kVA/day
x2 = 3104. Average maximum kVA of tariffs charged on an exit point basis for LV circuits (in Aggregate data for tariffs charged for LV circuits on an exit point basis)
Calculation =x1*x2
| Assets LV circuits | Operating LV circuits
Domestic Unrestricted | 0.18801 | 1.9069
Domestic Two Rate | 0.18801 | 1.9069
Small Non Domestic Unrestricted | 0.18801 | 1.9069
Small Non Domestic Two Rate | 0.18801 | 1.9069
3106. Fixed charge elements from standing charges factors p/MPAN/day
Data sources:
x1 = Zero for related MPANs
x2 = 3105. LV fixed charge elements from standing charges factors p/MPAN/day
x3 = 3102. Capacity-driven fixed charge elements from standing charges factors p/MPAN/day
Combine tables = x1 or x2 or x3
| GSPs | Assets 132kV | Assets 132kV/EHV | Assets EHV | Assets EHV/HV | Assets 132kV/HV | Assets HV | Assets HV/LV | Assets LV circuits | Transmission exit | Operating 132kV | Operating 132kV/EHV | Operating EHV | Operating EHV/HV | Operating 132kV/HV | Operating HV | Operating HV/LV | Operating LV circuits
Domestic Unrestricted | 0 | 0 | 0 | 0 | 0 | 0 | 0 | 0 | 0.18801 | 0 | 0 | 0 | 0 | 0 | 0 | 0 | 0 | 1.9069
Domestic Two Rate | 0 | 0 | 0 | 0 | 0 | 0 | 0 | 0 | 0.18801 | 0 | 0 | 0 | 0 | 0 | 0 | 0 | 0 | 1.9069
Small Non Domestic Unrestricted | 0 | 0 | 0 | 0 | 0 | 0 | 0 | 0 | 0.18801 | 0 | 0 | 0 | 0 | 0 | 0 | 0 | 0 | 1.9069
Small Non Domestic Two Rate | 0 | 0 | 0 | 0 | 0 | 0 | 0 | 0 | 0.18801 | 0 | 0 | 0 | 0 | 0 | 0 | 0 | 0 | 1.9069
LV Medium Non-Domestic | 0 | 0 | 0 | 0 | 0 | 0 | 0 | 0 | 3.8371 | 0 | 0 | 0 | 0 | 0 | 0 | 0 | 0 | 38.9181
LV Sub Medium Non-Domestic | 0 | 0 | 0 | 0 | 0 | 0 | 0 | 0 | 0 | 0 | 0 | 0 | 0 | 0 | 0 | 0 | 0 | 0
HV Medium Non-Domestic | 0 | 3.7898 | 0 | 2.3696 | 1.1521 | 0.40738 | 4.7641 | 0 | 0 | 0 | 1.9219 | 0 | 1.8777 | 6.4921 | 2.2955 | 26.8447 | 0 | 0

## Reactive
Reactive power unit charges for WPD South Wales in 2013/14 (April 2013 Price Change)
3201. Standard components p/kWh for reactive power (absolute value)
Data sources:
x1 = 3003. Yardstick components p/kWh (taking account of standing charges) (in Yardstick unit rate p/kWh (taking account of standing charges))
Calculation =ABS(x1)
| GSPs | Assets 132kV | Assets 132kV/EHV | Assets EHV | Assets EHV/HV | Assets 132kV/HV | Assets HV | Assets HV/LV | Assets LV circuits | Transmission exit | Operating 132kV | Operating 132kV/EHV | Operating EHV | Operating EHV/HV | Operating 132kV/HV | Operating HV | Operating HV/LV | Operating LV circuits
LV HH Metered | 0 | 0.27246 | 0.025211 | 0.087763 | 0.015172 | 0.0048814 | 0.068759 | 0 | 0 | 0.095544 | 0.13817 | 0.012785 | 0.044508 | 0.030777 | 0.0099021 | 0.13948 | 0 | 0
LV Sub HH Metered | 0 | 0.26669 | 0.024677 | 0.085905 | 0.014851 | 0.004778 | 0 | 0 | 0 | 0.093521 | 0.13525 | 0.012515 | 0.043565 | 0.030125 | 0.0096924 | 0 | 0 | 0
HV HH Metered | 0 | 0.21517 | 0.013556 | 0.037751 | 0 | 0 | 0 | 0 | 0 | 0.08027 | 0.10912 | 0.010741 | 0.029914 | 0 | 0 | 0 | 0 | 0
HV Sub HH Metered | 0 | 0.21391 | 0.018097 | 0 | 0 | 0 | 0 | 0 | 0 | 0.075012 | 0.10848 | 0.01434 | 0 | 0 | 0 | 0 | 0 | 0
3202. Standard reactive p/kVArh
Data sources:
x1 = 3201. Standard components p/kWh for reactive power (absolute value)
x2 = 1092. Average kVAr by kVA, by network level
x3 = 1010. Power factor for all flows in the network model (in Financial and general assumptions)
Calculation =x1*x2*x3
| GSPs | Assets 132kV | Assets 132kV/EHV | Assets EHV | Assets EHV/HV | Assets 132kV/HV | Assets HV | Assets HV/LV | Assets LV circuits | Transmission exit | Operating 132kV | Operating 132kV/EHV | Operating EHV | Operating EHV/HV | Operating 132kV/HV | Operating HV | Operating HV/LV | Operating LV circuits
LV HH Metered | 0 | 0.071154 | 0.0065839 | 0.02292 | 0.0039622 | 0.0012748 | 0.017957 | 0 | 0 | 0.024952 | 0.036085 | 0.0033389 | 0.011623 | 0.0080375 | 0.002586 | 0.036426 | 0 | 0
LV Sub HH Metered | 0 | 0.069647 | 0.0064445 | 0.022434 | 0.0038783 | 0.0012478 | 0 | 0 | 0 | 0.024423 | 0.03532 | 0.0032682 | 0.011377 | 0.0078673 | 0.0025312 | 0 | 0 | 0
HV HH Metered | 0 | 0.056192 | 0.0035401 | 0.0098589 | 0 | 0 | 0 | 0 | 0 | 0.020963 | 0.028497 | 0.0028052 | 0.0078121 | 0 | 0 | 0 | 0 | 0
HV Sub HH Metered | 0 | 0.055863 | 0.004726 | 0 | 0 | 0 | 0 | 0 | 0 | 0.01959 | 0.02833 | 0.0037448 | 0 | 0 | 0 | 0 | 0 | 0
3203. Network use factors for generator reactive unit charges
These factors differ from the network use factors for active power charges/credits in the case of generators,
who do not qualify for active power credits at the voltage of connection but are charged reactive unit charges for costs caused at that voltage.
| GSPs | 132kV | 132kV/EHV | EHV | EHV/HV | 132kV/HV | HV | HV/LV | LV circuits
LV Generation Intermittent | 1 | 1 | 1 | 1 | 1 | 1 | 1 | 1 | 1
LV Generation Non-Intermittent | 1 | 1 | 1 | 1 | 1 | 1 | 1 | 1 | 1
LV Sub Generation Intermittent | 1 | 1 | 1 | 1 | 1 | 1 | 1 | 1 | 0
LV Sub Generation Non-Intermittent | 1 | 1 | 1 | 1 | 1 | 1 | 1 | 1 | 0
HV Generation Intermittent | 1 | 1 | 1 | 1 | 1 | 1 | 1 | 0 | 0
HV Generation Non-Intermittent | 1 | 1 | 1 | 1 | 1 | 1 | 1 | 0 | 0
HV Sub Generation Intermittent | 1 | 1 | 1 | 1 | 0 | 1 | 0 | 0 | 0
HV Sub Generation Non-Intermittent | 1 | 1 | 1 | 1 | 0 | 1 | 0 | 0 | 0
3204. Absolute value of load coefficient (kW peak / average kW)
Data sources:
x1 = 2302. Load coefficient
Calculation =ABS(x1)
Absolute load coefficient
LV Generation Intermittent | 1
LV Generation Non-Intermittent | 1
LV Sub Generation Intermittent | 1
LV Sub Generation Non-Intermittent | 1
HV Generation Intermittent | 1
HV Generation Non-Intermittent | 1
HV Sub Generation Intermittent | 1
HV Sub Generation Non-Intermittent | 1
3205. Pay-as-you-go components p/kWh for reactive power (absolute value)
Data sources:
x1 = 2901. Unit cost at each level, £/kW/year (relative to system simultaneous maximum load)
x2 = 3204. Absolute value of load coefficient (kW peak / average kW)
x3 = 2001. Loss adjustment factor to transmission (in Loss adjustment factors to transmission)
x4 = 2004. Loss adjustment factor to transmission for each network level
x5 = 2804. Proportion of annual charge covered by contributions (for all charging levels)
x6 = 3203. Network use factors for generator reactive unit charges
x7 = 1010. Days in the charging year (in Financial and general assumptions)
Calculation =x1*x2*x3/x4*(1-x5)*x6/(24*x7)*100
| GSPs | Assets 132kV | Assets 132kV/EHV | Assets EHV | Assets EHV/HV | Assets 132kV/HV | Assets HV | Assets HV/LV | Assets LV circuits | Transmission exit | Operating 132kV | Operating 132kV/EHV | Operating EHV | Operating EHV/HV | Operating 132kV/HV | Operating HV | Operating HV/LV | Operating LV circuits
LV Generation Intermittent | 0 | 0.20098 | 0.026566 | 0.092482 | 0.015988 | 0.012002 | 0.063399 | 0.0044731 | 0.0095934 | 0.070477 | 0.10192 | 0.013473 | 0.046901 | 0.032432 | 0.024347 | 0.12861 | 0.04537 | 0.097302
LV Generation Non-Intermittent | 0 | 0.20098 | 0.026566 | 0.092482 | 0.015988 | 0.012002 | 0.063399 | 0.0044731 | 0.0095934 | 0.070477 | 0.10192 | 0.013473 | 0.046901 | 0.032432 | 0.024347 | 0.12861 | 0.04537 | 0.097302
LV Sub Generation Intermittent | 0 | 0.19672 | 0.026004 | 0.090523 | 0.015649 | 0.011748 | 0.062056 | 0.0043784 | 0 | 0.068984 | 0.099763 | 0.013187 | 0.045907 | 0.031745 | 0.023831 | 0.12588 | 0.044409 | 0
LV Sub Generation Non-Intermittent | 0 | 0.19672 | 0.026004 | 0.090523 | 0.015649 | 0.011748 | 0.062056 | 0.0043784 | 0 | 0.068984 | 0.099763 | 0.013187 | 0.045907 | 0.031745 | 0.023831 | 0.12588 | 0.044409 | 0
HV Generation Intermittent | 0 | 0.19376 | 0.016392 | 0.057063 | 0.0055489 | 0.0041657 | 0.022004 | 0 | 0 | 0.067946 | 0.098262 | 0.012989 | 0.045216 | 0.031267 | 0.023473 | 0.12399 | 0 | 0
HV Generation Non-Intermittent | 0 | 0.19376 | 0.016392 | 0.057063 | 0.0055489 | 0.0041657 | 0.022004 | 0 | 0 | 0.067946 | 0.098262 | 0.012989 | 0.045216 | 0.031267 | 0.023473 | 0.12399 | 0 | 0
HV Sub Generation Intermittent | 0 | 0.19098 | 0.016157 | 0.056245 | 0 | 0.045622 | 0 | 0 | 0 | 0.066973 | 0.096854 | 0.012803 | 0.044569 | 0 | 0.023136 | 0 | 0 | 0
HV Sub Generation Non-Intermittent | 0 | 0.19098 | 0.016157 | 0.056245 | 0 | 0.045622 | 0 | 0 | 0 | 0.066973 | 0.096854 | 0.012803 | 0.044569 | 0 | 0.023136 | 0 | 0 | 0
3206. Pay-as-you-go reactive p/kVArh
Data sources:
x1 = 3205. Pay-as-you-go components p/kWh for reactive power (absolute value)
x2 = 1092. Average kVAr by kVA, by network level
x3 = 1010. Power factor for all flows in the network model (in Financial and general assumptions)
Calculation =x1*x2*x3
| GSPs | Assets 132kV | Assets 132kV/EHV | Assets EHV | Assets EHV/HV | Assets 132kV/HV | Assets HV | Assets HV/LV | Assets LV circuits | Transmission exit | Operating 132kV | Operating 132kV/EHV | Operating EHV | Operating EHV/HV | Operating 132kV/HV | Operating HV | Operating HV/LV | Operating LV circuits
LV Generation Intermittent | 0 | 0.052486 | 0.0069379 | 0.024152 | 0.0041753 | 0.0031344 | 0.016557 | 0.0011682 | 0.0025053 | 0.018405 | 0.026617 | 0.0035184 | 0.012248 | 0.0084697 | 0.0063583 | 0.033586 | 0.011848 | 0.025411
LV Generation Non-Intermittent | 0 | 0.052486 | 0.0069379 | 0.024152 | 0.0041753 | 0.0031344 | 0.016557 | 0.0011682 | 0.0025053 | 0.018405 | 0.026617 | 0.0035184 | 0.012248 | 0.0084697 | 0.0063583 | 0.033586 | 0.011848 | 0.025411
LV Sub Generation Intermittent | 0 | 0.051374 | 0.006791 | 0.02364 | 0.0040868 | 0.0030681 | 0.016206 | 0.0011434 | 0 | 0.018015 | 0.026054 | 0.0034439 | 0.011989 | 0.0082903 | 0.0062236 | 0.032875 | 0.011597 | 0
LV Sub Generation Non-Intermittent | 0 | 0.051374 | 0.006791 | 0.02364 | 0.0040868 | 0.0030681 | 0.016206 | 0.0011434 | 0 | 0.018015 | 0.026054 | 0.0034439 | 0.011989 | 0.0082903 | 0.0062236 | 0.032875 | 0.011597 | 0
HV Generation Intermittent | 0 | 0.050601 | 0.0042808 | 0.014902 | 0.0014491 | 0.0010879 | 0.0057464 | 0 | 0 | 0.017744 | 0.025661 | 0.0033921 | 0.011808 | 0.0081655 | 0.00613 | 0.03238 | 0 | 0
HV Generation Non-Intermittent | 0 | 0.050601 | 0.0042808 | 0.014902 | 0.0014491 | 0.0010879 | 0.0057464 | 0 | 0 | 0.017744 | 0.025661 | 0.0033921 | 0.011808 | 0.0081655 | 0.00613 | 0.03238 | 0 | 0
HV Sub Generation Intermittent | 0 | 0.049876 | 0.0042195 | 0.014689 | 0 | 0.011914 | 0 | 0 | 0 | 0.01749 | 0.025294 | 0.0033435 | 0.011639 | 0 | 0.0060421 | 0 | 0 | 0
HV Sub Generation Non-Intermittent | 0 | 0.049876 | 0.0042195 | 0.014689 | 0 | 0.011914 | 0 | 0 | 0 | 0.01749 | 0.025294 | 0.0033435 | 0.011639 | 0 | 0.0060421 | 0 | 0 | 0

## Aggreg
Aggregation for WPD South Wales in 2013/14 (April 2013 Price Change)
This sheet aggregates elements of tariffs excluding revenue matching and final adjustments and rounding.
3301. Unit rate 1 p/kWh (elements)
Data sources:
x1 = 3004. Unit rate 1 total p/kWh (taking account of standing charges) (in Unit rate 1 (taking account of standing charges)) — for Tariffs with Unit rate 1 p/kWh from Standard 1 kWh
x2 = 3003. Yardstick total p/kWh (taking account of standing charges) (in Yardstick unit rate p/kWh (taking account of standing charges)) — for Tariffs with Unit rate 1 p/kWh from Standard yardstick kWh
x3 = 2903. Pay-as-you-go unit rate 1 (p/kWh) (in Pay-as-you-go unit rate 1 p/kWh) — for Tariffs with Unit rate 1 p/kWh from PAYG 1 kWh
x4 = 2903. Pay-as-you-go unit rate 1 (p/kWh) (in Pay-as-you-go unit rate 1 p/kWh) — for Tariffs with Unit rate 1 p/kWh from PAYG 1 kWh & customer
x5 = 2902. Pay-as-you-go yardstick unit rate (p/kWh) — for Tariffs with Unit rate 1 p/kWh from PAYG yardstick kWh
x6 = 2203. Service model asset p/kWh charge for unmetered tariffs — for Tariffs with Unit rate 1 p/kWh from PAYG 1 kWh & customer
x7 = 2712. Operating expenditure for unmetered customer assets (p/kWh) — for Tariffs with Unit rate 1 p/kWh from PAYG 1 kWh & customer
Combine tables = x1 or x2 or x3 or x4 or x5 or x6 or x7
| GSPs | Assets 132kV | Assets 132kV/EHV | Assets EHV | Assets EHV/HV | Assets 132kV/HV | Assets HV | Assets HV/LV | Assets LV circuits | Assets LV customer | Assets HV customer | Transmission exit | Operating 132kV | Operating 132kV/EHV | Operating EHV | Operating EHV/HV | Operating 132kV/HV | Operating HV | Operating HV/LV | Operating LV circuits | Operating LV customer | Operating HV customer
Domestic Unrestricted | 0 | 0.41023 | 0.037959 | 0.13214 | 0.022844 | 0.0073497 | 0.12941 | 0.0091306 | 0 |  |  | 0.14386 | 0.20804 | 0.01925 | 0.067014 | 0.04634 | 0.014909 | 0.26251 | 0.092609 | 0
Domestic Two Rate | 0 | 0.43462 | 0.040216 | 0.14473 | 0.02502 | 0.0077867 | 0.14174 | 0.01 | 0 |  |  | 0.16223 | 0.22041 | 0.020395 | 0.073396 | 0.050754 | 0.015796 | 0.28751 | 0.10143 | 0
Domestic Off Peak (related MPAN) | 0 | 0.054202 | 0.0050153 | 0.012201 | 0.0021093 | 0.00097108 | 0.011949 | 0.00084306 | 0 |  |  | 0.0093267 | 0.027488 | 0.0025434 | 0.0061876 | 0.0042787 | 0.0019699 | 0.024239 | 0.0085509 | 0
Small Non Domestic Unrestricted | 0 | 0.33496 | 0.030994 | 0.10789 | 0.018652 | 0.0060011 | 0.10566 | 0.0074552 | 0 |  |  | 0.11746 | 0.16987 | 0.015718 | 0.054717 | 0.037837 | 0.012173 | 0.21434 | 0.075615 | 0
Small Non Domestic Two Rate | 0 | 0.40796 | 0.037749 | 0.13534 | 0.023396 | 0.007309 | 0.13254 | 0.0093513 | 0 |  |  | 0.1482 | 0.20689 | 0.019144 | 0.068633 | 0.04746 | 0.014827 | 0.26886 | 0.094847 | 0
Small Non Domestic Off Peak (related MPAN) | 0 | 0.057851 | 0.005353 | 0.013578 | 0.0023474 | 0.0010364 | 0.013298 | 0.00093823 | 0 |  |  | 0.010676 | 0.029338 | 0.0027147 | 0.0068861 | 0.0047617 | 0.0021025 | 0.026975 | 0.0095161 | 0
LV Medium Non-Domestic | 0 | 0.38913 | 0.036007 | 0.12919 | 0.022335 | 0.0069717 | 0.12652 | 0.0089269 | 0 |  |  | 0.14158 | 0.19734 | 0.01826 | 0.065519 | 0.045306 | 0.014142 | 0.25666 | 0.090543 | 0
LV Sub Medium Non-Domestic | 0 | 0.25983 | 0.024042 | 0.086264 | 0.014913 | 0.004655 | 0.08448 | 0 | 0 |  |  | 0.094533 | 0.13177 | 0.012192 | 0.043747 | 0.030251 | 0.0094429 | 0.17137 | 0 | 0
HV Medium Non-Domestic | 0 | 0.33578 | 0.021154 | 0.060832 | 0 | 0 | 0 | 0 | 0 |  |  | 0.12979 | 0.17028 | 0.016762 | 0.048203 | 0 | 0 | 0 | 0 | 0
LV HH Metered | 0 | 1.8699 | 0.17302 | 0.64894 | 0.11219 | 0.033501 | 0.50842 | 0 | 0 |  |  | 0.79076 | 0.94829 | 0.087746 | 0.3291 | 0.22757 | 0.067958 | 1.0313 | 0 | 0
LV Sub HH Metered | 0 | 1.5606 | 0.14441 | 0.54161 | 0.093631 | 0.02796 | 0 | 0 | 0 |  |  | 0.65998 | 0.79145 | 0.073234 | 0.27467 | 0.18993 | 0.056718 | 0 | 0 | 0
HV HH Metered | 0 | 1.5809 | 0.099598 | 0.29884 | 0 | 0 | 0 | 0 | 0 |  |  | 0.71124 | 0.80174 | 0.078921 | 0.2368 | 0 | 0 | 0 | 0 | 0
HV Sub HH Metered | 0 | 1.4603 | 0.12354 | 0 | 0 | 0 | 0 | 0 | 0 |  |  | 0.61755 | 0.74057 | 0.097893 | 0 | 0 | 0 | 0 | 0 | 0
NHH UMS category A | 0 | 0.21071 | 0.019497 | 0.067889 | 0.011736 | 0.0037751 | 0.066485 | 0.0046909 | 0.01006 |  |  | 0.07387 | 0.10686 | 0.0098876 | 0.034429 | 0.023807 | 0.0076578 | 0.13487 | 0.047578 | 0.10204 | 0.79956
NHH UMS category B | 0 | 0.27158 | 0.02513 | 0.086873 | 0.015018 | 0.0048656 | 0.085076 | 0.0060026 | 0.012874 |  |  | 0.086256 | 0.13773 | 0.012744 | 0.044056 | 0.030465 | 0.0098701 | 0.17258 | 0.060883 | 0.13057 | 0.79956
NHH UMS category C | 0 | 0.48631 | 0.044998 | 0.16155 | 0.027929 | 0.0087126 | 0.15821 | 0.011163 | 0.023941 |  |  | 0.16343 | 0.24662 | 0.02282 | 0.081929 | 0.056654 | 0.017674 | 0.32094 | 0.11322 | 0.24282 | 0.79956
NHH UMS category D | 0 | 0.16497 | 0.015265 | 0.053817 | 0.0093036 | 0.0029556 | 0.052704 | 0.0037186 | 0.0079751 |  |  | 0.065399 | 0.083662 | 0.0077413 | 0.027292 | 0.018873 | 0.0059955 | 0.10691 | 0.037716 | 0.080889 | 0.79956
LV UMS (Pseudo HH Metered) | 0 | 4.8636 | 0.45003 | 1.656 | 0.28629 | 0.087136 | 1.6218 | 0.11443 | 0.24541 |  |  | 1.6155 | 2.4665 | 0.22823 | 0.83983 | 0.58075 | 0.17676 | 3.2899 | 1.1606 | 2.4891 | 0.79956
LV Generation NHH | 0 | -0.20098 | -0.018597 | -0.064737 | -0.011191 | -0.0036007 | -0.063399 | -0.0044731 | 0 |  |  | -0.070477 | -0.10192 | -0.0094309 | -0.03283 | -0.022702 | -0.0073041 | -0.12861 | -0.04537 | 0
LV Sub Generation NHH | 0 | -0.19672 | -0.018203 | -0.063366 | -0.010954 | -0.0035244 | -0.062056 | 0 | 0 |  |  | -0.068984 | -0.099763 | -0.0092312 | -0.032135 | -0.022222 | -0.0071494 | -0.12588 | 0 | 0
LV Generation Intermittent | 0 | -0.20098 | -0.018597 | -0.064737 | -0.011191 | -0.0036007 | -0.063399 | -0.0044731 | 0 |  |  | -0.070477 | -0.10192 | -0.0094309 | -0.03283 | -0.022702 | -0.0073041 | -0.12861 | -0.04537 | 0
LV Generation Non-Intermittent | 0 | -1.5367 | -0.14219 | -0.53331 | -0.092196 | -0.027532 | -0.52228 | -0.03685 | 0 |  |  | -0.64986 | -0.77932 | -0.072111 | -0.27046 | -0.18702 | -0.055849 | -1.0595 | -0.37376 | 0
LV Sub Generation Intermittent | 0 | -0.19672 | -0.018203 | -0.063366 | -0.010954 | -0.0035244 | -0.062056 | 0 | 0 |  |  | -0.068984 | -0.099763 | -0.0092312 | -0.032135 | -0.022222 | -0.0071494 | -0.12588 | 0 | 0
LV Sub Generation Non-Intermittent | 0 | -1.5042 | -0.13918 | -0.52202 | -0.090244 | -0.026949 | -0.51122 | 0 | 0 |  |  | -0.6361 | -0.76281 | -0.070584 | -0.26473 | -0.18306 | -0.054666 | -1.037 | 0 | 0
HV Generation Intermittent | 0 | -0.19376 | -0.011474 | -0.039944 | -0.0038843 | -0.0012497 | 0 | 0 | 0 |  |  | -0.067946 | -0.098262 | -0.0090922 | -0.031651 | -0.021887 | -0.0070418 | 0 | 0 | 0
HV Generation Non-Intermittent | 0 | -1.4815 | -0.087736 | -0.32906 | -0.031999 | -0.0095555 | 0 | 0 | 0 |  |  | -0.62652 | -0.75133 | -0.069521 | -0.26075 | -0.18031 | -0.053843 | 0 | 0 | 0
HV Sub Generation Intermittent | 0 | -0.19098 | -0.016157 | -0.056245 | 0 | 0 | 0 | 0 | 0 |  |  | -0.066973 | -0.096854 | -0.012803 | -0.044569 | 0 | 0 | 0 | 0 | 0
HV Sub Generation Non-Intermittent | 0 | -1.4603 | -0.12354 | -0.46335 | 0 | 0 | 0 | 0 | 0 |  |  | -0.61755 | -0.74057 | -0.097893 | -0.36716 | 0 | 0 | 0 | 0 | 0
3302. Unit rate 2 p/kWh (elements)
Data sources:
x1 = 3005. Unit rate 2 total p/kWh (taking account of standing charges) (in Unit rate 2 (taking account of standing charges)) — for Tariffs with Unit rate 2 p/kWh from Standard 2 kWh
x2 = 2904. Pay-as-you-go unit rate 2 (p/kWh) (in Pay-as-you-go unit rate 2 p/kWh) — for Tariffs with Unit rate 2 p/kWh from PAYG 2 kWh
x3 = 2904. Pay-as-you-go unit rate 2 (p/kWh) (in Pay-as-you-go unit rate 2 p/kWh) — for Tariffs with Unit rate 2 p/kWh from PAYG 2 kWh & customer
x4 = 2203. Service model asset p/kWh charge for unmetered tariffs — for Tariffs with Unit rate 2 p/kWh from PAYG 2 kWh & customer
x5 = 2712. Operating expenditure for unmetered customer assets (p/kWh) — for Tariffs with Unit rate 2 p/kWh from PAYG 2 kWh & customer
Combine tables = x1 or x2 or x3 or x4 or x5
| GSPs | Assets 132kV | Assets 132kV/EHV | Assets EHV | Assets EHV/HV | Assets 132kV/HV | Assets HV | Assets HV/LV | Assets LV circuits | Assets LV customer | Assets HV customer | Transmission exit | Operating 132kV | Operating 132kV/EHV | Operating EHV | Operating EHV/HV | Operating 132kV/HV | Operating HV | Operating HV/LV | Operating LV circuits | Operating LV customer | Operating HV customer
Domestic Unrestricted
Domestic Two Rate | 0 | 0.062174 | 0.005753 | 0.011335 | 0.0019595 | 0.0011139 | 0.0111 | 0.0007832 | 0 |  |  | 0.0072468 | 0.03153 | 0.0029175 | 0.0057483 | 0.0039749 | 0.0022596 | 0.022518 | 0.0079438 | 0
Domestic Off Peak (related MPAN)
Small Non Domestic Unrestricted
Small Non Domestic Two Rate | 0 | 0.068946 | 0.0063796 | 0.0132 | 0.0022819 | 0.0012352 | 0.012927 | 0.00091204 | 0 |  |  | 0.0088536 | 0.034965 | 0.0032353 | 0.0066939 | 0.0046288 | 0.0025057 | 0.026222 | 0.0092506 | 0
Small Non Domestic Off Peak (related MPAN)
LV Medium Non-Domestic | 0 | 0.05599 | 0.0051808 | 0.0090277 | 0.0015607 | 0.0010031 | 0.008841 | 0.00062378 | 0 |  |  | 0.0049956 | 0.028394 | 0.0026273 | 0.0045782 | 0.0031659 | 0.0020348 | 0.017934 | 0.0063268 | 0
LV Sub Medium Non-Domestic | 0 | 0.037384 | 0.0034592 | 0.0060278 | 0.0010421 | 0.00066978 | 0.0059032 | 0 | 0 |  |  | 0.0033356 | 0.018959 | 0.0017543 | 0.0030569 | 0.0021139 | 0.0013587 | 0.011975 | 0 | 0
HV Medium Non-Domestic | 0 | 0.049413 | 0.003113 | 0.004517 | 0 | 0 | 0 | 0 | 0 |  |  | 0.0051396 | 0.025059 | 0.0024667 | 0.0035792 | 0 | 0 | 0 | 0 | 0
LV HH Metered | 0 | 0.19217 | 0.017782 | 0.062492 | 0.010803 | 0.0034429 | 0.04896 | 0 | 0 |  |  | 0.058017 | 0.097457 | 0.0090178 | 0.031692 | 0.021915 | 0.0069841 | 0.099316 | 0 | 0
LV Sub HH Metered | 0 | 0.16039 | 0.014841 | 0.052156 | 0.0090165 | 0.0028735 | 0 | 0 | 0 |  |  | 0.048421 | 0.081339 | 0.0075263 | 0.02645 | 0.01829 | 0.005829 | 0 | 0 | 0
HV HH Metered | 0 | 0.16248 | 0.010236 | 0.028778 | 0 | 0 | 0 | 0 | 0 |  |  | 0.052182 | 0.082397 | 0.0081109 | 0.022804 | 0 | 0 | 0 | 0 | 0
HV Sub HH Metered | 0 | 0.15008 | 0.012697 | 0 | 0 | 0 | 0 | 0 | 0 |  |  | 0.045308 | 0.076109 | 0.010061 | 0 | 0 | 0 | 0 | 0 | 0
NHH UMS category A
NHH UMS category B
NHH UMS category C
NHH UMS category D
LV UMS (Pseudo HH Metered) | 0 | 0.17589 | 0.016276 | 0.059269 | 0.010246 | 0.0031513 | 0.058043 | 0.0040953 | 0.008783 |  |  | 0.076496 | 0.089202 | 0.008254 | 0.030057 | 0.020785 | 0.0063926 | 0.11774 | 0.041537 | 0.089083 | 0.79956
LV Generation NHH
LV Sub Generation NHH
LV Generation Intermittent
LV Generation Non-Intermittent | 0 | -0.15793 | -0.014613 | -0.051357 | -0.0088783 | -0.0028295 | -0.050295 | -0.0035486 | 0 |  |  | -0.047679 | -0.080092 | -0.007411 | -0.026045 | -0.01801 | -0.0057397 | -0.10202 | -0.035992 | 0
LV Sub Generation Intermittent
LV Sub Generation Non-Intermittent | 0 | -0.15459 | -0.014304 | -0.050269 | -0.0086903 | -0.0027695 | -0.04923 | 0 | 0 |  |  | -0.046669 | -0.078396 | -0.007254 | -0.025493 | -0.017629 | -0.0056181 | -0.099864 | 0 | 0
HV Generation Intermittent
HV Generation Non-Intermittent | 0 | -0.15226 | -0.0090167 | -0.031688 | -0.0030814 | -0.00098203 | 0 | 0 | 0 |  |  | -0.045967 | -0.077216 | -0.0071448 | -0.025109 | -0.017363 | -0.0055336 | 0 | 0 | 0
HV Sub Generation Intermittent
HV Sub Generation Non-Intermittent | 0 | -0.15008 | -0.012697 | -0.04462 | 0 | 0 | 0 | 0 | 0 |  |  | -0.045308 | -0.076109 | -0.010061 | -0.035357 | 0 | 0 | 0 | 0 | 0
3303. Unit rate 3 p/kWh (elements)
Data sources:
x1 = 3006. Unit rate 3 total p/kWh (taking account of standing charges) (in Unit rate 3 (taking account of standing charges)) — for Tariffs with Unit rate 3 p/kWh from Standard 3 kWh
x2 = 2905. Pay-as-you-go unit rate 3 (p/kWh) (in Pay-as-you-go unit rate 3 p/kWh) — for Tariffs with Unit rate 3 p/kWh from PAYG 3 kWh
x3 = 2905. Pay-as-you-go unit rate 3 (p/kWh) (in Pay-as-you-go unit rate 3 p/kWh) — for Tariffs with Unit rate 3 p/kWh from PAYG 3 kWh & customer
x4 = 2203. Service model asset p/kWh charge for unmetered tariffs — for Tariffs with Unit rate 3 p/kWh from PAYG 3 kWh & customer
x5 = 2712. Operating expenditure for unmetered customer assets (p/kWh) — for Tariffs with Unit rate 3 p/kWh from PAYG 3 kWh & customer
Combine tables = x1 or x2 or x3 or x4 or x5
| GSPs | Assets 132kV | Assets 132kV/EHV | Assets EHV | Assets EHV/HV | Assets 132kV/HV | Assets HV | Assets HV/LV | Assets LV circuits | Assets LV customer | Assets HV customer | Transmission exit | Operating 132kV | Operating 132kV/EHV | Operating EHV | Operating EHV/HV | Operating 132kV/HV | Operating HV | Operating HV/LV | Operating LV circuits | Operating LV customer | Operating HV customer
Domestic Unrestricted
Domestic Two Rate
Domestic Off Peak (related MPAN)
Small Non Domestic Unrestricted
Small Non Domestic Two Rate
Small Non Domestic Off Peak (related MPAN)
LV Medium Non-Domestic
LV Sub Medium Non-Domestic
HV Medium Non-Domestic
LV HH Metered | 0 | 0.046045 | 0.0042606 | 0.0073314 | 0.0012674 | 0.00082494 | 0.0057439 | 0 | 0 |  |  | 0.0039879 | 0.023351 | 0.0021607 | 0.003718 | 0.002571 | 0.0016734 | 0.011652 | 0 | 0
LV Sub HH Metered | 0 | 0.03843 | 0.0035559 | 0.0061189 | 0.0010578 | 0.0006885 | 0 | 0 | 0 |  |  | 0.0033284 | 0.019489 | 0.0018033 | 0.0031031 | 0.0021458 | 0.0013967 | 0 | 0 | 0
HV HH Metered | 0 | 0.03893 | 0.0024526 | 0.0033762 | 0 | 0 | 0 | 0 | 0 |  |  | 0.0035869 | 0.019742 | 0.0019434 | 0.0026753 | 0 | 0 | 0 | 0 | 0
HV Sub HH Metered | 0 | 0.035959 | 0.0030421 | 0 | 0 | 0 | 0 | 0 | 0 |  |  | 0.0031144 | 0.018236 | 0.0024106 | 0 | 0 | 0 | 0 | 0 | 0
NHH UMS category A
NHH UMS category B
NHH UMS category C
NHH UMS category D
LV UMS (Pseudo HH Metered) | 0 | 0.039505 | 0.0036554 | 0.0062901 | 0.0010874 | 0.00070777 | 0.0061601 | 0.00043463 | 0.00093213 |  |  | 0.0034215 | 0.020034 | 0.0018538 | 0.0031899 | 0.0022058 | 0.0014357 | 0.012496 | 0.0044083 | 0.0094543 | 0.79956
LV Generation NHH
LV Sub Generation NHH
LV Generation Intermittent
LV Generation Non-Intermittent | 0 | -0.037841 | -0.0035014 | -0.0060251 | -0.0010416 | -0.00067795 | -0.0059005 | -0.00041632 | 0 |  |  | -0.0032773 | -0.01919 | -0.0017757 | -0.0030555 | -0.0021129 | -0.0013752 | -0.011969 | -0.0042225 | 0
LV Sub Generation Intermittent
LV Sub Generation Non-Intermittent | 0 | -0.037039 | -0.0034273 | -0.0058975 | -0.0010195 | -0.00066359 | -0.0057756 | 0 | 0 |  |  | -0.0032079 | -0.018784 | -0.0017381 | -0.0029908 | -0.0020682 | -0.0013461 | -0.011716 | 0 | 0
HV Generation Intermittent
HV Generation Non-Intermittent | 0 | -0.036482 | -0.0021604 | -0.0037176 | -0.00036151 | -0.0002353 | 0 | 0 | 0 |  |  | -0.0031596 | -0.018501 | -0.0017119 | -0.0029458 | -0.002037 | -0.0013259 | 0 | 0 | 0
HV Sub Generation Intermittent
HV Sub Generation Non-Intermittent | 0 | -0.035959 | -0.0030421 | -0.0052348 | 0 | 0 | 0 | 0 | 0 |  |  | -0.0031144 | -0.018236 | -0.0024106 | -0.004148 | 0 | 0 | 0 | 0 | 0
3304. Fixed charge p/MPAN/day (elements)
Data sources:
x1 = 3106. Fixed charge from standing charges factors p/MPAN/day — for Tariffs with Fixed charge p/MPAN/day from Fixed from network & customer
x2 = 2206. Service model p/MPAN/day (in Replacement annuities for service models) — for Tariffs with Fixed charge p/MPAN/day from Customer
x3 = 2206. Service model p/MPAN/day (in Replacement annuities for service models) — for Tariffs with Fixed charge p/MPAN/day from Fixed from network & customer
x4 = 2711. Operating expenditure for customer assets p/MPAN/day total (in Operating expenditure for customer assets p/MPAN/day) — for Tariffs with Fixed charge p/MPAN/day from Customer
x5 = 2711. Operating expenditure for customer assets p/MPAN/day total (in Operating expenditure for customer assets p/MPAN/day) — for Tariffs with Fixed charge p/MPAN/day from Fixed from network & customer
Combine tables = x1 or x2 or x3 or x4 or x5
| GSPs | Assets 132kV | Assets 132kV/EHV | Assets EHV | Assets EHV/HV | Assets 132kV/HV | Assets HV | Assets HV/LV | Assets LV circuits | Assets LV customer | Assets HV customer | Transmission exit | Operating 132kV | Operating 132kV/EHV | Operating EHV | Operating EHV/HV | Operating 132kV/HV | Operating HV | Operating HV/LV | Operating LV circuits | Operating LV customer | Operating HV customer
Domestic Unrestricted | 0 | 0 | 0 | 0 | 0 | 0 | 0 | 0 | 0.18801 | 0 | 0 | 0 | 0 | 0 | 0 | 0 | 0 | 0 | 0 | 1.9069 | 1.9973 | 0
Domestic Two Rate | 0 | 0 | 0 | 0 | 0 | 0 | 0 | 0 | 0.18801 | 0 | 0 | 0 | 0 | 0 | 0 | 0 | 0 | 0 | 0 | 1.9069 | 1.9973 | 0
Domestic Off Peak (related MPAN)
Small Non Domestic Unrestricted | 0 | 0 | 0 | 0 | 0 | 0 | 0 | 0 | 0.18801 | 0 | 0 | 0 | 0 | 0 | 0 | 0 | 0 | 0 | 0 | 1.9069 | 4.7678 | 0
Small Non Domestic Two Rate | 0 | 0 | 0 | 0 | 0 | 0 | 0 | 0 | 0.18801 | 0 | 0 | 0 | 0 | 0 | 0 | 0 | 0 | 0 | 0 | 1.9069 | 4.7678 | 0
Small Non Domestic Off Peak (related MPAN)
LV Medium Non-Domestic | 0 | 0 | 0 | 0 | 0 | 0 | 0 | 0 | 3.8371 | 0 | 0 | 0 | 0 | 0 | 0 | 0 | 0 | 0 | 0 | 38.9181 | 5.4301 | 0
LV Sub Medium Non-Domestic | 0 | 0 | 0 | 0 | 0 | 0 | 0 | 0 | 0 | 0 | 0 | 0 | 0 | 0 | 0 | 0 | 0 | 0 | 0 | 0 | 4.1398 | 0
HV Medium Non-Domestic | 0 | 3.7898 | 0 | 2.3696 | 1.1521 | 0.40738 | 4.7641 | 0 | 0 | 0 | 0 | 0 | 1.9219 | 0 | 1.8777 | 6.4921 | 2.2955 | 26.8447 | 0 | 0 | 0 | 85.8878
LV HH Metered | [9 empty] | 0 | 0 | [9 empty] | 10.6568 | 0
LV Sub HH Metered | [9 empty] | 0 | 0 | [9 empty] | 7.701 | 0
HV HH Metered | [9 empty] | 0 | 0 | [9 empty] | 0 | 85.8878
HV Sub HH Metered | [9 empty] | 0 | 0 | [9 empty] | 0 | 85.8878
NHH UMS category A
NHH UMS category B
NHH UMS category C
NHH UMS category D
LV UMS (Pseudo HH Metered)
LV Generation NHH | [9 empty] | 0 | 0 | [9 empty] | 0 | 0
LV Sub Generation NHH | [9 empty] | 0 | 0 | [9 empty] | 0 | 0
LV Generation Intermittent | [9 empty] | 0 | 0 | [9 empty] | 0 | 0
LV Generation Non-Intermittent | [9 empty] | 0 | 0 | [9 empty] | 0 | 0
LV Sub Generation Intermittent | [9 empty] | 0 | 0 | [9 empty] | 0 | 0
LV Sub Generation Non-Intermittent | [9 empty] | 0 | 0 | [9 empty] | 0 | 0
HV Generation Intermittent | [9 empty] | 0 | 0 | [9 empty] | 0 | 36.9161
HV Generation Non-Intermittent | [9 empty] | 0 | 0 | [9 empty] | 0 | 36.9161
HV Sub Generation Intermittent | [9 empty] | 0 | 0 | [9 empty] | 0 | 36.9161
HV Sub Generation Non-Intermittent | [9 empty] | 0 | 0 | [9 empty] | 0 | 36.9161
3305. Capacity charge p/kVA/day (elements)
Data sources:
x1 = 3002. Capacity charge p/kVA/day — for Tariffs with Capacity charge p/kVA/day from Capacity
Copy cells = x1
| GSPs | Assets 132kV | Assets 132kV/EHV | Assets EHV | Assets EHV/HV | Assets 132kV/HV | Assets HV | Assets HV/LV | Assets LV circuits | Assets LV customer | Assets HV customer | Transmission exit | Operating 132kV | Operating 132kV/EHV | Operating EHV | Operating EHV/HV | Operating 132kV/HV | Operating HV | Operating HV/LV | Operating LV circuits | Operating LV customer | Operating HV customer
Domestic Unrestricted
Domestic Two Rate
Domestic Off Peak (related MPAN)
Small Non Domestic Unrestricted
Small Non Domestic Two Rate
Small Non Domestic Off Peak (related MPAN)
LV Medium Non-Domestic
LV Sub Medium Non-Domestic
HV Medium Non-Domestic
LV HH Metered | 0 | 0 | 0 | 0 | 0 | 0 | 0.17141 | 0.060468 | 0.13885 |  |  | 0 | 0 | 0 | 0 | 0 | 0 | 0.3477 | 0.61331 | 1.4083
LV Sub HH Metered | 0 | 0 | 0 | 0 | 0 | 0 | 0.83888 | 0.059188 | 0 |  |  | 0 | 0 | 0 | 0 | 0 | 0 | 1.7017 | 0.60032 | 0
HV HH Metered | 0 | 0.23662 | 0 | 0.14795 | 0.071936 | 0.025435 | 0.29745 | 0 | 0 |  |  | 0 | 0.12 | 0 | 0.11724 | 0.40534 | 0.14332 | 1.6761 | 0 | 0
HV Sub HH Metered | 0 | 0 | 0 | 1.0417 | 0.10129 | 0 | 0 | 0 | 0 |  |  | 0 | 0 | 0 | 0.8254 | 0.57077 | 0 | 0 | 0 | 0
NHH UMS category A
NHH UMS category B
NHH UMS category C
NHH UMS category D
LV UMS (Pseudo HH Metered)
LV Generation NHH
LV Sub Generation NHH
LV Generation Intermittent
LV Generation Non-Intermittent
LV Sub Generation Intermittent
LV Sub Generation Non-Intermittent
HV Generation Intermittent
HV Generation Non-Intermittent
HV Sub Generation Intermittent
HV Sub Generation Non-Intermittent
3306. Reactive power charge p/kVArh (elements)
Data sources:
x1 = 3206. Pay-as-you-go reactive p/kVArh
x2 = 3202. Standard reactive p/kVArh
Combine tables = x1 or x2
| GSPs | Assets 132kV | Assets 132kV/EHV | Assets EHV | Assets EHV/HV | Assets 132kV/HV | Assets HV | Assets HV/LV | Assets LV circuits | Assets LV customer | Assets HV customer | Transmission exit | Operating 132kV | Operating 132kV/EHV | Operating EHV | Operating EHV/HV | Operating 132kV/HV | Operating HV | Operating HV/LV | Operating LV circuits | Operating LV customer | Operating HV customer
Domestic Unrestricted
Domestic Two Rate
Domestic Off Peak (related MPAN)
Small Non Domestic Unrestricted
Small Non Domestic Two Rate
Small Non Domestic Off Peak (related MPAN)
LV Medium Non-Domestic
LV Sub Medium Non-Domestic
HV Medium Non-Domestic
LV HH Metered | 0 | 0.071154 | 0.0065839 | 0.02292 | 0.0039622 | 0.0012748 | 0.017957 | 0 | 0 |  |  | 0.024952 | 0.036085 | 0.0033389 | 0.011623 | 0.0080375 | 0.002586 | 0.036426 | 0 | 0
LV Sub HH Metered | 0 | 0.069647 | 0.0064445 | 0.022434 | 0.0038783 | 0.0012478 | 0 | 0 | 0 |  |  | 0.024423 | 0.03532 | 0.0032682 | 0.011377 | 0.0078673 | 0.0025312 | 0 | 0 | 0
HV HH Metered | 0 | 0.056192 | 0.0035401 | 0.0098589 | 0 | 0 | 0 | 0 | 0 |  |  | 0.020963 | 0.028497 | 0.0028052 | 0.0078121 | 0 | 0 | 0 | 0 | 0
HV Sub HH Metered | 0 | 0.055863 | 0.004726 | 0 | 0 | 0 | 0 | 0 | 0 |  |  | 0.01959 | 0.02833 | 0.0037448 | 0 | 0 | 0 | 0 | 0 | 0
NHH UMS category A
NHH UMS category B
NHH UMS category C
NHH UMS category D
LV UMS (Pseudo HH Metered)
LV Generation NHH
LV Sub Generation NHH
LV Generation Intermittent | 0 | 0.052486 | 0.0069379 | 0.024152 | 0.0041753 | 0.0031344 | 0.016557 | 0.0011682 | 0.0025053 |  |  | 0.018405 | 0.026617 | 0.0035184 | 0.012248 | 0.0084697 | 0.0063583 | 0.033586 | 0.011848 | 0.025411
LV Generation Non-Intermittent | 0 | 0.052486 | 0.0069379 | 0.024152 | 0.0041753 | 0.0031344 | 0.016557 | 0.0011682 | 0.0025053 |  |  | 0.018405 | 0.026617 | 0.0035184 | 0.012248 | 0.0084697 | 0.0063583 | 0.033586 | 0.011848 | 0.025411
LV Sub Generation Intermittent | 0 | 0.051374 | 0.006791 | 0.02364 | 0.0040868 | 0.0030681 | 0.016206 | 0.0011434 | 0 |  |  | 0.018015 | 0.026054 | 0.0034439 | 0.011989 | 0.0082903 | 0.0062236 | 0.032875 | 0.011597 | 0
LV Sub Generation Non-Intermittent | 0 | 0.051374 | 0.006791 | 0.02364 | 0.0040868 | 0.0030681 | 0.016206 | 0.0011434 | 0 |  |  | 0.018015 | 0.026054 | 0.0034439 | 0.011989 | 0.0082903 | 0.0062236 | 0.032875 | 0.011597 | 0
HV Generation Intermittent | 0 | 0.050601 | 0.0042808 | 0.014902 | 0.0014491 | 0.0010879 | 0.0057464 | 0 | 0 |  |  | 0.017744 | 0.025661 | 0.0033921 | 0.011808 | 0.0081655 | 0.00613 | 0.03238 | 0 | 0
HV Generation Non-Intermittent | 0 | 0.050601 | 0.0042808 | 0.014902 | 0.0014491 | 0.0010879 | 0.0057464 | 0 | 0 |  |  | 0.017744 | 0.025661 | 0.0033921 | 0.011808 | 0.0081655 | 0.00613 | 0.03238 | 0 | 0
HV Sub Generation Intermittent | 0 | 0.049876 | 0.0042195 | 0.014689 | 0 | 0.011914 | 0 | 0 | 0 |  |  | 0.01749 | 0.025294 | 0.0033435 | 0.011639 | 0 | 0.0060421 | 0 | 0 | 0
HV Sub Generation Non-Intermittent | 0 | 0.049876 | 0.0042195 | 0.014689 | 0 | 0.011914 | 0 | 0 | 0 |  |  | 0.01749 | 0.025294 | 0.0033435 | 0.011639 | 0 | 0.0060421 | 0 | 0 | 0
3307. Summary of charges before revenue matching
Data sources:
x1 = 3301. Unit rate 1 p/kWh (elements)
x2 = 3302. Unit rate 2 p/kWh (elements)
x3 = 3303. Unit rate 3 p/kWh (elements)
x4 = 3304. Fixed charge p/MPAN/day (elements)
x5 = 3305. Capacity charge p/kVA/day (elements)
x6 = 3306. Reactive power charge p/kVArh (elements)
Kind: | Cell summation | Cell summation | Cell summation | Cell summation | Cell summation | Cell summation
Formula: | =SUM(x1) | =SUM(x2) | =SUM(x3) | =SUM(x4) | =SUM(x5) | =SUM(x6)
| Unit rate 1 p/kWh (total) | Unit rate 2 p/kWh (total) | Unit rate 3 p/kWh (total) | Fixed charge p/MPAN/day (total) | Capacity charge p/kVA/day (total) | Reactive power charge p/kVArh
Domestic Unrestricted | 1.6036 | 0 | 0 | 4.0922 | 0 | 0
Domestic Two Rate | 1.736 | 0.17836 | 0 | 4.0922 | 0 | 0
Domestic Off Peak (related MPAN) | 0.17187 | 0 | 0 | 0 | 0 | 0
Small Non Domestic Unrestricted | 1.3094 | 0 | 0 | 6.8627 | 0 | 0
Small Non Domestic Two Rate | 1.6225 | 0.20224 | 0 | 6.8627 | 0 | 0
Small Non Domestic Off Peak (related MPAN) | 0.18737 | 0 | 0 | 0 | 0 | 0
LV Medium Non-Domestic | 1.5484 | 0.15228 | 0 | 48.1853 | 0 | 0
LV Sub Medium Non-Domestic | 0.96748 | 0.09704 | 0 | 4.1398 | 0 | 0
HV Medium Non-Domestic | 0.7828 | 0.093287 | 0 | 137.8028 | 0 | 0
LV HH Metered | 6.8287 | 0.66005 | 0.11459 | 10.6568 | 2.7401 | 0.2469
LV Sub HH Metered | 4.4142 | 0.42713 | 0.081117 | 7.701 | 3.2001 | 0.18844
HV HH Metered | 3.8081 | 0.36698 | 0.072706 | 85.8878 | 3.2414 | 0.12967
HV Sub HH Metered | 3.0399 | 0.29425 | 0.062762 | 85.8878 | 2.5391 | 0.11225
NHH UMS category A | 1.7354 | 0 | 0 | 0 | 0 | 0
NHH UMS category B | 1.9921 | 0 | 0 | 0 | 0 | 0
NHH UMS category C | 2.9885 | 0 | 0 | 0 | 0 | 0
NHH UMS category D | 1.5447 | 0 | 0 | 0 | 0 | 0
LV UMS (Pseudo HH Metered) | 22.9714 | 1.6149 | 0.91683 | 0 | 0 | 0
LV Generation NHH | -0.78562 | 0 | 0 | 0 | 0 | 0
LV Sub Generation NHH | -0.72019 | 0 | 0 | 0 | 0 | 0
LV Generation Intermittent | -0.78562 | 0 | 0 | 0 | 0 | 0.25758
LV Generation Non-Intermittent | -6.3389 | -0.61244 | -0.10238 | 0 | 0 | 0.25758
LV Sub Generation Intermittent | -0.72019 | 0 | 0 | 0 | 0 | 0.2248
LV Sub Generation Non-Intermittent | -5.8028 | -0.56077 | -0.095673 | 0 | 0 | 0.2248
HV Generation Intermittent | -0.48619 | 0 | 0 | 36.9161 | 0 | 0.18335
HV Generation Non-Intermittent | -3.8822 | -0.37536 | -0.072638 | 36.9161 | 0 | 0.18335
HV Sub Generation Intermittent | -0.48458 | 0 | 0 | 36.9161 | 0 | 0.14451
HV Sub Generation Non-Intermittent | -3.8704 | -0.37423 | -0.072145 | 36.9161 | 0 | 0.14451

## Revenue
Revenue shortfall or surplus for WPD South Wales in 2013/14 (April 2013 Price Change)
3401. Net revenues by tariff before matching (£)
Data sources:
x1 = 1010. Days in the charging year (in Financial and general assumptions)
x2 = 3307. Fixed charge p/MPAN/day (total) (in Summary of charges before revenue matching)
x3 = 2305. MPANs (in Equivalent volume for each end user)
x4 = 3307. Capacity charge p/kVA/day (total) (in Summary of charges before revenue matching)
x5 = 2305. Import capacity (kVA) (in Equivalent volume for each end user)
x6 = 3307. Unit rate 1 p/kWh (total) (in Summary of charges before revenue matching)
x7 = 2305. Rate 1 units (MWh) (in Equivalent volume for each end user)
x8 = 3307. Unit rate 2 p/kWh (total) (in Summary of charges before revenue matching)
x9 = 2305. Rate 2 units (MWh) (in Equivalent volume for each end user)
x10 = 3307. Unit rate 3 p/kWh (total) (in Summary of charges before revenue matching)
x11 = 2305. Rate 3 units (MWh) (in Equivalent volume for each end user)
x12 = 3307. Reactive power charge p/kVArh (in Summary of charges before revenue matching)
x13 = 2305. Reactive power units (MVArh) (in Equivalent volume for each end user)
Calculation =0.01*x1*(x2*x3+x4*x5)+10*(x6*x7+x8*x9+x10*x11+x12*x13)
Net revenues
Domestic Unrestricted | 66848554.0471
Domestic Two Rate | 4472569.6442
Domestic Off Peak (related MPAN) | 7082.2066
Small Non Domestic Unrestricted | 12436379.9523
Small Non Domestic Two Rate | 3739163.0665
Small Non Domestic Off Peak (related MPAN) | 4702.5826
LV Medium Non-Domestic | 7034449.0047
LV Sub Medium Non-Domestic | 0
HV Medium Non-Domestic | 10600.0221
LV HH Metered | 18199732.2067
LV Sub HH Metered | 62719.9027
HV HH Metered | 19593760.0908
HV Sub HH Metered | 0
NHH UMS category A | 153072.8869
NHH UMS category B | 111874.5792
NHH UMS category C | 12339.2457
NHH UMS category D | 0
LV UMS (Pseudo HH Metered) | 2931425.5964
LV Generation NHH | -5523.6927
LV Sub Generation NHH | 0
LV Generation Intermittent | -8077.9056
LV Generation Non-Intermittent | -10870.2233
LV Sub Generation Intermittent | 0
LV Sub Generation Non-Intermittent | -4309.1068
HV Generation Intermittent | -108735.7817
HV Generation Non-Intermittent | -484041.1297
HV Sub Generation Intermittent | 0
HV Sub Generation Non-Intermittent | 0
3402. Target Revenue (£/year)
Data sources:
x1 = 1076. Target Revenue (£/year)
Calculation =x1
CDCM target revenue (£/year)
Target revenue (£/year) | 257457520.1407
3403. Revenue surplus or shortfall
Data sources:
x1 = 3401. Net revenues by tariff before matching (£)
x2 = 3402. Target Revenue (£/year)
x3 = Total net revenues before matching (£) (in Revenue surplus or shortfall)
Kind: | Cell summation | Calculation
Formula: | =SUM(x1) | =x2-x3-x4
| Total net revenues before matching (£) | Revenue shortfall (surplus) £
Revenue surplus or shortfall | 134996867.1948 | 122460652.9459

## Scaler
Revenue matching for WPD South Wales in 2013/14 (April 2013 Price Change)
This sheet modifies tariffs so that the total expected net revenues matches the target.
3501. Factor to scale to £1/kW at transmission exit level
Data sources:
x1 = 2901. Unit cost at each level, £/kW/year (relative to system simultaneous maximum load)
Calculation =IF(x1,1/x1,0)
Transmission exit
Factor to scale to £1/kW at transmission exit level | 0.17591
3502. Applicability factor for £1/kW scaler
Data sources:
x1 = 3501. Factor to scale to £1/kW at transmission exit level
x2 = Zero for other levels
Combine tables = x1 or x2
| GSPs | Assets 132kV | Assets 132kV/EHV | Assets EHV | Assets EHV/HV | Assets 132kV/HV | Assets HV | Assets HV/LV | Assets LV circuits | Assets LV customer | Assets HV customer | Transmission exit | Operating 132kV | Operating 132kV/EHV | Operating EHV | Operating EHV/HV | Operating 132kV/HV | Operating HV | Operating HV/LV | Operating LV circuits | Operating LV customer | Operating HV customer
Applicability factor for £1/kW scaler | 0 | 0 | 0 | 0 | 0 | 0 | 0 | 0 | 0 | 0 | 0 | 0.17591 | 0 | 0 | 0 | 0 | 0 | 0 | 0 | 0 | 0 | 0
3503. Scalable elements of tariff components
Data sources:
x1 = 3301. Unit rate 1 p/kWh (elements)
x2 = 3502. Applicability factor for £1/kW scaler
x3 = 3302. Unit rate 2 p/kWh (elements)
x4 = 3303. Unit rate 3 p/kWh (elements)
x5 = 3304. Fixed charge p/MPAN/day (elements)
x6 = 3305. Capacity charge p/kVA/day (elements)
x7 = 3306. Reactive power charge p/kVArh (elements)
Kind: | Sum-product calculation | Sum-product calculation | Sum-product calculation | Sum-product calculation | Sum-product calculation | Sum-product calculation
Formula: | =SUMPRODUCT(x1, x2) | =SUMPRODUCT(x3, x2) | =SUMPRODUCT(x4, x2) | =SUMPRODUCT(x5, x2) | =SUMPRODUCT(x6, x2) | =SUMPRODUCT(x7, x2)
| Unit rate 1 p/kWh scalable part | Unit rate 2 p/kWh scalable part | Unit rate 3 p/kWh scalable part | Fixed charge p/MPAN/day scalable part | Capacity charge p/kVA/day scalable part | Reactive power charge p/kVArh scalable part
Domestic Unrestricted | 0.025305 | 0 | 0 | 0 | 0 | 0
Domestic Two Rate | 0.028537 | 0.0012747 | 0 | 0 | 0 | 0
Domestic Off Peak (related MPAN) | 0.0016406 | 0 | 0 | 0 | 0 | 0
Small Non Domestic Unrestricted | 0.020662 | 0 | 0 | 0 | 0 | 0
Small Non Domestic Two Rate | 0.026069 | 0.0015574 | 0 | 0 | 0 | 0
Small Non Domestic Off Peak (related MPAN) | 0.0018779 | 0 | 0 | 0 | 0 | 0
LV Medium Non-Domestic | 0.024905 | 0.00087875 | 0 | 0 | 0 | 0
LV Sub Medium Non-Domestic | 0.016629 | 0.00058675 | 0 | 0 | 0 | 0
HV Medium Non-Domestic | 0.02283 | 0.00090408 | 0 | 0 | 0 | 0
LV HH Metered | 0.1391 | 0.010205 | 0.0007015 | 0 | 0 | 0.0043891
LV Sub HH Metered | 0.11609 | 0.0085176 | 0.00058548 | 0 | 0 | 0.0042962
HV HH Metered | 0.12511 | 0.0091791 | 0.00063095 | 0 | 0 | 0.0036875
HV Sub HH Metered | 0.10863 | 0.00797 | 0.00054784 | 0 | 0 | 0.0034459
NHH UMS category A | 0.012994 | 0 | 0 | 0 | 0 | 0
NHH UMS category B | 0.015173 | 0 | 0 | 0 | 0 | 0
NHH UMS category C | 0.028749 | 0 | 0 | 0 | 0 | 0
NHH UMS category D | 0.011504 | 0 | 0 | 0 | 0 | 0
LV UMS (Pseudo HH Metered) | 0.28418 | 0.013456 | 0.00060186 | 0 | 0 | 0
LV Generation NHH | -0.012397 | 0 | 0 | 0 | 0 | 0
LV Sub Generation NHH | -0.012135 | 0 | 0 | 0 | 0 | 0
LV Generation Intermittent | -0.012397 | 0 | 0 | 0 | 0 | 0.0032376
LV Generation Non-Intermittent | -0.11431 | -0.008387 | -0.0005765 | 0 | 0 | 0.0032376
LV Sub Generation Intermittent | -0.012135 | 0 | 0 | 0 | 0 | 0.003169
LV Sub Generation Non-Intermittent | -0.11189 | -0.0082094 | -0.00056429 | 0 | 0 | 0.003169
HV Generation Intermittent | -0.011952 | 0 | 0 | 0 | 0 | 0.0031213
HV Generation Non-Intermittent | -0.11021 | -0.0080858 | -0.0005558 | 0 | 0 | 0.0031213
HV Sub Generation Intermittent | -0.011781 | 0 | 0 | 0 | 0 | 0.0030766
HV Sub Generation Non-Intermittent | -0.10863 | -0.00797 | -0.00054784 | 0 | 0 | 0.0030766
3504. Marginal revenue effect of scaler
Data sources:
x1 = 2302. Load coefficient
x2 = 3503. Unit rate 1 p/kWh scalable part (in Scalable elements of tariff components)
x3 = 2305. Rate 1 units (MWh) (in Equivalent volume for each end user)
x4 = 3503. Unit rate 2 p/kWh scalable part (in Scalable elements of tariff components)
x5 = 2305. Rate 2 units (MWh) (in Equivalent volume for each end user)
x6 = 3503. Unit rate 3 p/kWh scalable part (in Scalable elements of tariff components)
x7 = 2305. Rate 3 units (MWh) (in Equivalent volume for each end user)
x8 = 3503. Fixed charge p/MPAN/day scalable part (in Scalable elements of tariff components)
x9 = 1010. Days in the charging year (in Financial and general assumptions)
x10 = 2305. MPANs (in Equivalent volume for each end user)
x11 = 3503. Capacity charge p/kVA/day scalable part (in Scalable elements of tariff components)
x12 = 2305. Import capacity (kVA) (in Equivalent volume for each end user)
x13 = 3503. Reactive power charge p/kVArh scalable part (in Scalable elements of tariff components)
x14 = 2305. Reactive power units (MVArh) (in Equivalent volume for each end user)
Kind: | Calculation | Calculation | Calculation | Calculation | Calculation | Calculation
Formula: | =IF(x1<0,0,x2*x3*10) | =IF(x1<0,0,x4*x5*10) | =IF(x1<0,0,x6*x7*10) | =x8*x9*x10/100 | =x11*x9*x12/100 | =IF(x1<0,0,x13*x14*10)
| Effect through Unit rate 1 p/kWh | Effect through Unit rate 2 p/kWh | Effect through Unit rate 3 p/kWh | Effect through Fixed charge p/MPAN/day | Effect through Capacity charge p/kVA/day | Effect through Reactive power charge p/kVArh
Domestic Unrestricted | 829803.9191 | 0 | 0 | 0 | 0 | 0
Domestic Two Rate | 52897.7135 | 2414.9653 | 0 | 0 | 0 | 0
Domestic Off Peak (related MPAN) | 67.6028 | 0 | 0 | 0 | 0 | 0
Small Non Domestic Unrestricted | 171556.4376 | 0 | 0 | 0 | 0 | 0
Small Non Domestic Two Rate | 51580.4187 | 1472.3192 | 0 | 0 | 0 | 0
Small Non Domestic Off Peak (related MPAN) | 47.1315 | 0 | 0 | 0 | 0 | 0
LV Medium Non-Domestic | 97439.4198 | 938.4427 | 0 | 0 | 0 | 0
LV Sub Medium Non-Domestic | 0 | 0 | 0 | 0 | 0 | 0
HV Medium Non-Domestic | 128.8762 | 1.4088 | 0 | 0 | 0 | 0
LV HH Metered | 145709.5573 | 67922.717 | 3451.1573 | 0 | 0 | 4765.4576
LV Sub HH Metered | 470.276 | 185.1483 | 9.27 | 0 | 0 | 4.3391
HV HH Metered | 207602.1307 | 93221.3176 | 6051.7409 | 0 | 0 | 6394.4773
HV Sub HH Metered | 0 | 0 | 0 | 0 | 0 | 0
NHH UMS category A | 1146.1609 | 0 | 0 | 0 | 0 | 0
NHH UMS category B | 852.0828 | 0 | 0 | 0 | 0 | 0
NHH UMS category C | 118.7011 | 0 | 0 | 0 | 0 | 0
NHH UMS category D | 0 | 0 | 0 | 0 | 0 | 0
LV UMS (Pseudo HH Metered) | 17339.6831 | 4674.8436 | 635.9415 | 0 | 0 | 0
LV Generation NHH | 0 | 0 | 0 | 0 | 0 | 0
LV Sub Generation NHH | 0 | 0 | 0 | 0 | 0 | 0
LV Generation Intermittent | 0 | 0 | 0 | 0 | 0 | 0
LV Generation Non-Intermittent | 0 | 0 | 0 | 0 | 0 | 0
LV Sub Generation Intermittent | 0 | 0 | 0 | 0 | 0 | 0
LV Sub Generation Non-Intermittent | 0 | 0 | 0 | 0 | 0 | 0
HV Generation Intermittent | 0 | 0 | 0 | 0 | 0 | 0
HV Generation Non-Intermittent | 0 | 0 | 0 | 0 | 0 | 0
HV Sub Generation Intermittent | 0 | 0 | 0 | 0 | 0 | 0
HV Sub Generation Non-Intermittent | 0 | 0 | 0 | 0 | 0 | 0
3505. Scaler value at which the minimum is breached
Data sources:
x1 = 3503. Unit rate 1 p/kWh scalable part (in Scalable elements of tariff components)
x2 = 3307. Unit rate 1 p/kWh (total) (in Summary of charges before revenue matching)
x3 = 3503. Unit rate 2 p/kWh scalable part (in Scalable elements of tariff components)
x4 = 3307. Unit rate 2 p/kWh (total) (in Summary of charges before revenue matching)
x5 = 3503. Unit rate 3 p/kWh scalable part (in Scalable elements of tariff components)
x6 = 3307. Unit rate 3 p/kWh (total) (in Summary of charges before revenue matching)
x7 = 3503. Fixed charge p/MPAN/day scalable part (in Scalable elements of tariff components)
x8 = 3307. Fixed charge p/MPAN/day (total) (in Summary of charges before revenue matching)
x9 = 3503. Capacity charge p/kVA/day scalable part (in Scalable elements of tariff components)
x10 = 3307. Capacity charge p/kVA/day (total) (in Summary of charges before revenue matching)
x11 = 3503. Reactive power charge p/kVArh scalable part (in Scalable elements of tariff components)
x12 = 3307. Reactive power charge p/kVArh (in Summary of charges before revenue matching)
Kind: | Calculation | Calculation | Calculation | Calculation | Calculation | Calculation
Formula: | =IF(x1,0-x2/x1,0) | =IF(x3,0-x4/x3,0) | =IF(x5,0-x6/x5,0) | =IF(x7,0-x8/x7,0) | =IF(x9,0-x10/x9,0) | =IF(x11,0-x12/x11,0)
| Scaler threshold for Unit rate 1 p/kWh | Scaler threshold for Unit rate 2 p/kWh | Scaler threshold for Unit rate 3 p/kWh | Scaler threshold for Fixed charge p/MPAN/day | Scaler threshold for Capacity charge p/kVA/day | Scaler threshold for Reactive power charge p/kVArh
Domestic Unrestricted | -63.3703 |  |  | 0
Domestic Two Rate | -60.8349 | -139.9157 |  | 0
Domestic Off Peak (related MPAN) | -104.762
Small Non Domestic Unrestricted | -63.3703 |  |  | 0
Small Non Domestic Two Rate | -62.2381 | -129.8548 |  | 0
Small Non Domestic Off Peak (related MPAN) | -99.7757
LV Medium Non-Domestic | -62.1748 | -173.2954 |  | 0
LV Sub Medium Non-Domestic | -58.1808 | -165.3858 |  | 0
HV Medium Non-Domestic | -34.2879 | -103.1848 |  | 0
LV HH Metered | -49.0927 | -64.6762 | -163.3468 | 0 | 0 | -56.2522
LV Sub HH Metered | -38.0231 | -50.1471 | -138.549 | 0 | 0 | -43.8621
HV HH Metered | -30.4379 | -39.9801 | -115.2335 | 0 | 0 | -35.1646
HV Sub HH Metered | -27.9836 | -36.9201 | -114.5639 | 0 | 0 | -32.5758
NHH UMS category A | -133.5527
NHH UMS category B | -131.2954
NHH UMS category C | -103.9522
NHH UMS category D | -134.2785
LV UMS (Pseudo HH Metered) | -80.8345 | -120.0107 | -1523.3319
LV Generation NHH | -63.3703 |  |  | 0
LV Sub Generation NHH | -59.3498 |  |  | 0
LV Generation Intermittent | -63.3703 |  |  | 0 |  | -79.5587
LV Generation Non-Intermittent | -55.452 | -73.023 | -177.5928 | 0 |  | -79.5587
LV Sub Generation Intermittent | -59.3498 |  |  | 0 |  | -70.9362
LV Sub Generation Non-Intermittent | -51.8601 | -68.3085 | -169.5462 | 0 |  | -70.9362
HV Generation Intermittent | -40.6785 |  |  | 0 |  | -58.7408
HV Generation Non-Intermittent | -35.2255 | -46.422 | -130.6912 | 0 |  | -58.7408
HV Sub Generation Intermittent | -41.1333 |  |  | 0 |  | -46.9697
HV Sub Generation Non-Intermittent | -35.629 | -46.9548 | -131.6909 | 0 |  | -46.9697
3506. Constraint-free solution
Data sources:
Special calculation Special calculation
Constraint-free solution
Constraint-free solution | 69.2297
3507. Starting point
Data sources:
Special calculation Special calculation
Starting point
Starting point | -1523.3319
3508. Solve for General scaler rate
Data sources:
x1 = 3507. Starting point
x2 = 3505. Scaler threshold for Unit rate 1 p/kWh (in Scaler value at which the minimum is breached)
x3 = 3504. Effect through Unit rate 1 p/kWh (in Marginal revenue effect of scaler)
x4 = Location (in Solve for General scaler rate)
x5 = Kink (in Solve for General scaler rate)
x6 = Ranking before tie break (in Solve for General scaler rate)
x7 = Counter (in Solve for General scaler rate)
x8 = Tie breaker (in Solve for General scaler rate)
x9 = Ranking (in Solve for General scaler rate)
x10 = Kink reordering (in Solve for General scaler rate)
x11 = Starting slopes (in Solve for General scaler rate)
x12 = New slope (in Solve for General scaler rate)
x13 = Location (ordered) (in Solve for General scaler rate)
x14 = Starting values (in Solve for General scaler rate)
x15 = 3403. Revenue shortfall (surplus) £ (in Revenue surplus or shortfall)
x16 = 3506. Constraint-free solution
x17 = Value (in Solve for General scaler rate)
Kind: | Special calculation | Special calculation | Special calculation | Special calculation | Special calculation | Fixed data | Calculation | Special calculation | Special calculation | Special calculation | Special calculation | Special calculation | Special calculation
Formula: | Special calculation | Special calculation | Special calculation | Special calculation | Special calculation |  | =x6*168+x7 | Special calculation | Special calculation | Special calculation | Special calculation | Special calculation | Special calculation
| Location | Kink | Starting slopes | Starting values | Ranking before tie break | Counter | Tie breaker | Ranking | Kink reordering | Location (ordered) | New slope | Value | Root
Starting point | -1523.3319 |  |  |  |  | 0 | 0 |  |  | -1523.3319 | 0 | -225695339.6116 | 69.2297
Kink 1 | -63.3703 | 829803.9191 | 0 | -52584886.6229 | 30 | 1 | 5041 | 30 | 74 | -1523.3319 | 635.9415 | -225695339.6116
Kink 2 | -60.8349 | 52897.7135 | 0 | -3218024.8258 | 36 | 2 | 6050 | 36 | 78 | -177.5928 | 635.9415 | -224839528.212
Kink 3 | -104.762 | 67.6028 | 0 | -7082.2066 | 18 | 3 | 3027 | 18 | 35 | -173.2954 | 1574.3842 | -224836795.3223
Kink 4 | -63.3703 | 171556.4376 | 0 | -10871575.3382 | 30 | 4 | 5044 | 31 | 80 | -169.5462 | 1574.3842 | -224830892.6567
Kink 5 | -62.2381 | 51580.4187 | 0 | -3210268.4009 | 34 | 5 | 5717 | 34 | 36 | -165.3858 | 1574.3842 | -224824342.4987
Kink 6 | -99.7757 | 47.1315 | 0 | -4702.5826 | 21 | 6 | 3534 | 21 | 66 | -163.3468 | 5025.5415 | -224821132.3551
Kink 7 | -62.1748 | 97439.4198 | 0 | -6058274.9011 | 35 | 7 | 5887 | 35 | 30 | -139.9157 | 7440.5068 | -224703378.5597
Kink 8 | -58.1808 | 0 | 0 | 0 | 41 | 8 | 6896 | 41 | 67 | -138.549 | 7449.7768 | -224693209.6416
Kink 9 | -34.2879 | 128.8762 | 0 | -4418.8967 | 60 | 9 | 10089 | 60 | 17 | -134.2785 | 7449.7768 | -224661395.3246
Kink 10 | -49.0927 | 145709.5573 | 0 | -7153271.7839 | 46 | 10 | 7738 | 46 | 14 | -133.5527 | 8595.9377 | -224655988.1772
Kink 11 | -38.0231 | 470.276 | 0 | -17881.3626 | 55 | 11 | 9251 | 55 | 84 | -131.6909 | 8595.9377 | -224639984.0394
Kink 12 | -30.4379 | 207602.1307 | 0 | -6318966.1945 | 62 | 12 | 10428 | 62 | 15 | -131.2954 | 9448.0205 | -224636584.8584
Kink 13 | -27.9836 | 0 | 0 | 0 | 63 | 13 | 10597 | 63 | 82 | -130.6912 | 9448.0205 | -224630875.8011
Kink 14 | -133.5527 | 1146.1609 | 0 | -153072.8869 | 10 | 14 | 1694 | 10 | 33 | -129.8548 | 10920.3397 | -224622973.7216
Kink 15 | -131.2954 | 852.0828 | 0 | -111874.5792 | 12 | 15 | 2031 | 12 | 46 | -120.0107 | 15595.1833 | -224515472.9175
Kink 16 | -103.9522 | 118.7011 | 0 | -12339.2457 | 19 | 16 | 3208 | 19 | 68 | -115.2335 | 21646.9243 | -224440971.7295
Kink 17 | -134.2785 | 0 | 0 | 0 | 9 | 17 | 1529 | 9 | 69 | -114.5639 | 21646.9243 | -224426477.156
Kink 18 | -80.8345 | 17339.6831 | 0 | -1401644.2649 | 22 | 18 | 3714 | 22 | 3 | -104.762 | 21714.5271 | -224214296.1084
Kink 19 | -63.3703 | 0 | 0 | 0 | 32 | 19 | 5395 | 32 | 16 | -103.9522 | 21833.2282 | -224196711.3463
Kink 20 | -59.3498 | 0 | 0 | 0 | 37 | 20 | 6236 | 37 | 37 | -103.1848 | 21834.637 | -224179957.2841
Kink 21 | -63.3703 | 0 | 0 | 0 | 32 | 21 | 5397 | 33 | 6 | -99.7757 | 21881.7685 | -224105520.6516
Kink 22 | -55.452 | 0 | 0 | 0 | 43 | 22 | 7246 | 43 | 18 | -80.8345 | 39221.4516 | -223691052.5005
Kink 23 | -59.3498 | 0 | 0 | 0 | 37 | 23 | 6239 | 38 | 161 | -79.5587 | 39221.4516 | -223641016.0495
Kink 24 | -51.8601 | 0 | 0 | 0 | 44 | 24 | 7416 | 44 | 162 | -79.5587 | 39221.4516 | -223641016.0495
Kink 25 | -40.6785 | 0 | 0 | 0 | 53 | 25 | 8929 | 53 | 50 | -73.023 | 39221.4516 | -223384674.4235
Kink 26 | -35.2255 | 0 | 0 | 0 | 58 | 26 | 9770 | 58 | 163 | -70.9362 | 39221.4516 | -223302827.6828
Kink 27 | -41.1333 | 0 | 0 | 0 | 52 | 27 | 8763 | 52 | 164 | -70.9362 | 39221.4516 | -223302827.6828
Kink 28 | -35.629 | 0 | 0 | 0 | 57 | 28 | 9604 | 57 | 52 | -68.3085 | 39221.4516 | -223199764.2278
Kink 29 | 0 | 0 | 0 | 0 | 64 | 29 | 10781 | 64 | 38 | -64.6762 | 107144.1686 | -223057301.2671
Kink 30 | -139.9157 | 2414.9653 | 0 | -337891.5898 | 7 | 30 | 1206 | 7 | 1 | -63.3703 | 936948.0877 | -222917377.0811
Kink 31 | 0 | 0 | 0 | 0 | 64 | 31 | 10783 | 65 | 4 | -63.3703 | 1108504.5253 | -222917377.0811
Kink 32 | 0 | 0 | 0 | 0 | 64 | 32 | 10784 | 66 | 19 | -63.3703 | 1108504.5253 | -222917377.0811
Kink 33 | -129.8548 | 1472.3192 | 0 | -191187.7156 | 14 | 33 | 2385 | 14 | 21 | -63.3703 | 1108504.5253 | -222917377.0811
Kink 34 | 0 | 0 | 0 | 0 | 64 | 34 | 10786 | 67 | 5 | -62.2381 | 1160084.944 | -221662401.8405
Kink 35 | -173.2954 | 938.4427 | 0 | -162627.8083 | 3 | 35 | 539 | 3 | 7 | -62.1748 | 1257524.3638 | -221588924.4225
Kink 36 | -165.3858 | 0 | 0 | 0 | 5 | 36 | 876 | 5 | 2 | -60.8349 | 1310422.0773 | -219903932.9682
Kink 37 | -103.1848 | 1.4088 | 0 | -145.3633 | 20 | 37 | 3397 | 20 | 20 | -59.3498 | 1310422.0773 | -217957867.1656
Kink 38 | -64.6762 | 67922.717 | 0 | -4392983.151 | 29 | 38 | 4910 | 29 | 23 | -59.3498 | 1310422.0773 | -217957867.1656
Kink 39 | -50.1471 | 185.1483 | 0 | -9284.6516 | 45 | 39 | 7599 | 45 | 165 | -58.7408 | 1310422.0773 | -217159883.1605
Kink 40 | -39.9801 | 93221.3176 | 0 | -3727000.7828 | 54 | 40 | 9112 | 54 | 166 | -58.7408 | 1310422.0773 | -217159883.1605
Kink 41 | -36.9201 | 0 | 0 | 0 | 56 | 41 | 9449 | 56 | 8 | -58.1808 | 1310422.0773 | -216425943.0961
Kink 42 | 0 | 0 | 0 | 0 | 64 | 42 | 10794 | 68 | 150 | -56.2522 | 1315187.5349 | -213898775.9561
Kink 43 | 0 | 0 | 0 | 0 | 64 | 43 | 10795 | 69 | 22 | -55.452 | 1315187.5349 | -212846306.3321
Kink 44 | 0 | 0 | 0 | 0 | 64 | 44 | 10796 | 70 | 24 | -51.8601 | 1315187.5349 | -208122232.9732
Kink 45 | 0 | 0 | 0 | 0 | 64 | 45 | 10797 | 71 | 39 | -50.1471 | 1315372.6832 | -205869383.7546
Kink 46 | -120.0107 | 4674.8436 | 0 | -561031.2912 | 15 | 46 | 2566 | 15 | 10 | -49.0927 | 1461082.2405 | -204482403.517
Kink 47 | 0 | 0 | 0 | 0 | 64 | 47 | 10799 | 72 | 167 | -46.9697 | 1461082.2405 | -201380631.3323
Kink 48 | 0 | 0 | 0 | 0 | 64 | 48 | 10800 | 73 | 168 | -46.9697 | 1461082.2405 | -201380631.3323
Kink 49 | 0 | 0 | 0 | 0 | 64 | 49 | 10801 | 74 | 56 | -46.9548 | 1461082.2405 | -201358814.1986
Kink 50 | -73.023 | 0 | 0 | 0 | 25 | 50 | 4250 | 25 | 54 | -46.422 | 1461082.2405 | -200580388.4693
Kink 51 | 0 | 0 | 0 | 0 | 64 | 51 | 10803 | 75 | 151 | -43.8621 | 1461086.5796 | -196840052.7727
Kink 52 | -68.3085 | 0 | 0 | 0 | 28 | 52 | 4756 | 28 | 27 | -41.1333 | 1461086.5796 | -192853057.968
Kink 53 | 0 | 0 | 0 | 0 | 64 | 53 | 10805 | 76 | 25 | -40.6785 | 1461086.5796 | -192188622.8889
Kink 54 | -46.422 | 0 | 0 | 0 | 50 | 54 | 8454 | 50 | 40 | -39.9801 | 1554307.8973 | -191168216.5995
Kink 55 | 0 | 0 | 0 | 0 | 64 | 55 | 10807 | 77 | 11 | -38.0231 | 1554778.1733 | -188126416.9617
Kink 56 | -46.9548 | 0 | 0 | 0 | 49 | 56 | 8288 | 49 | 41 | -36.9201 | 1554778.1733 | -186411436.392
Kink 57 | 0 | 0 | 0 | 0 | 64 | 57 | 10809 | 78 | 28 | -35.629 | 1554778.1733 | -184404043.4434
Kink 58 | 0 | 0 | 0 | 0 | 64 | 58 | 10810 | 79 | 26 | -35.2255 | 1554778.1733 | -183776727.6138
Kink 59 | 0 | 0 | 0 | 0 | 64 | 59 | 10811 | 80 | 152 | -35.1646 | 1561172.6506 | -183681991.0438
Kink 60 | 0 | 0 | 0 | 0 | 64 | 60 | 10812 | 81 | 9 | -34.2879 | 1561301.5269 | -182313379.5077
Kink 61 | 0 | 0 | 0 | 0 | 64 | 61 | 10813 | 82 | 153 | -32.5758 | 1561301.5269 | -179640286.9669
Kink 62 | 0 | 0 | 0 | 0 | 64 | 62 | 10814 | 83 | 12 | -30.4379 | 1768903.6576 | -176302308.499
Kink 63 | 0 | 0 | 0 | 0 | 64 | 63 | 10815 | 84 | 13 | -27.9836 | 1768903.6576 | -171960979.0641
Kink 64 | 0 | 0 | 0 | 0 | 64 | 64 | 10816 | 85 | 29 | 0 | 1768903.6576 | -122460652.9459
Kink 65 | 0 | 0 | 0 | 0 | 64 | 65 | 10817 | 86 | 31 | 0 | 1768903.6576 | -122460652.9459
Kink 66 | -163.3468 | 3451.1573 | 0 | -563735.4347 | 6 | 66 | 1074 | 6 | 32 | 0 | 1768903.6576 | -122460652.9459
Kink 67 | -138.549 | 9.27 | 0 | -1284.3516 | 8 | 67 | 1411 | 8 | 34 | 0 | 1768903.6576 | -122460652.9459
Kink 68 | -115.2335 | 6051.7409 | 0 | -697363.39 | 16 | 68 | 2756 | 16 | 42 | 0 | 1768903.6576 | -122460652.9459
Kink 69 | -114.5639 | 0 | 0 | 0 | 17 | 69 | 2925 | 17 | 43 | 0 | 1768903.6576 | -122460652.9459
Kink 70 | 0 | 0 | 0 | 0 | 64 | 70 | 10822 | 87 | 44 | 0 | 1768903.6576 | -122460652.9459
Kink 71 | 0 | 0 | 0 | 0 | 64 | 71 | 10823 | 88 | 45 | 0 | 1768903.6576 | -122460652.9459
Kink 72 | 0 | 0 | 0 | 0 | 64 | 72 | 10824 | 89 | 47 | 0 | 1768903.6576 | -122460652.9459
Kink 73 | 0 | 0 | 0 | 0 | 64 | 73 | 10825 | 90 | 48 | 0 | 1768903.6576 | -122460652.9459
Kink 74 | -1523.3319 | 635.9415 | 0 | -968750.0402 | 1 | 74 | 242 | 1 | 49 | 0 | 1768903.6576 | -122460652.9459
Kink 75 | 0 | 0 | 0 | 0 | 64 | 75 | 10827 | 91 | 51 | 0 | 1768903.6576 | -122460652.9459
Kink 76 | 0 | 0 | 0 | 0 | 64 | 76 | 10828 | 92 | 53 | 0 | 1768903.6576 | -122460652.9459
Kink 77 | 0 | 0 | 0 | 0 | 64 | 77 | 10829 | 93 | 55 | 0 | 1768903.6576 | -122460652.9459
Kink 78 | -177.5928 | 0 | 0 | 0 | 2 | 78 | 414 | 2 | 57 | 0 | 1768903.6576 | -122460652.9459
Kink 79 | 0 | 0 | 0 | 0 | 64 | 79 | 10831 | 94 | 58 | 0 | 1768903.6576 | -122460652.9459
Kink 80 | -169.5462 | 0 | 0 | 0 | 4 | 80 | 752 | 4 | 59 | 0 | 1768903.6576 | -122460652.9459
Kink 81 | 0 | 0 | 0 | 0 | 64 | 81 | 10833 | 95 | 60 | 0 | 1768903.6576 | -122460652.9459
Kink 82 | -130.6912 | 0 | 0 | 0 | 13 | 82 | 2266 | 13 | 61 | 0 | 1768903.6576 | -122460652.9459
Kink 83 | 0 | 0 | 0 | 0 | 64 | 83 | 10835 | 96 | 62 | 0 | 1768903.6576 | -122460652.9459
Kink 84 | -131.6909 | 0 | 0 | 0 | 11 | 84 | 1932 | 11 | 63 | 0 | 1768903.6576 | -122460652.9459
Kink 85 | 0 | 0 | 0 | 0 | 64 | 85 | 10837 | 97 | 64 | 0 | 1768903.6576 | -122460652.9459
Kink 86 | 0 | 0 | 0 | 0 | 64 | 86 | 10838 | 98 | 65 | 0 | 1768903.6576 | -122460652.9459
Kink 87 | 0 | 0 | 0 | 0 | 64 | 87 | 10839 | 99 | 70 | 0 | 1768903.6576 | -122460652.9459
Kink 88 | 0 | 0 | 0 | 0 | 64 | 88 | 10840 | 100 | 71 | 0 | 1768903.6576 | -122460652.9459
Kink 89 | 0 | 0 | 0 | 0 | 64 | 89 | 10841 | 101 | 72 | 0 | 1768903.6576 | -122460652.9459
Kink 90 | 0 | 0 | 0 | 0 | 64 | 90 | 10842 | 102 | 73 | 0 | 1768903.6576 | -122460652.9459
Kink 91 | 0 | 0 | 0 | 0 | 64 | 91 | 10843 | 103 | 75 | 0 | 1768903.6576 | -122460652.9459
Kink 92 | 0 | 0 | 0 | 0 | 64 | 92 | 10844 | 104 | 76 | 0 | 1768903.6576 | -122460652.9459
Kink 93 | 0 | 0 | 0 | 0 | 64 | 93 | 10845 | 105 | 77 | 0 | 1768903.6576 | -122460652.9459
Kink 94 | 0 | 0 | 0 | 0 | 64 | 94 | 10846 | 106 | 79 | 0 | 1768903.6576 | -122460652.9459
Kink 95 | 0 | 0 | 0 | 0 | 64 | 95 | 10847 | 107 | 81 | 0 | 1768903.6576 | -122460652.9459
Kink 96 | 0 | 0 | 0 | 0 | 64 | 96 | 10848 | 108 | 83 | 0 | 1768903.6576 | -122460652.9459
Kink 97 | 0 | 0 | 0 | 0 | 64 | 97 | 10849 | 109 | 85 | 0 | 1768903.6576 | -122460652.9459
Kink 98 | 0 | 0 | 0 | 0 | 64 | 98 | 10850 | 110 | 86 | 0 | 1768903.6576 | -122460652.9459
Kink 99 | 0 | 0 | 0 | 0 | 64 | 99 | 10851 | 111 | 87 | 0 | 1768903.6576 | -122460652.9459
Kink 100 | 0 | 0 | 0 | 0 | 64 | 100 | 10852 | 112 | 88 | 0 | 1768903.6576 | -122460652.9459
Kink 101 | 0 | 0 | 0 | 0 | 64 | 101 | 10853 | 113 | 89 | 0 | 1768903.6576 | -122460652.9459
Kink 102 | 0 | 0 | 0 | 0 | 64 | 102 | 10854 | 114 | 90 | 0 | 1768903.6576 | -122460652.9459
Kink 103 | 0 | 0 | 0 | 0 | 64 | 103 | 10855 | 115 | 91 | 0 | 1768903.6576 | -122460652.9459
Kink 104 | 0 | 0 | 0 | 0 | 64 | 104 | 10856 | 116 | 92 | 0 | 1768903.6576 | -122460652.9459
Kink 105 | 0 | 0 | 0 | 0 | 64 | 105 | 10857 | 117 | 93 | 0 | 1768903.6576 | -122460652.9459
Kink 106 | 0 | 0 | 0 | 0 | 64 | 106 | 10858 | 118 | 94 | 0 | 1768903.6576 | -122460652.9459
Kink 107 | 0 | 0 | 0 | 0 | 64 | 107 | 10859 | 119 | 95 | 0 | 1768903.6576 | -122460652.9459
Kink 108 | 0 | 0 | 0 | 0 | 64 | 108 | 10860 | 120 | 96 | 0 | 1768903.6576 | -122460652.9459
Kink 109 | 0 | 0 | 0 | 0 | 64 | 109 | 10861 | 121 | 97 | 0 | 1768903.6576 | -122460652.9459
Kink 110 | 0 | 0 | 0 | 0 | 64 | 110 | 10862 | 122 | 98 | 0 | 1768903.6576 | -122460652.9459
Kink 111 | 0 | 0 | 0 | 0 | 64 | 111 | 10863 | 123 | 99 | 0 | 1768903.6576 | -122460652.9459
Kink 112 | 0 | 0 | 0 | 0 | 64 | 112 | 10864 | 124 | 100 | 0 | 1768903.6576 | -122460652.9459
Kink 113 | 0 | 0 | 0 | 0 | 64 | 113 | 10865 | 125 | 101 | 0 | 1768903.6576 | -122460652.9459
Kink 114 | 0 | 0 | 0 | 0 | 64 | 114 | 10866 | 126 | 102 | 0 | 1768903.6576 | -122460652.9459
Kink 115 | 0 | 0 | 0 | 0 | 64 | 115 | 10867 | 127 | 103 | 0 | 1768903.6576 | -122460652.9459
Kink 116 | 0 | 0 | 0 | 0 | 64 | 116 | 10868 | 128 | 104 | 0 | 1768903.6576 | -122460652.9459
Kink 117 | 0 | 0 | 0 | 0 | 64 | 117 | 10869 | 129 | 105 | 0 | 1768903.6576 | -122460652.9459
Kink 118 | 0 | 0 | 0 | 0 | 64 | 118 | 10870 | 130 | 106 | 0 | 1768903.6576 | -122460652.9459
Kink 119 | 0 | 0 | 0 | 0 | 64 | 119 | 10871 | 131 | 107 | 0 | 1768903.6576 | -122460652.9459
Kink 120 | 0 | 0 | 0 | 0 | 64 | 120 | 10872 | 132 | 108 | 0 | 1768903.6576 | -122460652.9459
Kink 121 | 0 | 0 | 0 | 0 | 64 | 121 | 10873 | 133 | 109 | 0 | 1768903.6576 | -122460652.9459
Kink 122 | 0 | 0 | 0 | 0 | 64 | 122 | 10874 | 134 | 110 | 0 | 1768903.6576 | -122460652.9459
Kink 123 | 0 | 0 | 0 | 0 | 64 | 123 | 10875 | 135 | 111 | 0 | 1768903.6576 | -122460652.9459
Kink 124 | 0 | 0 | 0 | 0 | 64 | 124 | 10876 | 136 | 112 | 0 | 1768903.6576 | -122460652.9459
Kink 125 | 0 | 0 | 0 | 0 | 64 | 125 | 10877 | 137 | 113 | 0 | 1768903.6576 | -122460652.9459
Kink 126 | 0 | 0 | 0 | 0 | 64 | 126 | 10878 | 138 | 114 | 0 | 1768903.6576 | -122460652.9459
Kink 127 | 0 | 0 | 0 | 0 | 64 | 127 | 10879 | 139 | 115 | 0 | 1768903.6576 | -122460652.9459
Kink 128 | 0 | 0 | 0 | 0 | 64 | 128 | 10880 | 140 | 116 | 0 | 1768903.6576 | -122460652.9459
Kink 129 | 0 | 0 | 0 | 0 | 64 | 129 | 10881 | 141 | 117 | 0 | 1768903.6576 | -122460652.9459
Kink 130 | 0 | 0 | 0 | 0 | 64 | 130 | 10882 | 142 | 118 | 0 | 1768903.6576 | -122460652.9459
Kink 131 | 0 | 0 | 0 | 0 | 64 | 131 | 10883 | 143 | 119 | 0 | 1768903.6576 | -122460652.9459
Kink 132 | 0 | 0 | 0 | 0 | 64 | 132 | 10884 | 144 | 120 | 0 | 1768903.6576 | -122460652.9459
Kink 133 | 0 | 0 | 0 | 0 | 64 | 133 | 10885 | 145 | 121 | 0 | 1768903.6576 | -122460652.9459
Kink 134 | 0 | 0 | 0 | 0 | 64 | 134 | 10886 | 146 | 122 | 0 | 1768903.6576 | -122460652.9459
Kink 135 | 0 | 0 | 0 | 0 | 64 | 135 | 10887 | 147 | 123 | 0 | 1768903.6576 | -122460652.9459
Kink 136 | 0 | 0 | 0 | 0 | 64 | 136 | 10888 | 148 | 124 | 0 | 1768903.6576 | -122460652.9459
Kink 137 | 0 | 0 | 0 | 0 | 64 | 137 | 10889 | 149 | 125 | 0 | 1768903.6576 | -122460652.9459
Kink 138 | 0 | 0 | 0 | 0 | 64 | 138 | 10890 | 150 | 126 | 0 | 1768903.6576 | -122460652.9459
Kink 139 | 0 | 0 | 0 | 0 | 64 | 139 | 10891 | 151 | 127 | 0 | 1768903.6576 | -122460652.9459
Kink 140 | 0 | 0 | 0 | 0 | 64 | 140 | 10892 | 152 | 128 | 0 | 1768903.6576 | -122460652.9459
Kink 141 | 0 | 0 | 0 | 0 | 64 | 141 | 10893 | 153 | 129 | 0 | 1768903.6576 | -122460652.9459
Kink 142 | 0 | 0 | 0 | 0 | 64 | 142 | 10894 | 154 | 130 | 0 | 1768903.6576 | -122460652.9459
Kink 143 | 0 | 0 | 0 | 0 | 64 | 143 | 10895 | 155 | 131 | 0 | 1768903.6576 | -122460652.9459
Kink 144 | 0 | 0 | 0 | 0 | 64 | 144 | 10896 | 156 | 132 | 0 | 1768903.6576 | -122460652.9459
Kink 145 | 0 | 0 | 0 | 0 | 64 | 145 | 10897 | 157 | 133 | 0 | 1768903.6576 | -122460652.9459
Kink 146 | 0 | 0 | 0 | 0 | 64 | 146 | 10898 | 158 | 134 | 0 | 1768903.6576 | -122460652.9459
Kink 147 | 0 | 0 | 0 | 0 | 64 | 147 | 10899 | 159 | 135 | 0 | 1768903.6576 | -122460652.9459
Kink 148 | 0 | 0 | 0 | 0 | 64 | 148 | 10900 | 160 | 136 | 0 | 1768903.6576 | -122460652.9459
Kink 149 | 0 | 0 | 0 | 0 | 64 | 149 | 10901 | 161 | 137 | 0 | 1768903.6576 | -122460652.9459
Kink 150 | -56.2522 | 4765.4576 | 0 | -268067.6839 | 42 | 150 | 7206 | 42 | 138 | 0 | 1768903.6576 | -122460652.9459
Kink 151 | -43.8621 | 4.3391 | 0 | -190.3236 | 51 | 151 | 8719 | 51 | 139 | 0 | 1768903.6576 | -122460652.9459
Kink 152 | -35.1646 | 6394.4773 | 0 | -224858.9955 | 59 | 152 | 10064 | 59 | 140 | 0 | 1768903.6576 | -122460652.9459
Kink 153 | -32.5758 | 0 | 0 | 0 | 61 | 153 | 10401 | 61 | 141 | 0 | 1768903.6576 | -122460652.9459
Kink 154 | 0 | 0 | 0 | 0 | 64 | 154 | 10906 | 162 | 142 | 0 | 1768903.6576 | -122460652.9459
Kink 155 | 0 | 0 | 0 | 0 | 64 | 155 | 10907 | 163 | 143 | 0 | 1768903.6576 | -122460652.9459
Kink 156 | 0 | 0 | 0 | 0 | 64 | 156 | 10908 | 164 | 144 | 0 | 1768903.6576 | -122460652.9459
Kink 157 | 0 | 0 | 0 | 0 | 64 | 157 | 10909 | 165 | 145 | 0 | 1768903.6576 | -122460652.9459
Kink 158 | 0 | 0 | 0 | 0 | 64 | 158 | 10910 | 166 | 146 | 0 | 1768903.6576 | -122460652.9459
Kink 159 | 0 | 0 | 0 | 0 | 64 | 159 | 10911 | 167 | 147 | 0 | 1768903.6576 | -122460652.9459
Kink 160 | 0 | 0 | 0 | 0 | 64 | 160 | 10912 | 168 | 148 | 0 | 1768903.6576 | -122460652.9459
Kink 161 | -79.5587 | 0 | 0 | 0 | 23 | 161 | 4025 | 23 | 149 | 0 | 1768903.6576 | -122460652.9459
Kink 162 | -79.5587 | 0 | 0 | 0 | 23 | 162 | 4026 | 24 | 154 | 0 | 1768903.6576 | -122460652.9459
Kink 163 | -70.9362 | 0 | 0 | 0 | 26 | 163 | 4531 | 26 | 155 | 0 | 1768903.6576 | -122460652.9459
Kink 164 | -70.9362 | 0 | 0 | 0 | 26 | 164 | 4532 | 27 | 156 | 0 | 1768903.6576 | -122460652.9459
Kink 165 | -58.7408 | 0 | 0 | 0 | 39 | 165 | 6717 | 39 | 157 | 0 | 1768903.6576 | -122460652.9459
Kink 166 | -58.7408 | 0 | 0 | 0 | 39 | 166 | 6718 | 40 | 158 | 0 | 1768903.6576 | -122460652.9459
Kink 167 | -46.9697 | 0 | 0 | 0 | 47 | 167 | 8063 | 47 | 159 | 0 | 1768903.6576 | -122460652.9459
Kink 168 | -46.9697 | 0 | 0 | 0 | 47 | 168 | 8064 | 48 | 160 | 0 | 1768903.6576 | -122460652.9459
3509. General scaler rate
Data sources:
x1 = 3508. Root (in Solve for General scaler rate)
Optimisation result =MIN(x1)
General scaler rate
General scaler rate | 69.2297
3510. Scaler
Data sources:
x1 = 2302. Load coefficient
x2 = 3503. Unit rate 1 p/kWh scalable part (in Scalable elements of tariff components)
x3 = 3509. General scaler rate
x4 = 3307. Unit rate 1 p/kWh (total) (in Summary of charges before revenue matching)
x5 = 3503. Unit rate 2 p/kWh scalable part (in Scalable elements of tariff components)
x6 = 3307. Unit rate 2 p/kWh (total) (in Summary of charges before revenue matching)
x7 = 3503. Unit rate 3 p/kWh scalable part (in Scalable elements of tariff components)
x8 = 3307. Unit rate 3 p/kWh (total) (in Summary of charges before revenue matching)
x9 = 3503. Fixed charge p/MPAN/day scalable part (in Scalable elements of tariff components)
x10 = 3307. Fixed charge p/MPAN/day (total) (in Summary of charges before revenue matching)
x11 = 3503. Capacity charge p/kVA/day scalable part (in Scalable elements of tariff components)
x12 = 3307. Capacity charge p/kVA/day (total) (in Summary of charges before revenue matching)
x13 = 3503. Reactive power charge p/kVArh scalable part (in Scalable elements of tariff components)
x14 = 3307. Reactive power charge p/kVArh (in Summary of charges before revenue matching)
x15 = 1010. Days in the charging year (in Financial and general assumptions)
x16 = Fixed charge p/MPAN/day scaler (in Scaler)
x17 = 2305. MPANs (in Equivalent volume for each end user)
x18 = Capacity charge p/kVA/day scaler (in Scaler)
x19 = 2305. Import capacity (kVA) (in Equivalent volume for each end user)
x20 = Unit rate 1 p/kWh scaler (in Scaler)
x21 = 2305. Rate 1 units (MWh) (in Equivalent volume for each end user)
x22 = Unit rate 2 p/kWh scaler (in Scaler)
x23 = 2305. Rate 2 units (MWh) (in Equivalent volume for each end user)
x24 = Unit rate 3 p/kWh scaler (in Scaler)
x25 = 2305. Rate 3 units (MWh) (in Equivalent volume for each end user)
x26 = Reactive power charge p/kVArh scaler (in Scaler)
x27 = 2305. Reactive power units (MVArh) (in Equivalent volume for each end user)
Kind: | Calculation | Calculation | Calculation | Calculation | Calculation | Calculation | Calculation
Formula: | =IF(x1<0,0,IF(x2*x3+x4>0,x2*x3,0-x4)) | =IF(x1<0,0,IF(x5*x3+x6>0,x5*x3,0-x6)) | =IF(x1<0,0,IF(x7*x3+x8>0,x7*x3,0-x8)) | =IF(x1<0,0,IF(x9*x3+x10>0,x9*x3,0-x10)) | =IF(x1<0,0,IF(x11*x3+x12>0,x11*x3,0-x12)) | =IF(x1<0,0,IF(x13*x3+x14>0,x13*x3,0-x14)) | =0.01*x15*(x16*x17+x18*x19)+10*(x20*x21+x22*x23+x24*x25+x26*x27)
| Unit rate 1 p/kWh scaler | Unit rate 2 p/kWh scaler | Unit rate 3 p/kWh scaler | Fixed charge p/MPAN/day scaler | Capacity charge p/kVA/day scaler | Reactive power charge p/kVArh scaler | Net revenues by tariff from scaler
Domestic Unrestricted | 1.7519 | 0 | 0 | 0 | 0 | 0 | 57447068.5917
Domestic Two Rate | 1.9756 | 0.08825 | 0 | 0 | 0 | 0 | 3829279.641
Domestic Off Peak (related MPAN) | 0.11358 | 0 | 0 | 0 | 0 | 0 | 4680.1213
Small Non Domestic Unrestricted | 1.4304 | 0 | 0 | 0 | 0 | 0 | 11876799.1007
Small Non Domestic Two Rate | 1.8048 | 0.10782 | 0 | 0 | 0 | 0 | 3672824.632
Small Non Domestic Off Peak (related MPAN) | 0.13001 | 0 | 0 | 0 | 0 | 0 | 3262.901
LV Medium Non-Domestic | 1.7241 | 0.060836 | 0 | 0 | 0 | 0 | 6810668.9823
LV Sub Medium Non-Domestic | 1.1512 | 0.04062 | 0 | 0 | 0 | 0 | 0
HV Medium Non-Domestic | 1.5805 | 0.062589 | 0 | 0 | 0 | 0 | 9019.5911
LV HH Metered | 9.6298 | 0.70652 | 0.048564 | 0 | 0 | 0.30386 | 15358529.9594
LV Sub HH Metered | 8.0371 | 0.58967 | 0.040532 | 0 | 0 | 0.29742 | 46316.9794
HV HH Metered | 8.6613 | 0.63547 | 0.04368 | 0 | 0 | 0.25528 | 21687562.098
HV Sub HH Metered | 7.5204 | 0.55176 | 0.037926 | 0 | 0 | 0.23856 | 0
NHH UMS category A | 0.89958 | 0 | 0 | 0 | 0 | 0 | 79348.3677
NHH UMS category B | 1.0504 | 0 | 0 | 0 | 0 | 0 | 58989.4285
NHH UMS category C | 1.9903 | 0 | 0 | 0 | 0 | 0 | 8217.6433
NHH UMS category D | 0.79642 | 0 | 0 | 0 | 0 | 0 | 0
LV UMS (Pseudo HH Metered) | 19.6736 | 0.93156 | 0.041667 | 0 | 0 | 0 | 1568084.9085
LV Generation NHH | 0 | 0 | 0 | 0 | 0 | 0 | 0
LV Sub Generation NHH | 0 | 0 | 0 | 0 | 0 | 0 | 0
LV Generation Intermittent | 0 | 0 | 0 | 0 | 0 | 0 | 0
LV Generation Non-Intermittent | 0 | 0 | 0 | 0 | 0 | 0 | 0
LV Sub Generation Intermittent | 0 | 0 | 0 | 0 | 0 | 0 | 0
LV Sub Generation Non-Intermittent | 0 | 0 | 0 | 0 | 0 | 0 | 0
HV Generation Intermittent | 0 | 0 | 0 | 0 | 0 | 0 | 0
HV Generation Non-Intermittent | 0 | 0 | 0 | 0 | 0 | 0 | 0
HV Sub Generation Intermittent | 0 | 0 | 0 | 0 | 0 | 0 | 0
HV Sub Generation Non-Intermittent | 0 | 0 | 0 | 0 | 0 | 0 | 0

## Adjust
Tariff component adjustment and rounding for WPD South Wales in 2013/14 (April 2013 Price Change)
3601. Tariffs before rounding
Data sources:
x1 = 3307. Unit rate 1 p/kWh (total) (in Summary of charges before revenue matching)
x2 = 3510. Unit rate 1 p/kWh scaler (in Scaler)
x3 = 3307. Unit rate 2 p/kWh (total) (in Summary of charges before revenue matching)
x4 = 3510. Unit rate 2 p/kWh scaler (in Scaler)
x5 = 3307. Unit rate 3 p/kWh (total) (in Summary of charges before revenue matching)
x6 = 3510. Unit rate 3 p/kWh scaler (in Scaler)
x7 = 3307. Fixed charge p/MPAN/day (total) (in Summary of charges before revenue matching)
x8 = 3510. Fixed charge p/MPAN/day scaler (in Scaler)
x9 = 3307. Capacity charge p/kVA/day (total) (in Summary of charges before revenue matching)
x10 = 3510. Capacity charge p/kVA/day scaler (in Scaler)
x11 = 3307. Reactive power charge p/kVArh (in Summary of charges before revenue matching)
x12 = 3510. Reactive power charge p/kVArh scaler (in Scaler)
Kind: | Calculation | Calculation | Calculation | Calculation | Calculation | Calculation
Formula: | =x1+x2 | =x3+x4 | =x5+x6 | =x7+x8 | =x9+x10 | =x11+x12
| Unit rate 1 p/kWh | Unit rate 2 p/kWh | Unit rate 3 p/kWh | Fixed charge p/MPAN/day | Capacity charge p/kVA/day | Reactive power charge p/kVArh
Domestic Unrestricted | 3.3555 |  |  | 4.0922
Domestic Two Rate | 3.7116 | 0.26661 |  | 4.0922
Domestic Off Peak (related MPAN) | 0.28545
Small Non Domestic Unrestricted | 2.7398 |  |  | 6.8627
Small Non Domestic Two Rate | 3.4273 | 0.31005 |  | 6.8627
Small Non Domestic Off Peak (related MPAN) | 0.31738
LV Medium Non-Domestic | 3.2726 | 0.21312 |  | 48.1853
LV Sub Medium Non-Domestic | 2.1187 | 0.13766 |  | 4.1398
HV Medium Non-Domestic | 2.3633 | 0.15588 |  | 137.8028
LV HH Metered | 16.4585 | 1.3666 | 0.16315 | 10.6568 | 2.7401 | 0.55076
LV Sub HH Metered | 12.4513 | 1.0168 | 0.12165 | 7.701 | 3.2001 | 0.48586
HV HH Metered | 12.4694 | 1.0024 | 0.11639 | 85.8878 | 3.2414 | 0.38495
HV Sub HH Metered | 10.5602 | 0.84601 | 0.10069 | 85.8878 | 2.5391 | 0.35081
NHH UMS category A | 2.635
NHH UMS category B | 3.0426
NHH UMS category C | 4.9788
NHH UMS category D | 2.3412
LV UMS (Pseudo HH Metered) | 42.645 | 2.5464 | 0.9585
LV Generation NHH | -0.78562 |  |  | 0
LV Sub Generation NHH | -0.72019 |  |  | 0
LV Generation Intermittent | -0.78562 |  |  | 0 |  | 0.25758
LV Generation Non-Intermittent | -6.3389 | -0.61244 | -0.10238 | 0 |  | 0.25758
LV Sub Generation Intermittent | -0.72019 |  |  | 0 |  | 0.2248
LV Sub Generation Non-Intermittent | -5.8028 | -0.56077 | -0.095673 | 0 |  | 0.2248
HV Generation Intermittent | -0.48619 |  |  | 36.9161 |  | 0.18335
HV Generation Non-Intermittent | -3.8822 | -0.37536 | -0.072638 | 36.9161 |  | 0.18335
HV Sub Generation Intermittent | -0.48458 |  |  | 36.9161 |  | 0.14451
HV Sub Generation Non-Intermittent | -3.8704 | -0.37423 | -0.072145 | 36.9161 |  | 0.14451
3602. Decimal places
| Unit rate 1 p/kWh | Unit rate 2 p/kWh | Unit rate 3 p/kWh | Fixed charge p/MPAN/day | Capacity charge p/kVA/day | Reactive power charge p/kVArh
Decimal places | 3 | 3 | 3 | 2 | 2 | 3
3603. Tariff rounding
Data sources:
x1 = 3601. Unit rate 1 p/kWh before rounding (in Tariffs before rounding)
x2 = 3602. Unit rate 1 p/kWh decimal places (in Decimal places)
x3 = 3601. Unit rate 2 p/kWh before rounding (in Tariffs before rounding)
x4 = 3602. Unit rate 2 p/kWh decimal places (in Decimal places)
x5 = 3601. Unit rate 3 p/kWh before rounding (in Tariffs before rounding)
x6 = 3602. Unit rate 3 p/kWh decimal places (in Decimal places)
x7 = 3601. Fixed charge p/MPAN/day before rounding (in Tariffs before rounding)
x8 = 3602. Fixed charge p/MPAN/day decimal places (in Decimal places)
x9 = 3601. Capacity charge p/kVA/day before rounding (in Tariffs before rounding)
x10 = 3602. Capacity charge p/kVA/day decimal places (in Decimal places)
x11 = 3601. Reactive power charge p/kVArh before rounding (in Tariffs before rounding)
x12 = 3602. Reactive power charge p/kVArh decimal places (in Decimal places)
Kind: | Calculation | Calculation | Calculation | Calculation | Calculation | Calculation
Formula: | =ROUND(x1,x2)-x1 | =ROUND(x3,x4)-x3 | =ROUND(x5,x6)-x5 | =ROUND(x7,x8)-x7 | =ROUND(x9,x10)-x9 | =ROUND(x11,x12)-x11
| Unit rate 1 p/kWh | Unit rate 2 p/kWh | Unit rate 3 p/kWh | Fixed charge p/MPAN/day | Capacity charge p/kVA/day | Reactive power charge p/kVArh
Domestic Unrestricted | -0.00049131 |  |  | -0.002234
Domestic Two Rate | 0.00036951 | 0.00039227 |  | -0.002234
Domestic Off Peak (related MPAN) | -0.00045262
Small Non Domestic Unrestricted | 0.0002276 |  |  | -0.002713
Small Non Domestic Two Rate | -0.00025977 | -5.4155e-05 |  | -0.002713
Small Non Domestic Off Peak (related MPAN) | -0.00037978
LV Medium Non-Domestic | 0.0004197 | -0.00011967 |  | 0.0046643
LV Sub Medium Non-Domestic | 0.00030118 | 0.00034009 |  | 0.00015536
HV Medium Non-Domestic | -0.00031529 | 0.00012427 |  | -0.0027895
LV HH Metered | -0.00048579 | 0.00043088 | -0.00015125 | 0.0031811 | -8.4086e-05 | 0.00024306
LV Sub HH Metered | -0.00032845 | 0.00019931 | 0.0003507 | -0.0010182 | -9.0328e-05 | 0.00013775
HV HH Metered | -0.00040364 | -0.0004494 | -0.00038666 | 0.0021958 | -0.0013777 | 4.9403e-05
HV Sub HH Metered | -0.0002479 | -1.1652e-05 | 0.00031138 | 0.0021958 | 0.00088482 | 0.00018781
NHH UMS category A | 2.3997e-05
NHH UMS category B | 0.00044882
NHH UMS category C | 0.00024312
NHH UMS category D | -0.00017223
LV UMS (Pseudo HH Metered) | 4.374e-05 | -0.00042749 | 0.00049997
LV Generation NHH | -0.00038245 |  |  | 0
LV Sub Generation NHH | 0.00019207 |  |  | 0
LV Generation Intermittent | -0.00038245 |  |  | 0 |  | 0.00042211
LV Generation Non-Intermittent | -7.3239e-05 | 0.00044486 | 0.00038244 | 0 |  | 0.00042211
LV Sub Generation Intermittent | 0.00019207 |  |  | 0 |  | 0.00020219
LV Sub Generation Non-Intermittent | -0.000235 | -0.00022919 | -0.0003265 | 0 |  | 0.00020219
HV Generation Intermittent | 0.00019193 |  |  | 0.0038899 |  | -0.00034864
HV Generation Non-Intermittent | 0.00015143 | 0.00036043 | -0.00036211 | 0.0038899 |  | -0.00034864
HV Sub Generation Intermittent | -0.00041619 |  |  | 0.0038899 |  | 0.00049303
HV Sub Generation Non-Intermittent | 0.00036268 | 0.00022896 | 0.0001449 | 0.0038899 |  | 0.00049303
3604. All the way tariffs
Data sources:
x1 = 3601. Unit rate 1 p/kWh before rounding (in Tariffs before rounding)
x2 = 3603. Unit rate 1 p/kWh rounding (in Tariff rounding)
x3 = 3601. Unit rate 2 p/kWh before rounding (in Tariffs before rounding)
x4 = 3603. Unit rate 2 p/kWh rounding (in Tariff rounding)
x5 = 3601. Unit rate 3 p/kWh before rounding (in Tariffs before rounding)
x6 = 3603. Unit rate 3 p/kWh rounding (in Tariff rounding)
x7 = 3601. Fixed charge p/MPAN/day before rounding (in Tariffs before rounding)
x8 = 3603. Fixed charge p/MPAN/day rounding (in Tariff rounding)
x9 = 3601. Capacity charge p/kVA/day before rounding (in Tariffs before rounding)
x10 = 3603. Capacity charge p/kVA/day rounding (in Tariff rounding)
x11 = 3601. Reactive power charge p/kVArh before rounding (in Tariffs before rounding)
x12 = 3603. Reactive power charge p/kVArh rounding (in Tariff rounding)
Kind: | Calculation | Calculation | Calculation | Calculation | Calculation | Calculation
Formula: | =x1+x2 | =x3+x4 | =x5+x6 | =x7+x8 | =x9+x10 | =x11+x12
| Unit rate 1 p/kWh | Unit rate 2 p/kWh | Unit rate 3 p/kWh | Fixed charge p/MPAN/day | Capacity charge p/kVA/day | Reactive power charge p/kVArh
Domestic Unrestricted | 3.355 |  |  | 4.09
Domestic Two Rate | 3.712 | 0.267 |  | 4.09
Domestic Off Peak (related MPAN) | 0.285
Small Non Domestic Unrestricted | 2.74 |  |  | 6.86
Small Non Domestic Two Rate | 3.427 | 0.31 |  | 6.86
Small Non Domestic Off Peak (related MPAN) | 0.317
LV Medium Non-Domestic | 3.273 | 0.213 |  | 48.19
LV Sub Medium Non-Domestic | 2.119 | 0.138 |  | 4.14
HV Medium Non-Domestic | 2.363 | 0.156 |  | 137.8
LV HH Metered | 16.458 | 1.367 | 0.163 | 10.66 | 2.74 | 0.551
LV Sub HH Metered | 12.451 | 1.017 | 0.122 | 7.7 | 3.2 | 0.486
HV HH Metered | 12.469 | 1.002 | 0.116 | 85.89 | 3.24 | 0.385
HV Sub HH Metered | 10.56 | 0.846 | 0.101 | 85.89 | 2.54 | 0.351
NHH UMS category A | 2.635
NHH UMS category B | 3.043
NHH UMS category C | 4.979
NHH UMS category D | 2.341
LV UMS (Pseudo HH Metered) | 42.645 | 2.546 | 0.959
LV Generation NHH | -0.786 |  |  | 0
LV Sub Generation NHH | -0.72 |  |  | 0
LV Generation Intermittent | -0.786 |  |  | 0 |  | 0.258
LV Generation Non-Intermittent | -6.339 | -0.612 | -0.102 | 0 |  | 0.258
LV Sub Generation Intermittent | -0.72 |  |  | 0 |  | 0.225
LV Sub Generation Non-Intermittent | -5.803 | -0.561 | -0.096 | 0 |  | 0.225
HV Generation Intermittent | -0.486 |  |  | 36.92 |  | 0.183
HV Generation Non-Intermittent | -3.882 | -0.375 | -0.073 | 36.92 |  | 0.183
HV Sub Generation Intermittent | -0.485 |  |  | 36.92 |  | 0.145
HV Sub Generation Non-Intermittent | -3.87 | -0.374 | -0.072 | 36.92 |  | 0.145
3605. Net revenues by tariff from rounding
Data sources:
x1 = 1010. Days in the charging year (in Financial and general assumptions)
x2 = 3603. Fixed charge p/MPAN/day rounding (in Tariff rounding)
x3 = 2305. MPANs (in Equivalent volume for each end user)
x4 = 3603. Capacity charge p/kVA/day rounding (in Tariff rounding)
x5 = 2305. Import capacity (kVA) (in Equivalent volume for each end user)
x6 = 3603. Unit rate 1 p/kWh rounding (in Tariff rounding)
x7 = 2305. Rate 1 units (MWh) (in Equivalent volume for each end user)
x8 = 3603. Unit rate 2 p/kWh rounding (in Tariff rounding)
x9 = 2305. Rate 2 units (MWh) (in Equivalent volume for each end user)
x10 = 3603. Unit rate 3 p/kWh rounding (in Tariff rounding)
x11 = 2305. Rate 3 units (MWh) (in Equivalent volume for each end user)
x12 = 3603. Reactive power charge p/kVArh rounding (in Tariff rounding)
x13 = 2305. Reactive power units (MVArh) (in Equivalent volume for each end user)
Calculation =0.01*x1*(x2*x3+x4*x5)+10*(x6*x7+x8*x9+x10*x11+x12*x13)
Net revenues by tariff from rounding
Domestic Unrestricted | -23897.6917
Domestic Two Rate | 927.6572
Domestic Off Peak (related MPAN) | -18.6507
Small Non Domestic Unrestricted | 1271.1726
Small Non Domestic Two Rate | -698.6729
Small Non Domestic Off Peak (related MPAN) | -9.5316
LV Medium Non-Domestic | 1593.0268
LV Sub Medium Non-Domestic | 0
HV Medium Non-Domestic | -1.7083
LV HH Metered | 1737.766
LV Sub HH Metered | 7.7054
HV HH Metered | -12442.4581
HV Sub HH Metered | 0
NHH UMS category A | 2.1167
NHH UMS category B | 25.2046
NHH UMS category C | 1.0038
NHH UMS category D | 0
LV UMS (Pseudo HH Metered) | 382.4378
LV Generation NHH | -2.689
LV Sub Generation NHH | 0
LV Generation Intermittent | -3.784
LV Generation Non-Intermittent | 5.4975
LV Sub Generation Intermittent | 0
LV Sub Generation Non-Intermittent | -1.046
HV Generation Intermittent | 43.4364
HV Generation Non-Intermittent | -20.2858
HV Sub Generation Intermittent | 0
HV Sub Generation Non-Intermittent | 0
3606. Revenue forecast summary
Data sources:
x1 = 3403. Total net revenues before matching (£) (in Revenue surplus or shortfall)
x2 = 3510. Net revenues by tariff from scaler (in Scaler)
x3 = 3605. Net revenues by tariff from rounding
x4 = Total net revenues before matching (£) (in Revenue forecast summary)
x5 = Total net revenues from scaler (£) (in Revenue forecast summary)
x6 = Total net revenues from rounding (£) (in Revenue forecast summary)
x7 = Total net revenues (£) (in Revenue forecast summary)
x8 = 3402. Target Revenue (£/year)
Kind: | Copy cells | Cell summation | Cell summation | Calculation | Calculation
Formula: | =x1 | =SUM(x2) | =SUM(x3) | =x4+x5+x6 | =x7-x8
| Total net revenues before matching (£) | Total net revenues from scaler (£) | Total net revenues from rounding (£) | Total net revenues (£) | Deviation from target revenue (£)
Revenue forecast summary | 134996867.1948 | 122460652.9459 | -31099.4932 | 257426420.6475 | -31099.4932
3607. Tariffs
Data sources:
x1 = 3604. Unit rate 1 p/kWh (in All the way tariffs)
x2 = 2304. Discount for each tariff (except for fixed charges) (in LDNO discounts and volumes adjusted for discount)
x3 = 3604. Unit rate 2 p/kWh (in All the way tariffs)
x4 = 3604. Unit rate 3 p/kWh (in All the way tariffs)
x5 = 3604. Fixed charge p/MPAN/day (in All the way tariffs)
x6 = 2304. Discount for each tariff for fixed charges only (in LDNO discounts and volumes adjusted for discount)
x7 = 3604. Capacity charge p/kVA/day (in All the way tariffs)
x8 = 3604. Reactive power charge p/kVArh (in All the way tariffs)
Kind: | Calculation | Calculation | Calculation | Calculation | Calculation | Calculation
Formula: | =ROUND(x1*(1-x2),3) | =ROUND(x3*(1-x2),3) | =ROUND(x4*(1-x2),3) | =ROUND(x5*(1-x6),2) | =ROUND(x7*(1-x2),2) | =ROUND(x8*(1-x2),3)
| Unit rate 1 p/kWh | Unit rate 2 p/kWh | Unit rate 3 p/kWh | Fixed charge p/MPAN/day | Capacity charge p/kVA/day | Reactive power charge p/kVArh
> Domestic Unrestricted
Domestic Unrestricted | 3.355 | 0 | 0 | 4.09 | 0 | 0
LDNO LV: Domestic Unrestricted | 2.315 | 0 | 0 | 2.82 | 0 | 0
LDNO HV: Domestic Unrestricted | 1.279 | 0 | 0 | 1.56 | 0 | 0
> Domestic Two Rate
Domestic Two Rate | 3.712 | 0.267 | 0 | 4.09 | 0 | 0
LDNO LV: Domestic Two Rate | 2.561 | 0.184 | 0 | 2.82 | 0 | 0
LDNO HV: Domestic Two Rate | 1.415 | 0.102 | 0 | 1.56 | 0 | 0
> Domestic Off Peak (related MPAN)
Domestic Off Peak (related MPAN) | 0.285 | 0 | 0 | 0 | 0 | 0
LDNO LV: Domestic Off Peak (related MPAN) | 0.197 | 0 | 0 | 0 | 0 | 0
LDNO HV: Domestic Off Peak (related MPAN) | 0.109 | 0 | 0 | 0 | 0 | 0
> Small Non Domestic Unrestricted
Small Non Domestic Unrestricted | 2.74 | 0 | 0 | 6.86 | 0 | 0
LDNO LV: Small Non Domestic Unrestricted | 1.89 | 0 | 0 | 4.73 | 0 | 0
LDNO HV: Small Non Domestic Unrestricted | 1.045 | 0 | 0 | 2.62 | 0 | 0
> Small Non Domestic Two Rate
Small Non Domestic Two Rate | 3.427 | 0.31 | 0 | 6.86 | 0 | 0
LDNO LV: Small Non Domestic Two Rate | 2.364 | 0.214 | 0 | 4.73 | 0 | 0
LDNO HV: Small Non Domestic Two Rate | 1.306 | 0.118 | 0 | 2.62 | 0 | 0
> Small Non Domestic Off Peak (related MPAN)
Small Non Domestic Off Peak (related MPAN) | 0.317 | 0 | 0 | 0 | 0 | 0
LDNO LV: Small Non Domestic Off Peak (related MPAN) | 0.219 | 0 | 0 | 0 | 0 | 0
LDNO HV: Small Non Domestic Off Peak (related MPAN) | 0.121 | 0 | 0 | 0 | 0 | 0
> LV Medium Non-Domestic
LV Medium Non-Domestic | 3.273 | 0.213 | 0 | 48.19 | 0 | 0
LDNO LV: LV Medium Non-Domestic | 2.258 | 0.147 | 0 | 33.25 | 0 | 0
LDNO HV: LV Medium Non-Domestic | 1.248 | 0.081 | 0 | 18.37 | 0 | 0
> LV Sub Medium Non-Domestic
LV Sub Medium Non-Domestic | 2.119 | 0.138 | 0 | 4.14 | 0 | 0
> HV Medium Non-Domestic
HV Medium Non-Domestic | 2.363 | 0.156 | 0 | 137.8 | 0 | 0
> LV HH Metered
LV HH Metered | 16.458 | 1.367 | 0.163 | 10.66 | 2.74 | 0.551
LDNO LV: LV HH Metered | 11.354 | 0.943 | 0.112 | 7.35 | 1.89 | 0.38
LDNO HV: LV HH Metered | 6.274 | 0.521 | 0.062 | 4.06 | 1.04 | 0.21
> LV Sub HH Metered
LV Sub HH Metered | 12.451 | 1.017 | 0.122 | 7.7 | 3.2 | 0.486
LDNO HV: LV Sub HH Metered | 7.071 | 0.578 | 0.069 | 4.37 | 1.82 | 0.276
> HV HH Metered
HV HH Metered | 12.469 | 1.002 | 0.116 | 85.89 | 3.24 | 0.385
LDNO HV: HV HH Metered | 8.411 | 0.676 | 0.078 | 57.94 | 2.19 | 0.26
> HV Sub HH Metered
HV Sub HH Metered | 10.56 | 0.846 | 0.101 | 85.89 | 2.54 | 0.351
> NHH UMS category A
NHH UMS category A | 2.635 | 0 | 0 | 0 | 0 | 0
LDNO LV: NHH UMS category A | 1.818 | 0 | 0 | 0 | 0 | 0
LDNO HV: NHH UMS category A | 1.005 | 0 | 0 | 0 | 0 | 0
> NHH UMS category B
NHH UMS category B | 3.043 | 0 | 0 | 0 | 0 | 0
LDNO LV: NHH UMS category B | 2.099 | 0 | 0 | 0 | 0 | 0
LDNO HV: NHH UMS category B | 1.16 | 0 | 0 | 0 | 0 | 0
> NHH UMS category C
NHH UMS category C | 4.979 | 0 | 0 | 0 | 0 | 0
LDNO LV: NHH UMS category C | 3.435 | 0 | 0 | 0 | 0 | 0
LDNO HV: NHH UMS category C | 1.898 | 0 | 0 | 0 | 0 | 0
> NHH UMS category D
NHH UMS category D | 2.341 | 0 | 0 | 0 | 0 | 0
LDNO LV: NHH UMS category D | 1.615 | 0 | 0 | 0 | 0 | 0
LDNO HV: NHH UMS category D | 0.892 | 0 | 0 | 0 | 0 | 0
> LV UMS (Pseudo HH Metered)
LV UMS (Pseudo HH Metered) | 42.645 | 2.546 | 0.959 | 0 | 0 | 0
LDNO LV: LV UMS (Pseudo HH Metered) | 29.42 | 1.756 | 0.662 | 0 | 0 | 0
LDNO HV: LV UMS (Pseudo HH Metered) | 16.258 | 0.971 | 0.366 | 0 | 0 | 0
> LV Generation NHH
LV Generation NHH | -0.786 | 0 | 0 | 0 | 0 | 0
LDNO LV: LV Generation NHH | -0.786 | 0 | 0 | 0 | 0 | 0
LDNO HV: LV Generation NHH | -0.786 | 0 | 0 | 0 | 0 | 0
> LV Sub Generation NHH
LV Sub Generation NHH | -0.72 | 0 | 0 | 0 | 0 | 0
LDNO HV: LV Sub Generation NHH | -0.72 | 0 | 0 | 0 | 0 | 0
> LV Generation Intermittent
LV Generation Intermittent | -0.786 | 0 | 0 | 0 | 0 | 0.258
LDNO LV: LV Generation Intermittent | -0.786 | 0 | 0 | 0 | 0 | 0.258
LDNO HV: LV Generation Intermittent | -0.786 | 0 | 0 | 0 | 0 | 0.258
> LV Generation Non-Intermittent
LV Generation Non-Intermittent | -6.339 | -0.612 | -0.102 | 0 | 0 | 0.258
LDNO LV: LV Generation Non-Intermittent | -6.339 | -0.612 | -0.102 | 0 | 0 | 0.258
LDNO HV: LV Generation Non-Intermittent | -6.339 | -0.612 | -0.102 | 0 | 0 | 0.258
> LV Sub Generation Intermittent
LV Sub Generation Intermittent | -0.72 | 0 | 0 | 0 | 0 | 0.225
LDNO HV: LV Sub Generation Intermittent | -0.72 | 0 | 0 | 0 | 0 | 0.225
> LV Sub Generation Non-Intermittent
LV Sub Generation Non-Intermittent | -5.803 | -0.561 | -0.096 | 0 | 0 | 0.225
LDNO HV: LV Sub Generation Non-Intermittent | -5.803 | -0.561 | -0.096 | 0 | 0 | 0.225
> HV Generation Intermittent
HV Generation Intermittent | -0.486 | 0 | 0 | 36.92 | 0 | 0.183
LDNO HV: HV Generation Intermittent | -0.486 | 0 | 0 | 0 | 0 | 0.183
> HV Generation Non-Intermittent
HV Generation Non-Intermittent | -3.882 | -0.375 | -0.073 | 36.92 | 0 | 0.183
LDNO HV: HV Generation Non-Intermittent | -3.882 | -0.375 | -0.073 | 0 | 0 | 0.183
> HV Sub Generation Intermittent
HV Sub Generation Intermittent | -0.485 | 0 | 0 | 36.92 | 0 | 0.145
> HV Sub Generation Non-Intermittent
HV Sub Generation Non-Intermittent | -3.87 | -0.374 | -0.072 | 36.92 | 0 | 0.145

## Tariffs
Tariffs for WPD South Wales in 2013/14 (April 2013 Price Change)
3701. Tariffs
Data sources:
x1 = 3607. Unit rate 1 p/kWh (in Tariffs)
x2 = 3607. Unit rate 2 p/kWh (in Tariffs)
x3 = 3607. Unit rate 3 p/kWh (in Tariffs)
x4 = 3607. Fixed charge p/MPAN/day (in Tariffs)
x5 = 3607. Capacity charge p/kVA/day (in Tariffs)
x6 = 3607. Reactive power charge p/kVArh (in Tariffs)
Kind: | Input data | Fixed data | Copy cells | Copy cells | Copy cells | Copy cells | Copy cells | Copy cells | Input data
Formula: |  |  | = x1 | = x2 | = x3 | = x4 | = x5 | = x6
| Open LLFCs | PCs | Unit rate 1 p/kWh | Unit rate 2 p/kWh | Unit rate 3 p/kWh | Fixed charge p/MPAN/day | Capacity charge p/kVA/day | Reactive power charge p/kVArh | Closed LLFCs
Domestic Unrestricted | 100, 105, 800, 860 | 1 | 3.355 | 0 | 0 | 4.09 | 0 | 0 | n/a
Domestic Two Rate | 101, 106, 801, 861, | 2 | 3.712 | 0.267 | 0 | 4.09 | 0 | 0 | n/a
Domestic Off Peak (related MPAN) | 194, 843 | 2 | 0.285 | 0 | 0 | 0 | 0 | 0 | n/a
Small Non Domestic Unrestricted | 200, 810, 862 | 3 | 2.74 | 0 | 0 | 6.86 | 0 | 0 | n/a
Small Non Domestic Two Rate | 201, 811, 863 | 4 | 3.427 | 0.31 | 0 | 6.86 | 0 | 0 | n/a
Small Non Domestic Off Peak (related MPAN) | 294 | 4 | 0.317 | 0 | 0 | 0 | 0 | 0 | n/a
LV Medium Non-Domestic | 300 | 5-8 | 3.273 | 0.213 | 0 | 48.19 | 0 | 0 | n/a
LV Sub Medium Non-Domestic | 344 | 5-8 | 2.119 | 0.138 | 0 | 4.14 | 0 | 0 | n/a
HV Medium Non-Domestic | 400 | 5-8 | 2.363 | 0.156 | 0 | 137.8 | 0 | 0 | n/a
LV HH Metered | 300 |  | 16.458 | 1.367 | 0.163 | 10.66 | 2.74 | 0.551 | n/a
LV Sub HH Metered | 344 |  | 12.451 | 1.017 | 0.122 | 7.7 | 3.2 | 0.486 | n/a
HV HH Metered | 400 |  | 12.469 | 1.002 | 0.116 | 85.89 | 3.24 | 0.385 | n/a
HV Sub HH Metered | 444 |  | 10.56 | 0.846 | 0.101 | 85.89 | 2.54 | 0.351 | n/a
NHH UMS category A | TBC | 8 | 2.635 | 0 | 0 | 0 | 0 | 0 | n/a
NHH UMS category B | TBC | 1 | 3.043 | 0 | 0 | 0 | 0 | 0 | n/a
NHH UMS category C | TBC | 1 | 4.979 | 0 | 0 | 0 | 0 | 0 | n/a
NHH UMS category D | TBC | 1 | 2.341 | 0 | 0 | 0 | 0 | 0 | n/a
LV UMS (Pseudo HH Metered) | 700 |  | 42.645 | 2.546 | 0.959 | 0 | 0 | 0 | n/a
LV Generation NHH | 697 | 8 | -0.786 | 0 | 0 | 0 | 0 | 0 | n/a
LV Sub Generation NHH | 717 | 8 | -0.72 | 0 | 0 | 0 | 0 | 0 | n/a
LV Generation Intermittent | 697 |  | -0.786 | 0 | 0 | 0 | 0 | 0.258 | n/a
LV Generation Non-Intermittent | 603 |  | -6.339 | -0.612 | -0.102 | 0 | 0 | 0.258 | n/a
LV Sub Generation Intermittent | 602 |  | -0.72 | 0 | 0 | 0 | 0 | 0.225 | n/a
LV Sub Generation Non-Intermittent | 604 |  | -5.803 | -0.561 | -0.096 | 0 | 0 | 0.225 | n/a
HV Generation Intermittent | 698 |  | -0.486 | 0 | 0 | 36.92 | 0 | 0.183 | n/a
HV Generation Non-Intermittent | 606 |  | -3.882 | -0.375 | -0.073 | 36.92 | 0 | 0.183 | n/a
HV Sub Generation Intermittent | 607 |  | -0.485 | 0 | 0 | 36.92 | 0 | 0.145 | n/a
HV Sub Generation Non-Intermittent | 605 |  | -3.87 | -0.374 | -0.072 | 36.92 | 0 | 0.145 | n/a
LDNO LV: Domestic Unrestricted | 870 | 1 | 2.315 | 0 | 0 | 2.82 | 0 | 0 | n/a
LDNO LV: Domestic Two Rate | 871 | 2 | 2.561 | 0.184 | 0 | 2.82 | 0 | 0 | n/a
LDNO LV: Domestic Off Peak (related MPAN) | 872 | 2 | 0.197 | 0 | 0 | 0 | 0 | 0 | n/a
LDNO LV: Small Non Domestic Unrestricted | 873 | 3 | 1.89 | 0 | 0 | 4.73 | 0 | 0 | n/a
LDNO LV: Small Non Domestic Two Rate | 874 | 4 | 2.364 | 0.214 | 0 | 4.73 | 0 | 0 | n/a
LDNO LV: Small Non Domestic Off Peak (related MPAN) | 875 | 4 | 0.219 | 0 | 0 | 0 | 0 | 0 | n/a
LDNO LV: LV Medium Non-Domestic | 876 | 5-8 | 2.258 | 0.147 | 0 | 33.25 | 0 | 0 | n/a
LDNO LV: LV HH Metered | 877 |  | 11.354 | 0.943 | 0.112 | 7.35 | 1.89 | 0.38 | n/a
LDNO LV: NHH UMS category A | TBC | 8 | 1.818 | 0 | 0 | 0 | 0 | 0 | n/a
LDNO LV: NHH UMS category B | TBC | 1 | 2.099 | 0 | 0 | 0 | 0 | 0 | n/a
LDNO LV: NHH UMS category C | TBC | 1 | 3.435 | 0 | 0 | 0 | 0 | 0 | n/a
LDNO LV: NHH UMS category D | TBC | 1 | 1.615 | 0 | 0 | 0 | 0 | 0 | n/a
LDNO LV: LV UMS (Pseudo HH Metered) | 879 |  | 29.42 | 1.756 | 0.662 | 0 | 0 | 0 | n/a
LDNO LV: LV Generation NHH | 880 | 8 | -0.786 | 0 | 0 | 0 | 0 | 0 | n/a
LDNO LV: LV Generation Intermittent | 881 |  | -0.786 | 0 | 0 | 0 | 0 | 0.258 | n/a
LDNO LV: LV Generation Non-Intermittent | 882 |  | -6.339 | -0.612 | -0.102 | 0 | 0 | 0.258 | n/a
LDNO HV: Domestic Unrestricted | 883 | 1 | 1.279 | 0 | 0 | 1.56 | 0 | 0 | n/a
LDNO HV: Domestic Two Rate | 884 | 2 | 1.415 | 0.102 | 0 | 1.56 | 0 | 0 | n/a
LDNO HV: Domestic Off Peak (related MPAN) | 885 | 2 | 0.109 | 0 | 0 | 0 | 0 | 0 | n/a
LDNO HV: Small Non Domestic Unrestricted | 886 | 3 | 1.045 | 0 | 0 | 2.62 | 0 | 0 | n/a
LDNO HV: Small Non Domestic Two Rate | 887 | 4 | 1.306 | 0.118 | 0 | 2.62 | 0 | 0 | n/a
LDNO HV: Small Non Domestic Off Peak (related MPAN) | 888 | 4 | 0.121 | 0 | 0 | 0 | 0 | 0 | n/a
LDNO HV: LV Medium Non-Domestic | 889 | 5-8 | 1.248 | 0.081 | 0 | 18.37 | 0 | 0 | n/a
LDNO HV: LV HH Metered | 890 |  | 6.274 | 0.521 | 0.062 | 4.06 | 1.04 | 0.21 | n/a
LDNO HV: LV Sub HH Metered | 891 |  | 7.071 | 0.578 | 0.069 | 4.37 | 1.82 | 0.276 | n/a
LDNO HV: HV HH Metered | 892 |  | 8.411 | 0.676 | 0.078 | 57.94 | 2.19 | 0.26 | n/a
LDNO HV: NHH UMS category A | TBC | 8 | 1.005 | 0 | 0 | 0 | 0 | 0 | n/a
LDNO HV: NHH UMS category B | TBC | 1 | 1.16 | 0 | 0 | 0 | 0 | 0 | n/a
LDNO HV: NHH UMS category C | TBC | 1 | 1.898 | 0 | 0 | 0 | 0 | 0 | n/a
LDNO HV: NHH UMS category D | TBC | 1 | 0.892 | 0 | 0 | 0 | 0 | 0 | n/a
LDNO HV: LV UMS (Pseudo HH Metered) | 894 |  | 16.258 | 0.971 | 0.366 | 0 | 0 | 0 | n/a
LDNO HV: LV Generation NHH | 895 | 8 | -0.786 | 0 | 0 | 0 | 0 | 0 | n/a
LDNO HV: LV Sub Generation NHH | 902 | 8 | -0.72 | 0 | 0 | 0 | 0 | 0 | n/a
LDNO HV: LV Generation Intermittent | 896 |  | -0.786 | 0 | 0 | 0 | 0 | 0.258 | n/a
LDNO HV: LV Generation Non-Intermittent | 897 |  | -6.339 | -0.612 | -0.102 | 0 | 0 | 0.258 | n/a
LDNO HV: LV Sub Generation Intermittent | 898 |  | -0.72 | 0 | 0 | 0 | 0 | 0.225 | n/a
LDNO HV: LV Sub Generation Non-Intermittent | 899 |  | -5.803 | -0.561 | -0.096 | 0 | 0 | 0.225 | n/a
LDNO HV: HV Generation Intermittent | 900 |  | -0.486 | 0 | 0 | 0 | 0 | 0.183 | n/a
LDNO HV: HV Generation Non-Intermittent | 901 |  | -3.882 | -0.375 | -0.073 | 0 | 0 | 0.183 | n/a

## Summary
Summary statistics for WPD South Wales in 2013/14 (April 2013 Price Change)
This sheet is for information only. It can be deleted without affecting any calculations elsewhere in the model.
3801. Workbook build options and main parameters
Include a 132kV/HV network level
Network model: 500 MW at time of GSP peak
Coincidence correction factors grouped for UMS
Standing charges factors: 100/0/0 LV NHH, 100/100/20 network, 100/100/0 substation
Put some 132kV costs into HV capacity charges
Operating expenditure allocated by asset values
LV circuit costs by exit point for all small NHH demand
Revenue matching by £/kW/year at transmission exit level
Scaler subject to capping of each tariff component to zero
Data sources:
x1 = 1010. Annuity proportion for customer-contributed assets (in Financial and general assumptions)
x2 = 3606. Total net revenues from scaler (£) (in Revenue forecast summary)
x3 = 3606. Deviation from target revenue (£) (in Revenue forecast summary)
x4 = Deviation from target revenue (£) (copy) (in Workbook build options and main parameters)
x5 = 3402. Target net income from all use of system charges (£/year)
Kind: | Copy cells | Copy cells | Copy cells | Calculation
Formula: | = x1 | = x2 | = x3 | =x4/x5
| Annuity proportion for customer-contributed assets | Total net revenues from scaler (£) | Deviation from target revenue (£) | Over/under recovery
Workbook build options and main parameters | 0 | 122460652.9459 | -31099.4932 | -0.01208%
3802. Revenue summary
Data sources:
x1 = 1053. Rate 1 units (MWh) by tariff (in Volume forecasts for the charging year)
x2 = 1053. Rate 2 units (MWh) by tariff (in Volume forecasts for the charging year)
x3 = 1053. Rate 3 units (MWh) by tariff (in Volume forecasts for the charging year)
x4 = 1053. MPANs by tariff (in Volume forecasts for the charging year)
x5 = 1010. Days in the charging year (in Financial and general assumptions)
x6 = 3607. Fixed charge p/MPAN/day (in Tariffs)
x7 = 3607. Capacity charge p/kVA/day (in Tariffs)
x8 = 1053. Import capacity (kVA) by tariff (in Volume forecasts for the charging year)
x9 = 3607. Unit rate 1 p/kWh (in Tariffs)
x10 = 3607. Unit rate 2 p/kWh (in Tariffs)
x11 = 3607. Unit rate 3 p/kWh (in Tariffs)
x12 = 3607. Reactive power charge p/kVArh (in Tariffs)
x13 = 1053. Reactive power units (MVArh) by tariff (in Volume forecasts for the charging year)
x14 = All units (MWh) (in Revenue summary)
x15 = Net revenues (£) (in Revenue summary)
x16 = MPANs by tariff (in Volume forecasts for the charging year) (copy) (in Revenue summary)
x17 = Revenues from unit rates (£) (in Revenue summary)
x18 = Net revenues from unit rate 1 (£) (in Revenue summary)
x19 = Net revenues from unit rate 2 (£) (in Revenue summary)
x20 = Net revenues from unit rate 3 (£) (in Revenue summary)
x21 = Revenues from fixed charges (£) (in Revenue summary)
x22 = Revenues from capacity charges (£) (in Revenue summary)
x23 = Revenues from reactive power charges (£) (in Revenue summary)
Kind: | Calculation | Copy cells | Calculation | Calculation | Calculation | Calculation | Calculation | Calculation | Calculation | Calculation | Calculation | Calculation | Calculation | Calculation | Calculation | Calculation | Calculation | Calculation | Calculation
Formula: | =x1+x2+x3 | = x4 | =0.01*x5*(x6*x4+x7*x8)+10*(x9*x1+x10*x2+x11*x3+x12*x13) | =10*(x9*x1+x10*x2+x11*x3) | =x6*x5*x4/100 | =x7*x5*x8/100 | =x12*x13*10 | =IF(x14<>0,0.1*x15/x14,"") | =IF(x16<>0,x15/x16,"") | =IF(x14<>0,0.1*x17/x14,0) | =x9*x1*10 | =x10*x2*10 | =x11*x3*10 | =IF(x17<>0,x18/x17,"") | =IF(x17<>0,x19/x17,"") | =IF(x17<>0,x20/x17,"") | =IF(x15<>0,x21/x15,"") | =IF(x15<>0,x22/x15,"") | =IF(x15<>0,x23/x15,"")
| All units (MWh) | MPANs | Net revenues (£) | Revenues from unit rates (£) | Revenues from fixed charges (£) | Revenues from capacity charges (£) | Revenues from reactive power charges (£) | Average p/kWh | Average £/MPAN | Average unit rate p/kWh | Net revenues from unit rate 1 (£) | Net revenues from unit rate 2 (£) | Net revenues from unit rate 3 (£) | Rate 1 revenue proportion | Rate 2 revenue proportion | Rate 3 revenue proportion | Fixed charge proportion | Capacity charge proportion | Reactive power charge proportion
> Domestic Unrestricted
Domestic Unrestricted | 3276396.2597 | 953792 | 124161778.3841 | 109923094.5121 | 14238683.872 | 0 | 0 | 3.7896 | 130.177 | 3.355 | 109923094.5121 | 0 | 0 | 100% | 0% | 0% | 11.47% | 0% | 0%
LDNO LV: Domestic Unrestricted | 1302.711 | 501 | 35314.5526 | 30157.7596 | 5156.793 | 0 | 0 | 2.7109 | 70.4881 | 2.315 | 30157.7596 | 0 | 0 | 100% | 0% | 0% | 14.6% | 0% | 0%
LDNO HV: Domestic Unrestricted | 4894.149 | 2115 | 74638.9757 | 62596.1657 | 12042.81 | 0 | 0 | 1.5251 | 35.2903 | 1.279 | 62596.1657 | 0 | 0 | 100% | 0% | 0% | 16.13% | 0% | 0%
> Domestic Two Rate
Domestic Two Rate | 374810.1917 | 61369 | 8302720.3075 | 7386573.191 | 916147.1165 | 0 | 0 | 2.2152 | 135.2918 | 1.9708 | 6880754.9732 | 505818.2177 | 0 | 93.15% | 6.848% | 0% | 11.03% | 0% | 0%
LDNO LV: Domestic Two Rate | 0 | 0 | 0 | 0 | 0 | 0 | 0 |  |  | 0 | 0 | 0 | 0
LDNO HV: Domestic Two Rate | 7.0714 | 1 | 56.641 | 50.947 | 5.694 | 0 | 0 | 0.80098 | 56.641 | 0.72046 | 47.1316 | 3.8154 | 0 | 92.51% | 7.489% | 0% | 10.05% | 0% | 0%
> Domestic Off Peak (related MPAN)
Domestic Off Peak (related MPAN) | 4120.5885 | 0 | 11743.6772 | 11743.6772 | 0 | 0 | 0 | 0.285 |  | 0.285 | 11743.6772 | 0 | 0 | 100% | 0% | 0% | 0% | 0% | 0%
LDNO LV: Domestic Off Peak (related MPAN) | 0 | 0 | 0 | 0 | 0 | 0 | 0 |  |  | 0 | 0 | 0 | 0
LDNO HV: Domestic Off Peak (related MPAN) | 0 | 0 | 0 | 0 | 0 | 0 | 0 |  |  | 0 | 0 | 0 | 0
> Small Non Domestic Unrestricted
Small Non Domestic Unrestricted | 829797.197 | 62450 | 24300128.7464 | 22736443.1964 | 1563685.55 | 0 | 0 | 2.9284 | 389.1134 | 2.74 | 22736443.1964 | 0 | 0 | 100% | 0% | 0% | 6.435% | 0% | 0%
LDNO LV: Small Non Domestic Unrestricted | 12.0017 | 3 | 278.6259 | 226.8324 | 51.7935 | 0 | 0 | 2.3216 | 92.8753 | 1.89 | 226.8324 | 0 | 0 | 100% | 0% | 0% | 18.59% | 0% | 0%
LDNO HV: Small Non Domestic Unrestricted | 1301.4 | 47 | 14049.091 | 13599.63 | 449.461 | 0 | 0 | 1.0795 | 298.9168 | 1.045 | 13599.63 | 0 | 0 | 100% | 0% | 0% | 3.199% | 0% | 0%
> Small Non Domestic Two Rate
Small Non Domestic Two Rate | 292166.0048 | 13480 | 7404265.9481 | 7066740.2281 | 337525.72 | 0 | 0 | 2.5343 | 549.2779 | 2.4187 | 6773767.9745 | 292972.2537 | 0 | 95.85% | 4.146% | 0% | 4.559% | 0% | 0%
LDNO LV: Small Non Domestic Two Rate | 0 | 0 | 0 | 0 | 0 | 0 | 0 |  |  | 0 | 0 | 0 | 0
LDNO HV: Small Non Domestic Two Rate | 605.067 | 5 | 7020.4632 | 6972.6482 | 47.815 | 0 | 0 | 1.1603 | 1404.0926 | 1.1524 | 6880.3214 | 92.3267 | 0 | 98.68% | 1.324% | 0% | 0.6811% | 0% | 0%
> Small Non Domestic Off Peak (related MPAN)
Small Non Domestic Off Peak (related MPAN) | 2509.7641 | 0 | 7955.9521 | 7955.9521 | 0 | 0 | 0 | 0.317 |  | 0.317 | 7955.9521 | 0 | 0 | 100% | 0% | 0% | 0% | 0% | 0%
LDNO LV: Small Non Domestic Off Peak (related MPAN) | 0 | 0 | 0 | 0 | 0 | 0 | 0 |  |  | 0 | 0 | 0 | 0
LDNO HV: Small Non Domestic Off Peak (related MPAN) | 0 | 0 | 0 | 0 | 0 | 0 | 0 |  |  | 0 | 0 | 0 | 0
> LV Medium Non-Domestic
LV Medium Non-Domestic | 497672.305 | 4623 | 13835256.1376 | 13022100.4871 | 813155.6505 | 0 | 0 | 2.78 | 2992.7009 | 2.6166 | 12794711.5677 | 227388.9194 | 0 | 98.25% | 1.746% | 0% | 5.877% | 0% | 0%
LDNO LV: LV Medium Non-Domestic | 0 | 0 | 0 | 0 | 0 | 0 | 0 |  |  | 0 | 0 | 0 | 0
LDNO HV: LV Medium Non-Domestic | 971.575 | 7 | 11456.5978 | 10987.2443 | 469.3535 | 0 | 0 | 1.1792 | 1636.6568 | 1.1309 | 10908.2563 | 78.988 | 0 | 99.28% | 0.7189% | 0% | 4.097% | 0% | 0%
> LV Sub Medium Non-Domestic
LV Sub Medium Non-Domestic | 0 | 0 | 0 | 0 | 0 | 0 | 0 |  |  | 0 | 0 | 0 | 0
> HV Medium Non-Domestic
HV Medium Non-Domestic | 720.3258 | 12 | 19617.9049 | 13582.2649 | 6035.64 | 0 | 0 | 2.7235 | 1634.8254 | 1.8856 | 13339.1795 | 243.0854 | 0 | 98.21% | 1.79% | 0% | 30.77% | 0% | 0%
> LV HH Metered
LV HH Metered | 1257452.9814 | 2949 | 33455951.0556 | 27036175.0526 | 114742.641 | 5706790.622 | 598242.74 | 2.6606 | 11344.8461 | 2.1501 | 17174003.5936 | 9063317.1773 | 798854.2818 | 63.52% | 33.52% | 2.955% | 0.343% | 17.06% | 1.788%
LDNO LV: LV HH Metered | 0 | 0 | 0 | 0 | 0 | 0 | 0 |  |  | 0 | 0 | 0 | 0
LDNO HV: LV HH Metered | 12656.5968 | 0 | 104028.7003 | 104028.7003 | 0 | 0 | 0 | 0.82193 |  | 0.82193 | 66183.3651 | 34792.6668 | 3052.6684 | 63.62% | 33.45% | 2.934% | 0% | 0% | 0%
> LV Sub HH Metered
LV Sub HH Metered | 4162.1373 | 9 | 109044.5875 | 74475.5025 | 252.945 | 33825.28 | 490.86 | 2.6199 | 12116.0653 | 1.7894 | 50437.0959 | 22106.7419 | 1931.6647 | 67.72% | 29.68% | 2.594% | 0.232% | 31.02% | 0.4501%
LDNO HV: LV Sub HH Metered | 0 | 0 | 0 | 0 | 0 | 0 | 0 |  |  | 0 | 0 | 0 | 0
> HV HH Metered
HV HH Metered | 2140667.3197 | 570 | 41268879.7307 | 31979262.2757 | 178694.145 | 8443290.96 | 667632.35 | 1.9279 | 72401.5434 | 1.4939 | 20690527.6849 | 10176119.6983 | 1112614.8925 | 64.7% | 31.82% | 3.479% | 0.433% | 20.46% | 1.618%
LDNO HV: HV HH Metered | 0 | 0 | 0 | 0 | 0 | 0 | 0 |  |  | 0 | 0 | 0 | 0
> HV Sub HH Metered
HV Sub HH Metered | 0 | 0 | 0 | 0 | 0 | 0 | 0 |  |  | 0 | 0 | 0 | 0
> NHH UMS category A
NHH UMS category A | 8804.4214 | 0 | 231996.505 | 231996.505 | 0 | 0 | 0 | 2.635 |  | 2.635 | 231996.505 | 0 | 0 | 100% | 0% | 0% | 0% | 0% | 0%
LDNO LV: NHH UMS category A | 3.4726 | 0 | 63.1313 | 63.1313 | 0 | 0 | 0 | 1.818 |  | 1.818 | 63.1313 | 0 | 0 | 100% | 0% | 0% | 0% | 0% | 0%
LDNO HV: NHH UMS category A | 36.2093 | 0 | 363.9039 | 363.9039 | 0 | 0 | 0 | 1.005 |  | 1.005 | 363.9039 | 0 | 0 | 100% | 0% | 0% | 0% | 0% | 0%
> NHH UMS category B
NHH UMS category B | 5605.8267 | 0 | 170585.3067 | 170585.3067 | 0 | 0 | 0 | 3.043 |  | 3.043 | 170585.3067 | 0 | 0 | 100% | 0% | 0% | 0% | 0% | 0%
LDNO LV: NHH UMS category B | 1.7363 | 0 | 36.4446 | 36.4446 | 0 | 0 | 0 | 2.099 |  | 2.099 | 36.4446 | 0 | 0 | 100% | 0% | 0% | 0% | 0% | 0%
LDNO HV: NHH UMS category B | 23.0547 | 0 | 267.4345 | 267.4345 | 0 | 0 | 0 | 1.16 |  | 1.16 | 267.4345 | 0 | 0 | 100% | 0% | 0% | 0% | 0% | 0%
> NHH UMS category C
NHH UMS category C | 411.6477 | 0 | 20495.9379 | 20495.9379 | 0 | 0 | 0 | 4.979 |  | 4.979 | 20495.9379 | 0 | 0 | 100% | 0% | 0% | 0% | 0% | 0%
LDNO LV: NHH UMS category C | 0.86814 | 0 | 29.8207 | 29.8207 | 0 | 0 | 0 | 3.435 |  | 3.435 | 29.8207 | 0 | 0 | 100% | 0% | 0% | 0% | 0% | 0%
LDNO HV: NHH UMS category C | 1.693 | 0 | 32.1323 | 32.1323 | 0 | 0 | 0 | 1.898 |  | 1.898 | 32.1323 | 0 | 0 | 100% | 0% | 0% | 0% | 0% | 0%
> NHH UMS category D
NHH UMS category D | 0 | 0 | 0 | 0 | 0 | 0 | 0 |  |  | 0 | 0 | 0 | 0
LDNO LV: NHH UMS category D | 0 | 0 | 0 | 0 | 0 | 0 | 0 |  |  | 0 | 0 | 0 | 0
LDNO HV: NHH UMS category D | 0 | 0 | 0 | 0 | 0 | 0 | 0 |  |  | 0 | 0 | 0 | 0
> LV UMS (Pseudo HH Metered)
LV UMS (Pseudo HH Metered) | 146505.8826 | 0 | 4499892.9427 | 4499892.9427 | 0 | 0 | 0 | 3.0715 |  | 3.0715 | 2602067.8315 | 884520.7506 | 1013304.3606 | 57.83% | 19.66% | 22.52% | 0% | 0% | 0%
LDNO LV: LV UMS (Pseudo HH Metered) | 0 | 0 | 0 | 0 | 0 | 0 | 0 |  |  | 0 | 0 | 0 | 0
LDNO HV: LV UMS (Pseudo HH Metered) | 0 | 0 | 0 | 0 | 0 | 0 | 0 |  |  | 0 | 0 | 0 | 0
> LV Generation NHH
LV Generation NHH | 703.102 | 0 | -5526.3817 | -5526.3817 | 0 | 0 | 0 | -0.786 |  | -0.786 | -5526.3817 | 0 | 0 | 100% | -0% | -0% | -0% | -0% | -0%
LDNO LV: LV Generation NHH | 0 | 0 | 0 | 0 | 0 | 0 | 0 |  |  | 0 | 0 | 0 | 0
LDNO HV: LV Generation NHH | 0 | 0 | 0 | 0 | 0 | 0 | 0 |  |  | 0 | 0 | 0 | 0
> LV Sub Generation NHH
LV Sub Generation NHH | 0 | 0 | 0 | 0 | 0 | 0 | 0 |  |  | 0 | 0 | 0 | 0
LDNO HV: LV Sub Generation NHH | 0 | 0 | 0 | 0 | 0 | 0 | 0 |  |  | 0 | 0 | 0 | 0
> LV Generation Intermittent
LV Generation Intermittent | 1044.617 | 0 | -8081.6896 | -8210.6896 | 0 | 0 | 129 | -0.77365 |  | -0.786 | -8210.6896 | 0 | 0 | 100% | -0% | -0% | -0% | -0% | -1.596%
LDNO LV: LV Generation Intermittent | 0 | 0 | 0 | 0 | 0 | 0 | 0 |  |  | 0 | 0 | 0 | 0
LDNO HV: LV Generation Intermittent | 0 | 0 | 0 | 0 | 0 | 0 | 0 |  |  | 0 | 0 | 0 | 0
> LV Generation Non-Intermittent
LV Generation Non-Intermittent | 1413.479 | 0 | -10864.7258 | -10978.2458 | 0 | 0 | 113.52 | -0.76865 |  | -0.77668 | -6557.6321 | -3701.2597 | -719.354 | 59.73% | 33.71% | 6.553% | -0% | -0% | -1.045%
LDNO LV: LV Generation Non-Intermittent | 0 | 0 | 0 | 0 | 0 | 0 | 0 |  |  | 0 | 0 | 0 | 0
LDNO HV: LV Generation Non-Intermittent | 0 | 0 | 0 | 0 | 0 | 0 | 0 |  |  | 0 | 0 | 0 | 0
> LV Sub Generation Intermittent
LV Sub Generation Intermittent | 0 | 0 | 0 | 0 | 0 | 0 | 0 |  |  | 0 | 0 | 0 | 0
LDNO HV: LV Sub Generation Intermittent | 0 | 0 | 0 | 0 | 0 | 0 | 0 |  |  | 0 | 0 | 0 | 0
> LV Sub Generation Non-Intermittent
LV Sub Generation Non-Intermittent | 369.6228 | 0 | -4310.1528 | -4310.1528 | 0 | 0 | 0 | -1.1661 |  | -1.1661 | -3509.3062 | -608.1285 | -192.7181 | 81.42% | 14.11% | 4.471% | -0% | -0% | -0%
LDNO HV: LV Sub Generation Non-Intermittent | 0 | 0 | 0 | 0 | 0 | 0 | 0 |  |  | 0 | 0 | 0 | 0
> HV Generation Intermittent
HV Generation Intermittent | 22664.176 | 10 | -108692.3454 | -110147.8954 | 1347.58 | 0 | 107.97 | -0.47958 | -10869.2345 | -0.486 | -110147.8954 | 0 | 0 | 100% | -0% | -0% | -1.24% | -0% | -0.09934%
LDNO HV: HV Generation Intermittent | 0 | 0 | 0 | 0 | 0 | 0 | 0 |  |  | 0 | 0 | 0 | 0
> HV Generation Non-Intermittent
HV Generation Non-Intermittent | 99523.001 | 21 | -484061.4155 | -487573.9235 | 2829.918 | 0 | 682.59 | -0.48638 | -23050.5436 | -0.48991 | -294147.0593 | -156837.4575 | -36589.4068 | 60.33% | 32.17% | 7.504% | -0.5846% | -0% | -0.141%
LDNO HV: HV Generation Non-Intermittent | 0 | 0 | 0 | 0 | 0 | 0 | 0 |  |  | 0 | 0 | 0 | 0
> HV Sub Generation Intermittent
HV Sub Generation Intermittent | 0 | 0 | 0 | 0 | 0 | 0 | 0 |  |  | 0 | 0 | 0 | 0
> HV Sub Generation Non-Intermittent
HV Sub Generation Non-Intermittent | 0 | 0 | 0 | 0 | 0 | 0 | 0 |  |  | 0 | 0 | 0 | 0
3803. Revenue summary by tariff component
Data sources:
x1 = 3802. All units (MWh) (in Revenue summary)
x2 = 3802. MPANs by tariff (in Volume forecasts for the charging year) (copy) (in Revenue summary)
x3 = 3802. Net revenues (£) (in Revenue summary)
x4 = 3802. Revenues from unit rates (£) (in Revenue summary)
x5 = 3802. Revenues from fixed charges (£) (in Revenue summary)
x6 = 3802. Revenues from capacity charges (£) (in Revenue summary)
x7 = 3802. Revenues from reactive power charges (£) (in Revenue summary)
Kind: | Cell summation | Cell summation | Cell summation | Cell summation | Cell summation | Cell summation | Cell summation
Formula: | =SUM(x1) | =SUM(x2) | =SUM(x3) | =SUM(x4) | =SUM(x5) | =SUM(x6) | =SUM(x7)
| Total units (MWh) | Total MPANs | Total net revenues (£) | Total net revenues from unit rates (£) | Total revenues from fixed charges (£) | Total revenues from capacity charges (£) | Total revenues from reactive power charges (£)
Revenue summary by tariff component | 8989338.4572 | 1101964 | 257426412.9281 | 223783782.5381 | 18191324.498 | 14183906.862 | 1267399.03

## M-ATW
Tariff matrices for WPD South Wales in 2013/14 (April 2013 Price Change)
This sheet provides matrices breaking down each tariff component into its elements.
This sheet is for information only. It can be deleted without affecting any calculations elsewhere in the model.
Domestic Unrestricted
Domestic Two Rate
Domestic Off Peak (related MPAN)
Small Non Domestic Unrestricted
Small Non Domestic Two Rate
Small Non Domestic Off Peak (related MPAN)
LV Medium Non-Domestic
LV Sub Medium Non-Domestic
HV Medium Non-Domestic
LV HH Metered
LV Sub HH Metered
HV HH Metered
HV Sub HH Metered
NHH UMS category A
NHH UMS category B
NHH UMS category C
NHH UMS category D
LV UMS (Pseudo HH Metered)
LV Generation NHH
LV Sub Generation NHH
LV Generation Intermittent
LV Generation Non-Intermittent
LV Sub Generation Intermittent
LV Sub Generation Non-Intermittent
HV Generation Intermittent
HV Generation Non-Intermittent
HV Sub Generation Intermittent
HV Sub Generation Non-Intermittent
Domestic Unrestricted
| Rate 1 units (MWh) | MPANs | MWh/year | MWh/MPAN/year
Domestic Unrestricted | 3279160.7859 | 954943.938 | 3279160.7859 | 3.4339
| Unit rate 1 p/kWh | Fixed charge p/MPAN/day | Revenue (£/year) | Average p/kWh | Average £/MPAN/year
Assets 132kV | 0.41023 | 0 | 13452262.1619 | 0.41023 | 14.087
Assets 132kV/EHV | 0.037959 | 0 | 1244749.2946 | 0.037959 | 1.3035
Assets EHV | 0.13214 | 0 | 4333159.2847 | 0.13214 | 4.5376
Assets EHV/HV | 0.022844 | 0 | 749096.4394 | 0.022844 | 0.78444
Assets 132kV/HV | 0.0073497 | 0 | 241010.1142 | 0.0073497 | 0.25238
Assets HV | 0.12941 | 0 | 4243563.7936 | 0.12941 | 4.4438
Assets HV/LV | 0.0091306 | 0 | 299407.6152 | 0.0091306 | 0.31353
Assets LV circuits | 0 | 0.18801 | 655309.7716 | 0.019984 | 0.68623
Assets LV customer |  | 0 | 0 | 0 | 0
Assets HV customer |  | 0 | 0 | 0 | 0
Transmission exit | 0.14386 | 0 | 4717337.4808 | 0.14386 | 4.9399
Operating 132kV | 0.20804 | 0 | 6822090.5872 | 0.20804 | 7.144
Operating 132kV/EHV | 0.01925 | 0 | 631253.8623 | 0.01925 | 0.66104
Operating EHV | 0.067014 | 0 | 2197489.5235 | 0.067014 | 2.3012
Operating EHV/HV | 0.04634 | 0 | 1519567.1052 | 0.04634 | 1.5913
Operating 132kV/HV | 0.014909 | 0 | 488897.0529 | 0.014909 | 0.51196
Operating HV | 0.26251 | 0 | 8608210.653 | 0.26251 | 9.0144
Operating HV/LV | 0.092609 | 0 | 3036791.6545 | 0.092609 | 3.1801
Operating LV circuits | 0 | 1.9069 | 6646588.6115 | 0.20269 | 6.9602
Operating LV customer |  | 1.9973 | 6961769.0412 | 0.2123 | 7.2902
Operating HV customer |  | 0 | 0 | 0 | 0
Scaler | 1.7519 | 0 | 57447068.5917 | 1.7519 | 60.1575
Rounding | -0.00049131 | -0.002234 | -23897.6917 | -0.00072877 | -0.025025
Total | 3.355 | 4.09 | 124271724.9472 | 3.7897 | 130.1351
Domestic Two Rate
| Rate 1 units (MWh) | Rate 2 units (MWh) | MPANs | MWh/year | MWh/MPAN/year
Domestic Two Rate | 185366.4361 | 189446.4514 | 61369.3812 | 374812.8875 | 6.1075
| Unit rate 1 p/kWh | Unit rate 2 p/kWh | Fixed charge p/MPAN/day | Average unit rate (p/kWh) | Revenue (£/year) | Average p/kWh | Average £/MPAN/year
Assets 132kV | 0.43462 | 0.062174 | 0 | 0.24637 | 923430.9981 | 0.24637 | 15.0471
Assets 132kV/EHV | 0.040216 | 0.005753 | 0 | 0.022797 | 85445.8581 | 0.022797 | 1.3923
Assets EHV | 0.14473 | 0.011335 | 0 | 0.077305 | 289750.4002 | 0.077305 | 4.7214
Assets EHV/HV | 0.02502 | 0.0019595 | 0 | 0.013364 | 50090.7026 | 0.013364 | 0.81622
Assets 132kV/HV | 0.0077867 | 0.0011139 | 0 | 0.004414 | 16544.1476 | 0.004414 | 0.26958
Assets HV | 0.14174 | 0.0111 | 0 | 0.075707 | 283759.3143 | 0.075707 | 4.6238
Assets HV/LV | 0.01 | 0.0007832 | 0 | 0.0053416 | 20020.8371 | 0.0053416 | 0.32623
Assets LV circuits | 0 | 0 | 0.18801 | 0 | 42113.4201 | 0.011236 | 0.68623
Assets LV customer |  |  | 0 | 0 | 0 | 0 | 0
Assets HV customer |  |  | 0 | 0 | 0 | 0 | 0
Transmission exit | 0.16223 | 0.0072468 | 0 | 0.083894 | 314446.06 | 0.083894 | 5.1238
Operating 132kV | 0.22041 | 0.03153 | 0 | 0.12494 | 468302.6426 | 0.12494 | 7.6309
Operating 132kV/EHV | 0.020395 | 0.0029175 | 0 | 0.011561 | 43332.4431 | 0.011561 | 0.70609
Operating EHV | 0.073396 | 0.0057483 | 0 | 0.039204 | 146942.0871 | 0.039204 | 2.3944
Operating EHV/HV | 0.050754 | 0.0039749 | 0 | 0.02711 | 101610.6605 | 0.02711 | 1.6557
Operating 132kV/HV | 0.015796 | 0.0022596 | 0 | 0.0089539 | 33560.355 | 0.0089539 | 0.54686
Operating HV | 0.28751 | 0.022518 | 0 | 0.15357 | 575615.2308 | 0.15357 | 9.3795
Operating HV/LV | 0.10143 | 0.0079438 | 0 | 0.054178 | 203064.6786 | 0.054178 | 3.3089
Operating LV circuits | 0 | 0 | 1.9069 | 0 | 427142.3841 | 0.11396 | 6.9602
Operating LV customer |  |  | 1.9973 | 0 | 447397.4244 | 0.11937 | 7.2902
Operating HV customer |  |  | 0 | 0 | 0 | 0 | 0
Scaler | 1.9756 | 0.08825 | 0 | 1.0217 | 3829279.641 | 1.0217 | 62.3972
Rounding | 0.00036951 | 0.00039227 | -0.002234 | 0.00038101 | 927.6572 | 0.0002475 | 0.015116
Total | 3.712 | 0.267 | 4.09 | 1.9707 | 8302776.9424 | 2.2152 | 135.2918
Domestic Off Peak (related MPAN)
| Rate 1 units (MWh) | MWh/year
Domestic Off Peak (related MPAN) | 4120.5885 | 4120.5885
| Unit rate 1 p/kWh | Revenue (£/year) | Average p/kWh
Assets 132kV | 0.054202 | 2233.4306 | 0.054202
Assets 132kV/EHV | 0.0050153 | 206.6612 | 0.0050153
Assets EHV | 0.012201 | 502.7574 | 0.012201
Assets EHV/HV | 0.0021093 | 86.9144 | 0.0021093
Assets 132kV/HV | 0.00097108 | 40.014 | 0.00097108
Assets HV | 0.011949 | 492.3621 | 0.011949
Assets HV/LV | 0.00084306 | 34.739 | 0.00084306
Assets LV circuits | 0 | 0 | 0
Transmission exit | 0.0093267 | 384.314 | 0.0093267
Operating 132kV | 0.027488 | 1132.6471 | 0.027488
Operating 132kV/EHV | 0.0025434 | 104.8048 | 0.0025434
Operating EHV | 0.0061876 | 254.9651 | 0.0061876
Operating EHV/HV | 0.0042787 | 176.3087 | 0.0042787
Operating 132kV/HV | 0.0019699 | 81.1698 | 0.0019699
Operating HV | 0.024239 | 998.7729 | 0.024239
Operating HV/LV | 0.0085509 | 352.3456 | 0.0085509
Operating LV circuits | 0 | 0 | 0
Scaler | 0.11358 | 4680.1213 | 0.11358
Rounding | -0.00045262 | -18.6507 | -0.00045262
Total | 0.285 | 11743.6772 | 0.285
Small Non Domestic Unrestricted
| Rate 1 units (MWh) | MPANs | MWh/year | MWh/MPAN/year
Small Non Domestic Unrestricted | 830301.6134 | 62469.9876 | 830301.6134 | 13.2912
| Unit rate 1 p/kWh | Fixed charge p/MPAN/day | Revenue (£/year) | Average p/kWh | Average £/MPAN/year
Assets 132kV | 0.33496 | 0 | 2781165.6724 | 0.33496 | 44.52
Assets 132kV/EHV | 0.030994 | 0 | 257343.6324 | 0.030994 | 4.1195
Assets EHV | 0.10789 | 0 | 895851.8434 | 0.10789 | 14.3405
Assets EHV/HV | 0.018652 | 0 | 154870.7033 | 0.018652 | 2.4791
Assets 132kV/HV | 0.0060011 | 0 | 49827.2371 | 0.0060011 | 0.79762
Assets HV | 0.10566 | 0 | 877328.5719 | 0.10566 | 14.044
Assets HV/LV | 0.0074552 | 0 | 61900.5318 | 0.0074552 | 0.99088
Assets LV circuits | 0 | 0.18801 | 42868.6875 | 0.005163 | 0.68623
Assets LV customer |  | 0 | 0 | 0 | 0
Assets HV customer |  | 0 | 0 | 0 | 0
Transmission exit | 0.11746 | 0 | 975278.1286 | 0.11746 | 15.6119
Operating 132kV | 0.16987 | 0 | 1410421.8255 | 0.16987 | 22.5776
Operating 132kV/EHV | 0.015718 | 0 | 130507.5348 | 0.015718 | 2.0891
Operating EHV | 0.054717 | 0 | 454316.3339 | 0.054717 | 7.2726
Operating EHV/HV | 0.037837 | 0 | 314160.3857 | 0.037837 | 5.029
Operating 132kV/HV | 0.012173 | 0 | 101076.2119 | 0.012173 | 1.618
Operating HV | 0.21434 | 0 | 1779690.2618 | 0.21434 | 28.4887
Operating HV/LV | 0.075615 | 0 | 627836.4636 | 0.075615 | 10.0502
Operating LV circuits | 0 | 1.9069 | 434802.8105 | 0.052367 | 6.9602
Operating LV customer |  | 4.7678 | 1087133.1161 | 0.13093 | 17.4025
Operating HV customer |  | 0 | 0 | 0 | 0
Scaler | 1.4304 | 0 | 11876799.1007 | 1.4304 | 190.1201
Rounding | 0.0002276 | -0.002713 | 1271.1726 | 0.0001531 | 0.020349
Total | 2.74 | 6.86 | 24314450.2255 | 2.9284 | 389.2181
Small Non Domestic Two Rate
| Rate 1 units (MWh) | Rate 2 units (MWh) | MPANs | MWh/year | MWh/MPAN/year
Small Non Domestic Two Rate | 197859.6689 | 94537.0074 | 13481.9062 | 292396.6763 | 21.6881
| Unit rate 1 p/kWh | Unit rate 2 p/kWh | Fixed charge p/MPAN/day | Average unit rate (p/kWh) | Revenue (£/year) | Average p/kWh | Average £/MPAN/year
Assets 132kV | 0.40796 | 0.068946 | 0 | 0.29835 | 872369.4695 | 0.29835 | 64.7067
Assets 132kV/EHV | 0.037749 | 0.0063796 | 0 | 0.027607 | 80721.0913 | 0.027607 | 5.9874
Assets EHV | 0.13534 | 0.0132 | 0 | 0.095847 | 280253.3751 | 0.095847 | 20.7874
Assets EHV/HV | 0.023396 | 0.0022819 | 0 | 0.01657 | 48448.901 | 0.01657 | 3.5936
Assets 132kV/HV | 0.007309 | 0.0012352 | 0 | 0.0053452 | 15629.3316 | 0.0053452 | 1.1593
Assets HV | 0.13254 | 0.012927 | 0 | 0.093865 | 274458.6565 | 0.093865 | 20.3576
Assets HV/LV | 0.0093513 | 0.00091204 | 0 | 0.0066227 | 19364.6227 | 0.0066227 | 1.4363
Assets LV circuits | 0 | 0 | 0.18801 | 0 | 9251.6686 | 0.0031641 | 0.68623
Assets LV customer |  |  | 0 | 0 | 0 | 0 | 0
Assets HV customer |  |  | 0 | 0 | 0 | 0 | 0
Transmission exit | 0.1482 | 0.0088536 | 0 | 0.10315 | 301598.5623 | 0.10315 | 22.3706
Operating 132kV | 0.20689 | 0.034965 | 0 | 0.1513 | 442407.6393 | 0.1513 | 32.8149
Operating 132kV/EHV | 0.019144 | 0.0032353 | 0 | 0.014 | 40936.3563 | 0.014 | 3.0364
Operating EHV | 0.068633 | 0.0066939 | 0 | 0.048607 | 142125.829 | 0.048607 | 10.542
Operating EHV/HV | 0.04746 | 0.0046288 | 0 | 0.033612 | 98280.2113 | 0.033612 | 7.2898
Operating 132kV/HV | 0.014827 | 0.0025057 | 0 | 0.010843 | 31704.6202 | 0.010843 | 2.3516
Operating HV | 0.26886 | 0.026222 | 0 | 0.19041 | 556748.5362 | 0.19041 | 41.296
Operating HV/LV | 0.094847 | 0.0092506 | 0 | 0.067172 | 196408.9143 | 0.067172 | 14.5683
Operating LV circuits | 0 | 0 | 1.9069 | 0 | 93836.5912 | 0.032092 | 6.9602
Operating LV customer |  |  | 4.7678 | 0 | 234618.6901 | 0.08024 | 17.4025
Operating HV customer |  |  | 0 | 0 | 0 | 0 | 0
Scaler | 1.8048 | 0.10782 | 0 | 1.2561 | 3672824.632 | 1.2561 | 272.4262
Rounding | -0.00025977 | -5.4155e-05 | -0.002713 | -0.00019329 | -698.6729 | -0.00023895 | -0.051823
Total | 3.427 | 0.31 | 6.86 | 2.4192 | 7411289.0256 | 2.5347 | 549.7212
Small Non Domestic Off Peak (related MPAN)
| Rate 1 units (MWh) | MWh/year
Small Non Domestic Off Peak (related MPAN) | 2509.7641 | 2509.7641
| Unit rate 1 p/kWh | Revenue (£/year) | Average p/kWh
Assets 132kV | 0.057851 | 1451.9128 | 0.057851
Assets 132kV/EHV | 0.005353 | 134.3467 | 0.005353
Assets EHV | 0.013578 | 340.7876 | 0.013578
Assets EHV/HV | 0.0023474 | 58.9138 | 0.0023474
Assets 132kV/HV | 0.0010364 | 26.0124 | 0.0010364
Assets HV | 0.013298 | 333.7413 | 0.013298
Assets HV/LV | 0.00093823 | 23.5473 | 0.00093823
Assets LV circuits | 0 | 0 | 0
Transmission exit | 0.010676 | 267.9372 | 0.010676
Operating 132kV | 0.029338 | 736.3134 | 0.029338
Operating 132kV/EHV | 0.0027147 | 68.1317 | 0.0027147
Operating EHV | 0.0068861 | 172.8248 | 0.0068861
Operating EHV/HV | 0.0047617 | 119.5086 | 0.0047617
Operating 132kV/HV | 0.0021025 | 52.767 | 0.0021025
Operating HV | 0.026975 | 677.0053 | 0.026975
Operating HV/LV | 0.0095161 | 238.8329 | 0.0095161
Operating LV circuits | 0 | 0 | 0
Scaler | 0.13001 | 3262.901 | 0.13001
Rounding | -0.00037978 | -9.5316 | -0.00037978
Total | 0.317 | 7955.9521 | 0.317
LV Medium Non-Domestic
| Rate 1 units (MWh) | Rate 2 units (MWh) | MPANs | MWh/year | MWh/MPAN/year
LV Medium Non-Domestic | 391250.1639 | 106792.5376 | 4625.6686 | 498042.7014 | 107.6693
| Unit rate 1 p/kWh | Unit rate 2 p/kWh | Fixed charge p/MPAN/day | Average unit rate (p/kWh) | Revenue (£/year) | Average p/kWh | Average £/MPAN/year
Assets 132kV | 0.38913 | 0.05599 | 0 | 0.3177 | 1582277.6821 | 0.3177 | 342.0646
Assets 132kV/EHV | 0.036007 | 0.0051808 | 0 | 0.029397 | 146409.5038 | 0.029397 | 31.6515
Assets EHV | 0.12919 | 0.0090277 | 0 | 0.10343 | 515114.2867 | 0.10343 | 111.36
Assets EHV/HV | 0.022335 | 0.0015607 | 0 | 0.01788 | 89050.564 | 0.01788 | 19.2514
Assets 132kV/HV | 0.0069717 | 0.0010031 | 0 | 0.0056919 | 28348.0146 | 0.0056919 | 6.1284
Assets HV | 0.12652 | 0.008841 | 0 | 0.10129 | 504463.4164 | 0.10129 | 109.0574
Assets HV/LV | 0.0089269 | 0.00062378 | 0 | 0.0071465 | 35592.7696 | 0.0071465 | 7.6946
Assets LV circuits | 0 | 0 | 3.8371 | 0 | 64783.9198 | 0.013008 | 14.0053
Assets LV customer |  |  | 0 | 0 | 0 | 0 | 0
Assets HV customer |  |  | 0 | 0 | 0 | 0 | 0
Transmission exit | 0.14158 | 0.0049956 | 0 | 0.11229 | 559266.5535 | 0.11229 | 120.905
Operating 132kV | 0.19734 | 0.028394 | 0 | 0.16112 | 802425.7594 | 0.16112 | 173.4724
Operating 132kV/EHV | 0.01826 | 0.0026273 | 0 | 0.014908 | 74249.1401 | 0.014908 | 16.0515
Operating EHV | 0.065519 | 0.0045782 | 0 | 0.052452 | 261231.6267 | 0.052452 | 56.4743
Operating EHV/HV | 0.045306 | 0.0031659 | 0 | 0.03627 | 180642.0383 | 0.03627 | 39.0521
Operating 132kV/HV | 0.014142 | 0.0020348 | 0 | 0.011546 | 57504.893 | 0.011546 | 12.4317
Operating HV | 0.25666 | 0.017934 | 0 | 0.20547 | 1023320.8611 | 0.20547 | 221.2266
Operating HV/LV | 0.090543 | 0.0063268 | 0 | 0.072485 | 361005.5999 | 0.072485 | 78.044
Operating LV circuits | 0 | 0 | 38.9181 | 0 | 657081.7075 | 0.13193 | 142.0512
Operating LV customer |  |  | 5.4301 | 0 | 91680.6681 | 0.018408 | 19.82
Operating HV customer |  |  | 0 | 0 | 0 | 0 | 0
Scaler | 1.7241 | 0.060836 | 0 | 1.3675 | 6810668.9823 | 1.3675 | 1472.3642
Rounding | 0.0004197 | -0.00011967 | 0.0046643 | 0.00030405 | 1593.0268 | 0.00031986 | 0.34439
Total | 3.273 | 0.213 | 48.19 | 2.6169 | 13846711.0139 | 2.7802 | 2993.4507
LV Sub Medium Non-Domestic
| Rate 1 units (MWh) | Rate 2 units (MWh) | MPANs | MWh/year | MWh/MPAN/year
LV Sub Medium Non-Domestic | 0 | 0 | 0 | 0
| Unit rate 1 p/kWh | Unit rate 2 p/kWh | Fixed charge p/MPAN/day | Average unit rate (p/kWh) | Revenue (£/year) | Average p/kWh | Average £/MPAN/year
Assets 132kV | 0.25983 | 0.037384 | 0 | 0 | 0
Assets 132kV/EHV | 0.024042 | 0.0034592 | 0 | 0 | 0
Assets EHV | 0.086264 | 0.0060278 | 0 | 0 | 0
Assets EHV/HV | 0.014913 | 0.0010421 | 0 | 0 | 0
Assets 132kV/HV | 0.004655 | 0.00066978 | 0 | 0 | 0
Assets HV | 0.08448 | 0.0059032 | 0 | 0 | 0
Assets HV/LV | 0 | 0 | 0 | 0 | 0
Assets LV circuits | 0 | 0 | 0 | 0 | 0
Assets LV customer |  |  | 0 | 0 | 0
Assets HV customer |  |  | 0 | 0 | 0
Transmission exit | 0.094533 | 0.0033356 | 0 | 0 | 0
Operating 132kV | 0.13177 | 0.018959 | 0 | 0 | 0
Operating 132kV/EHV | 0.012192 | 0.0017543 | 0 | 0 | 0
Operating EHV | 0.043747 | 0.0030569 | 0 | 0 | 0
Operating EHV/HV | 0.030251 | 0.0021139 | 0 | 0 | 0
Operating 132kV/HV | 0.0094429 | 0.0013587 | 0 | 0 | 0
Operating HV | 0.17137 | 0.011975 | 0 | 0 | 0
Operating HV/LV | 0 | 0 | 0 | 0 | 0
Operating LV circuits | 0 | 0 | 0 | 0 | 0
Operating LV customer |  |  | 4.1398 | 0 | 0
Operating HV customer |  |  | 0 | 0 | 0
Scaler | 1.1512 | 0.04062 | 0 | 0 | 0
Rounding | 0.00030118 | 0.00034009 | 0.00015536 | 0 | 0
Total | 2.119 | 0.138 | 4.14 | 0 | 0 | 0 | 0
HV Medium Non-Domestic
| Rate 1 units (MWh) | Rate 2 units (MWh) | MPANs | MWh/year | MWh/MPAN/year
HV Medium Non-Domestic | 564.5019 | 155.824 | 12 | 720.3258 | 60.0272
| Unit rate 1 p/kWh | Unit rate 2 p/kWh | Fixed charge p/MPAN/day | Average unit rate (p/kWh) | Revenue (£/year) | Average p/kWh | Average £/MPAN/year
Assets 132kV | 0.33578 | 0.049413 | 3.7898 | 0.27383 | 2138.446 | 0.29687 | 178.2038
Assets 132kV/EHV | 0.021154 | 0.003113 | 0 | 0.017251 | 124.2641 | 0.017251 | 10.3553
Assets EHV | 0.060832 | 0.004517 | 2.3696 | 0.04865 | 454.2273 | 0.063059 | 37.8523
Assets EHV/HV | 0 | 0 | 1.1521 | 0 | 50.4639 | 0.0070057 | 4.2053
Assets 132kV/HV | 0 | 0 | 0.40738 | 0 | 17.8434 | 0.0024771 | 1.4869
Assets HV | 0 | 0 | 4.7641 | 0 | 208.6669 | 0.028968 | 17.3889
Assets HV/LV | 0 | 0 | 0 | 0 | 0 | 0 | 0
Assets LV circuits | 0 | 0 | 0 | 0 | 0 | 0 | 0
Assets LV customer |  |  | 0 | 0 | 0 | 0 | 0
Assets HV customer |  |  | 0 | 0 | 0 | 0 | 0
Transmission exit | 0.12979 | 0.0051396 | 0 | 0.10282 | 740.6549 | 0.10282 | 61.7212
Operating 132kV | 0.17028 | 0.025059 | 1.9219 | 0.13887 | 1084.4772 | 0.15055 | 90.3731
Operating 132kV/EHV | 0.016762 | 0.0024667 | 0 | 0.01367 | 98.4664 | 0.01367 | 8.2055
Operating EHV | 0.048203 | 0.0035792 | 1.8777 | 0.03855 | 359.9278 | 0.049967 | 29.994
Operating EHV/HV | 0 | 0 | 6.4921 | 0 | 284.355 | 0.039476 | 23.6962
Operating 132kV/HV | 0 | 0 | 2.2955 | 0 | 100.544 | 0.013958 | 8.3787
Operating HV | 0 | 0 | 26.8447 | 0 | 1175.7995 | 0.16323 | 97.9833
Operating HV/LV | 0 | 0 | 0 | 0 | 0 | 0 | 0
Operating LV circuits | 0 | 0 | 0 | 0 | 0 | 0 | 0
Operating LV customer |  |  | 0 | 0 | 0 | 0 | 0
Operating HV customer |  |  | 85.8878 | 0 | 3761.8858 | 0.52225 | 313.4905
Scaler | 1.5805 | 0.062589 | 0 | 1.2522 | 9019.5911 | 1.2522 | 751.6326
Rounding | -0.00031529 | 0.00012427 | -0.0027895 | -0.0002202 | -1.7083 | -0.00023716 | -0.14236
Total | 2.363 | 0.156 | 137.8 | 1.8856 | 19617.9049 | 2.7235 | 1634.8254
LV HH Metered
| Rate 1 units (MWh) | Rate 2 units (MWh) | Rate 3 units (MWh) | MPANs | Import capacity (kVA) | Reactive power units (MVArh) | MWh/year | MWh/MPAN/year
LV HH Metered | 104752.646 | 665553.7355 | 491971.7127 | 2949 | 570622 | 108574 | 1262278.0942 | 428.036
| Unit rate 1 p/kWh | Unit rate 2 p/kWh | Unit rate 3 p/kWh | Fixed charge p/MPAN/day | Capacity charge p/kVA/day | Reactive power charge p/kVArh | Average unit rate (p/kWh) | Revenue (£/year) | Average p/kWh | Average £/MPAN/year | Average p/kVA/day
Assets 132kV | 1.8699 | 0.19217 | 0.046045 |  | 0 | 0.071154 | 0.28057 | 3541556.2855 | 0.28057 | 1200.9347 | 1.7004
Assets 132kV/EHV | 0.17302 | 0.017782 | 0.0042606 |  | 0 | 0.0065839 | 0.025961 | 327703.2246 | 0.025961 | 111.1235 | 0.15734
Assets EHV | 0.64894 | 0.062492 | 0.0073314 |  | 0 | 0.02292 | 0.091632 | 1156650.6554 | 0.091632 | 392.2179 | 0.55534
Assets EHV/HV | 0.11219 | 0.010803 | 0.0012674 |  | 0 | 0.0039622 | 0.015841 | 199956.3899 | 0.015841 | 67.8048 | 0.096005
Assets 132kV/HV | 0.033501 | 0.0034429 | 0.00082494 |  | 0 | 0.0012748 | 0.0050267 | 63450.3606 | 0.0050267 | 21.5159 | 0.030464
Assets HV | 0.50842 | 0.04896 | 0.0057439 |  | 0.17141 | 0.017957 | 0.07179 | 1263188.1003 | 0.10007 | 428.3446 | 0.60649
Assets HV/LV | 0 | 0 | 0 |  | 0.060468 | 0 | 0 | 125941.9825 | 0.0099774 | 42.7067 | 0.060468
Assets LV circuits | 0 | 0 | 0 |  | 0.13885 | 0 | 0 | 289199.1118 | 0.022911 | 98.0668 | 0.13885
Assets LV customer |  |  |  | 0 |  |  | 0 | 0 | 0 | 0 | 0
Assets HV customer |  |  |  | 0 |  |  | 0 | 0 | 0 | 0 | 0
Transmission exit | 0.79076 | 0.058017 | 0.0039879 |  | 0 | 0.024952 | 0.099913 | 1261184.7881 | 0.099913 | 427.6652 | 0.60553
Operating 132kV | 0.94829 | 0.097457 | 0.023351 |  | 0 | 0.036085 | 0.14229 | 1796041.2537 | 0.14229 | 609.034 | 0.86233
Operating 132kV/EHV | 0.087746 | 0.0090178 | 0.0021607 |  | 0 | 0.0033389 | 0.013166 | 166189.2295 | 0.013166 | 56.3544 | 0.079792
Operating EHV | 0.3291 | 0.031692 | 0.003718 |  | 0 | 0.011623 | 0.04647 | 586576.1055 | 0.04647 | 198.9068 | 0.28163
Operating EHV/HV | 0.22757 | 0.021915 | 0.002571 |  | 0 | 0.0080375 | 0.032134 | 405618.2043 | 0.032134 | 137.5443 | 0.19475
Operating 132kV/HV | 0.067958 | 0.0069841 | 0.0016734 |  | 0 | 0.002586 | 0.010197 | 128711.1721 | 0.010197 | 43.6457 | 0.061798
Operating HV | 1.0313 | 0.099316 | 0.011652 |  | 0.3477 | 0.036426 | 0.14563 | 2562419.1813 | 0.203 | 868.9112 | 1.2303
Operating HV/LV | 0 | 0 | 0 |  | 0.61331 | 0 | 0 | 1277387.5547 | 0.1012 | 433.1596 | 0.61331
Operating LV circuits | 0 | 0 | 0 |  | 1.4083 | 0 | 0 | 2933250.2067 | 0.23238 | 994.6593 | 1.4083
Operating LV customer |  |  |  | 10.6568 |  |  | 0 | 114708.4003 | 0.0090874 | 38.8974 | 0.055075
Operating HV customer |  |  |  | 0 |  |  | 0 | 0 | 0 | 0 | 0
Scaler | 9.6298 | 0.70652 | 0.048564 | 0 | 0 | 0.30386 | 1.2167 | 15358529.9594 | 1.2167 | 5208.0468 | 7.3741
Rounding | -0.00048579 | 0.00043088 | -0.00015125 | 0.0031811 | -8.4086e-05 | 0.00024306 | 0.00014883 | 1737.766 | 0.00013767 | 0.58927 | 0.00083435
Total | 16.458 | 1.367 | 0.163 | 10.66 | 2.74 | 0.551 | 2.1975 | 33559999.9321 | 2.6587 | 11380.1288 | 16.1132
LV Sub HH Metered
| Rate 1 units (MWh) | Rate 2 units (MWh) | Rate 3 units (MWh) | MPANs | Import capacity (kVA) | Reactive power units (MVArh) | MWh/year | MWh/MPAN/year
LV Sub HH Metered | 405.0847 | 2173.7209 | 1583.3317 | 9 | 2896 | 101 | 4162.1373 | 462.4597
| Unit rate 1 p/kWh | Unit rate 2 p/kWh | Unit rate 3 p/kWh | Fixed charge p/MPAN/day | Capacity charge p/kVA/day | Reactive power charge p/kVArh | Average unit rate (p/kWh) | Revenue (£/year) | Average p/kWh | Average £/MPAN/year | Average p/kVA/day
Assets 132kV | 1.5606 | 0.16039 | 0.03843 |  | 0 | 0.069647 | 0.25196 | 10487.1113 | 0.25196 | 1165.2346 | 0.99212
Assets 132kV/EHV | 0.14441 | 0.014841 | 0.0035559 |  | 0 | 0.0064445 | 0.023314 | 970.3814 | 0.023314 | 107.8202 | 0.091802
Assets EHV | 0.54161 | 0.052156 | 0.0061189 |  | 0 | 0.022434 | 0.082824 | 3447.2597 | 0.082824 | 383.0289 | 0.32612
Assets EHV/HV | 0.093631 | 0.0090165 | 0.0010578 |  | 0 | 0.0038783 | 0.014318 | 595.9462 | 0.014318 | 66.2162 | 0.056379
Assets 132kV/HV | 0.02796 | 0.0028735 | 0.0006885 |  | 0 | 0.0012478 | 0.0045142 | 187.8866 | 0.0045142 | 20.8763 | 0.017775
Assets HV | 0 | 0 | 0 |  | 0.83888 | 0 | 0 | 8867.3103 | 0.21305 | 985.2567 | 0.83888
Assets HV/LV | 0 | 0 | 0 |  | 0.059188 | 0 | 0 | 625.6393 | 0.015032 | 69.5155 | 0.059188
Assets LV circuits | 0 | 0 | 0 |  | 0 | 0 | 0 | 0 | 0 | 0 | 0
Assets LV customer |  |  |  | 0 |  |  | 0 | 0 | 0 | 0 | 0
Assets HV customer |  |  |  | 0 |  |  | 0 | 0 | 0 | 0 | 0
Transmission exit | 0.65998 | 0.048421 | 0.0033284 |  | 0 | 0.024423 | 0.09138 | 3803.3764 | 0.09138 | 422.5974 | 0.35981
Operating 132kV | 0.79145 | 0.081339 | 0.019489 |  | 0 | 0.03532 | 0.12778 | 5318.3637 | 0.12778 | 590.9293 | 0.50314
Operating 132kV/EHV | 0.073234 | 0.0075263 | 0.0018033 |  | 0 | 0.0032682 | 0.011824 | 492.1127 | 0.011824 | 54.6792 | 0.046556
Operating EHV | 0.27467 | 0.02645 | 0.0031031 |  | 0 | 0.011377 | 0.042003 | 1748.2203 | 0.042003 | 194.2467 | 0.16539
Operating EHV/HV | 0.18993 | 0.01829 | 0.0021458 |  | 0 | 0.0078673 | 0.029045 | 1208.8968 | 0.029045 | 134.3219 | 0.11437
Operating 132kV/HV | 0.056718 | 0.005829 | 0.0013967 |  | 0 | 0.0025312 | 0.0091572 | 381.1342 | 0.0091572 | 42.3482 | 0.036057
Operating HV | 0 | 0 | 0 |  | 1.7017 | 0 | 0 | 17987.6345 | 0.43217 | 1998.6261 | 1.7017
Operating HV/LV | 0 | 0 | 0 |  | 0.60032 | 0 | 0 | 6345.6507 | 0.15246 | 705.0723 | 0.60032
Operating LV circuits | 0 | 0 | 0 |  | 0 | 0 | 0 | 0 | 0 | 0 | 0
Operating LV customer |  |  |  | 7.701 |  |  | 0 | 252.9784 | 0.0060781 | 28.1087 | 0.023933
Operating HV customer |  |  |  | 0 |  |  | 0 | 0 | 0 | 0 | 0
Scaler | 8.0371 | 0.58967 | 0.040532 | 0 | 0 | 0.29742 | 1.1128 | 46316.9794 | 1.1128 | 5146.331 | 4.3818
Rounding | -0.00032845 | 0.00019931 | 0.0003507 | -0.0010182 | -9.0328e-05 | 0.00013775 | 0.00020888 | 7.7054 | 0.00018513 | 0.85616 | 0.00072896
Total | 12.451 | 1.017 | 0.122 | 7.7 | 3.2 | 0.486 | 1.8012 | 109044.5875 | 2.6199 | 12116.0653 | 10.316
HV HH Metered
| Rate 1 units (MWh) | Rate 2 units (MWh) | Rate 3 units (MWh) | MPANs | Import capacity (kVA) | Reactive power units (MVArh) | MWh/year | MWh/MPAN/year
HV HH Metered | 165935.7421 | 1015580.8082 | 959150.7694 | 570 | 713960 | 173411 | 2140667.3197 | 3755.5567
| Unit rate 1 p/kWh | Unit rate 2 p/kWh | Unit rate 3 p/kWh | Fixed charge p/MPAN/day | Capacity charge p/kVA/day | Reactive power charge p/kVArh | Average unit rate (p/kWh) | Revenue (£/year) | Average p/kWh | Average £/MPAN/year | Average p/kVA/day
Assets 132kV | 1.5809 | 0.16248 | 0.03893 |  | 0.23662 | 0.056192 | 0.22162 | 5360854.9119 | 0.25043 | 9405.0086 | 2.0572
Assets 132kV/EHV | 0.099598 | 0.010236 | 0.0024526 |  | 0 | 0.0035401 | 0.013962 | 298885.7739 | 0.013962 | 524.361 | 0.11469
Assets EHV | 0.29884 | 0.028778 | 0.0033762 |  | 0.14795 | 0.0098589 | 0.039129 | 1223184.6613 | 0.05714 | 2145.938 | 0.46938
Assets EHV/HV | 0 | 0 | 0 |  | 0.071936 | 0 | 0 | 187460.9052 | 0.0087571 | 328.8788 | 0.071936
Assets 132kV/HV | 0 | 0 | 0 |  | 0.025435 | 0 | 0 | 66283.5771 | 0.0030964 | 116.287 | 0.025435
Assets HV | 0 | 0 | 0 |  | 0.29745 | 0 | 0 | 775145.3483 | 0.03621 | 1359.9041 | 0.29745
Assets HV/LV | 0 | 0 | 0 |  | 0 | 0 | 0 | 0 | 0 | 0 | 0
Assets LV circuits | 0 | 0 | 0 |  | 0 | 0 | 0 | 0 | 0 | 0 | 0
Assets LV customer |  |  |  | 0 |  |  | 0 | 0 | 0 | 0 | 0
Assets HV customer |  |  |  | 0 |  |  | 0 | 0 | 0 | 0 | 0
Transmission exit | 0.71124 | 0.052182 | 0.0035869 |  | 0 | 0.020963 | 0.083194 | 1780901.1332 | 0.083194 | 3124.388 | 0.6834
Operating 132kV | 0.80174 | 0.082397 | 0.019742 |  | 0.12 | 0.028497 | 0.11239 | 2718668.2354 | 0.127 | 4769.5934 | 1.0433
Operating 132kV/EHV | 0.078921 | 0.0081109 | 0.0019434 |  | 0 | 0.0028052 | 0.011064 | 236835.8431 | 0.011064 | 415.5015 | 0.090883
Operating EHV | 0.2368 | 0.022804 | 0.0026753 |  | 0.11724 | 0.0078121 | 0.031006 | 969246.4341 | 0.045278 | 1700.4323 | 0.37194
Operating EHV/HV | 0 | 0 | 0 |  | 0.40534 | 0 | 0 | 1056307.4913 | 0.049345 | 1853.171 | 0.40534
Operating 132kV/HV | 0 | 0 | 0 |  | 0.14332 | 0 | 0 | 373495.6843 | 0.017448 | 655.2556 | 0.14332
Operating HV | 0 | 0 | 0 |  | 1.6761 | 0 | 0 | 4367800.5152 | 0.20404 | 7662.8079 | 1.6761
Operating HV/LV | 0 | 0 | 0 |  | 0 | 0 | 0 | 0 | 0 | 0 | 0
Operating LV circuits | 0 | 0 | 0 |  | 0 | 0 | 0 | 0 | 0 | 0 | 0
Operating LV customer |  |  |  | 0 |  |  | 0 | 0 | 0 | 0 | 0
Operating HV customer |  |  |  | 85.8878 |  |  | 0 | 178689.5766 | 0.0083474 | 313.4905 | 0.06857
Scaler | 8.6613 | 0.63547 | 0.04368 | 0 | 0 | 0.25528 | 1.0131 | 21687562.098 | 1.0131 | 38048.3546 | 8.3223
Rounding | -0.00040364 | -0.0004494 | -0.00038666 | 0.0021958 | -0.0013777 | 4.9403e-05 | -0.00041374 | -12442.4581 | -0.00058124 | -21.8289 | -0.0047746
Total | 12.469 | 1.002 | 0.116 | 85.89 | 3.24 | 0.385 | 1.5251 | 41268879.7307 | 1.9279 | 72401.5434 | 15.8364
HV Sub HH Metered
| Rate 1 units (MWh) | Rate 2 units (MWh) | Rate 3 units (MWh) | MPANs | Import capacity (kVA) | Reactive power units (MVArh) | MWh/year | MWh/MPAN/year
HV Sub HH Metered | 0 | 0 | 0 | 0 | 0 | 0 | 0
| Unit rate 1 p/kWh | Unit rate 2 p/kWh | Unit rate 3 p/kWh | Fixed charge p/MPAN/day | Capacity charge p/kVA/day | Reactive power charge p/kVArh | Average unit rate (p/kWh) | Revenue (£/year) | Average p/kWh | Average £/MPAN/year | Average p/kVA/day
Assets 132kV | 1.4603 | 0.15008 | 0.035959 |  | 0 | 0.055863 | 0 | 0
Assets 132kV/EHV | 0.12354 | 0.012697 | 0.0030421 |  | 0 | 0.004726 | 0 | 0
Assets EHV | 0 | 0 | 0 |  | 1.0417 | 0 | 0 | 0
Assets EHV/HV | 0 | 0 | 0 |  | 0.10129 | 0 | 0 | 0
Assets 132kV/HV | 0 | 0 | 0 |  | 0 | 0 | 0 | 0
Assets HV | 0 | 0 | 0 |  | 0 | 0 | 0 | 0
Assets HV/LV | 0 | 0 | 0 |  | 0 | 0 | 0 | 0
Assets LV circuits | 0 | 0 | 0 |  | 0 | 0 | 0 | 0
Assets LV customer |  |  |  | 0 |  |  | 0 | 0
Assets HV customer |  |  |  | 0 |  |  | 0 | 0
Transmission exit | 0.61755 | 0.045308 | 0.0031144 |  | 0 | 0.01959 | 0 | 0
Operating 132kV | 0.74057 | 0.076109 | 0.018236 |  | 0 | 0.02833 | 0 | 0
Operating 132kV/EHV | 0.097893 | 0.010061 | 0.0024106 |  | 0 | 0.0037448 | 0 | 0
Operating EHV | 0 | 0 | 0 |  | 0.8254 | 0 | 0 | 0
Operating EHV/HV | 0 | 0 | 0 |  | 0.57077 | 0 | 0 | 0
Operating 132kV/HV | 0 | 0 | 0 |  | 0 | 0 | 0 | 0
Operating HV | 0 | 0 | 0 |  | 0 | 0 | 0 | 0
Operating HV/LV | 0 | 0 | 0 |  | 0 | 0 | 0 | 0
Operating LV circuits | 0 | 0 | 0 |  | 0 | 0 | 0 | 0
Operating LV customer |  |  |  | 0 |  |  | 0 | 0
Operating HV customer |  |  |  | 85.8878 |  |  | 0 | 0
Scaler | 7.5204 | 0.55176 | 0.037926 | 0 | 0 | 0.23856 | 0 | 0
Rounding | -0.0002479 | -1.1652e-05 | 0.00031138 | 0.0021958 | 0.00088482 | 0.00018781 | 0 | 0
Total | 10.56 | 0.846 | 0.101 | 85.89 | 2.54 | 0.351 | 0 | 0 | 0 | 0 | 0
NHH UMS category A
| Rate 1 units (MWh) | MWh/year
NHH UMS category A | 8820.6213 | 8820.6213
| Unit rate 1 p/kWh | Revenue (£/year) | Average p/kWh
Assets 132kV | 0.21071 | 18585.8607 | 0.21071
Assets 132kV/EHV | 0.019497 | 1719.7655 | 0.019497
Assets EHV | 0.067889 | 5988.2189 | 0.067889
Assets EHV/HV | 0.011736 | 1035.2155 | 0.011736
Assets 132kV/HV | 0.0037751 | 332.9834 | 0.0037751
Assets HV | 0.066485 | 5864.4023 | 0.066485
Assets HV/LV | 0.0046909 | 413.767 | 0.0046909
Assets LV circuits | 0.01006 | 887.3897 | 0.01006
Assets LV customer |  | 0 | 0
Transmission exit | 0.07387 | 6515.7899 | 0.07387
Operating 132kV | 0.10686 | 9425.5096 | 0.10686
Operating 132kV/EHV | 0.0098876 | 872.1504 | 0.0098876
Operating EHV | 0.034429 | 3036.8255 | 0.034429
Operating EHV/HV | 0.023807 | 2099.9691 | 0.023807
Operating 132kV/HV | 0.0076578 | 675.468 | 0.0076578
Operating HV | 0.13487 | 11896.1355 | 0.13487
Operating HV/LV | 0.047578 | 4196.7009 | 0.047578
Operating LV circuits | 0.10204 | 9000.4975 | 0.10204
Operating LV customer | 0.79956 | 70526.2376 | 0.79956
Scaler | 0.89958 | 79348.3677 | 0.89958
Rounding | 2.3997e-05 | 2.1167 | 2.3997e-05
Total | 2.635 | 232423.3713 | 2.635
NHH UMS category B
| Rate 1 units (MWh) | MWh/year
NHH UMS category B | 5615.8138 | 5615.8138
| Unit rate 1 p/kWh | Revenue (£/year) | Average p/kWh
Assets 132kV | 0.27158 | 15251.4695 | 0.27158
Assets 132kV/EHV | 0.02513 | 1411.2315 | 0.02513
Assets EHV | 0.086873 | 4878.6071 | 0.086873
Assets EHV/HV | 0.015018 | 843.3909 | 0.015018
Assets 132kV/HV | 0.0048656 | 273.2446 | 0.0048656
Assets HV | 0.085076 | 4777.7335 | 0.085076
Assets HV/LV | 0.0060026 | 337.0963 | 0.0060026
Assets LV circuits | 0.012874 | 722.9571 | 0.012874
Assets LV customer |  | 0 | 0
Transmission exit | 0.086256 | 4843.9903 | 0.086256
Operating 132kV | 0.13773 | 7734.5286 | 0.13773
Operating 132kV/EHV | 0.012744 | 715.6825 | 0.012744
Operating EHV | 0.044056 | 2474.1043 | 0.044056
Operating EHV/HV | 0.030465 | 1710.8466 | 0.030465
Operating 132kV/HV | 0.0098701 | 554.2858 | 0.0098701
Operating HV | 0.17258 | 9691.7917 | 0.17258
Operating HV/LV | 0.060883 | 3419.0558 | 0.060883
Operating LV circuits | 0.13057 | 7332.713 | 0.13057
Operating LV customer | 0.79956 | 44901.85 | 0.79956
Scaler | 1.0504 | 58989.4285 | 1.0504
Rounding | 0.00044882 | 25.2046 | 0.00044882
Total | 3.043 | 170889.2124 | 3.043
NHH UMS category C
| Rate 1 units (MWh) | MWh/year
NHH UMS category C | 412.892 | 412.892
| Unit rate 1 p/kWh | Revenue (£/year) | Average p/kWh
Assets 132kV | 0.48631 | 2007.9164 | 0.48631
Assets 132kV/EHV | 0.044998 | 185.7942 | 0.044998
Assets EHV | 0.16155 | 667.0429 | 0.16155
Assets EHV/HV | 0.027929 | 115.3153 | 0.027929
Assets 132kV/HV | 0.0087126 | 35.9737 | 0.0087126
Assets HV | 0.15821 | 653.2506 | 0.15821
Assets HV/LV | 0.011163 | 46.0906 | 0.011163
Assets LV circuits | 0.023941 | 98.8486 | 0.023941
Assets LV customer |  | 0 | 0
Transmission exit | 0.16343 | 674.802 | 0.16343
Operating 132kV | 0.24662 | 1018.2814 | 0.24662
Operating 132kV/EHV | 0.02282 | 94.2224 | 0.02282
Operating EHV | 0.081929 | 338.2797 | 0.081929
Operating EHV/HV | 0.056654 | 233.9209 | 0.056654
Operating 132kV/HV | 0.017674 | 72.9739 | 0.017674
Operating HV | 0.32094 | 1325.1407 | 0.32094
Operating HV/LV | 0.11322 | 467.4812 | 0.11322
Operating LV circuits | 0.24282 | 1002.5882 | 0.24282
Operating LV customer | 0.79956 | 3301.3229 | 0.79956
Scaler | 1.9903 | 8217.6433 | 1.9903
Rounding | 0.00024312 | 1.0038 | 0.00024312
Total | 4.979 | 20557.8928 | 4.979
NHH UMS category D
| Rate 1 units (MWh) | MWh/year
NHH UMS category D | 0 | 0
| Unit rate 1 p/kWh | Revenue (£/year) | Average p/kWh
Assets 132kV | 0.16497 | 0
Assets 132kV/EHV | 0.015265 | 0
Assets EHV | 0.053817 | 0
Assets EHV/HV | 0.0093036 | 0
Assets 132kV/HV | 0.0029556 | 0
Assets HV | 0.052704 | 0
Assets HV/LV | 0.0037186 | 0
Assets LV circuits | 0.0079751 | 0
Assets LV customer |  | 0
Transmission exit | 0.065399 | 0
Operating 132kV | 0.083662 | 0
Operating 132kV/EHV | 0.0077413 | 0
Operating EHV | 0.027292 | 0
Operating EHV/HV | 0.018873 | 0
Operating 132kV/HV | 0.0059955 | 0
Operating HV | 0.10691 | 0
Operating HV/LV | 0.037716 | 0
Operating LV circuits | 0.080889 | 0
Operating LV customer | 0.79956 | 0
Scaler | 0.79642 | 0
Rounding | -0.00017223 | 0
Total | 2.341 | 0 | 0
LV UMS (Pseudo HH Metered)
| Rate 1 units (MWh) | Rate 2 units (MWh) | Rate 3 units (MWh) | MWh/year
LV UMS (Pseudo HH Metered) | 6101.695 | 34741.5849 | 105662.6028 | 146505.8826
| Unit rate 1 p/kWh | Unit rate 2 p/kWh | Unit rate 3 p/kWh | Average unit rate (p/kWh) | Revenue (£/year) | Average p/kWh
Assets 132kV | 4.8636 | 0.17589 | 0.039505 | 0.27276 | 399611.7974 | 0.27276
Assets 132kV/EHV | 0.45003 | 0.016276 | 0.0036554 | 0.025239 | 36976.4205 | 0.025239
Assets EHV | 1.656 | 0.059269 | 0.0062901 | 0.087562 | 128283.8026 | 0.087562
Assets EHV/HV | 0.28629 | 0.010246 | 0.0010874 | 0.015137 | 22177.1076 | 0.015137
Assets 132kV/HV | 0.087136 | 0.0031513 | 0.00070777 | 0.0048868 | 7159.4267 | 0.0048868
Assets HV | 1.6218 | 0.058043 | 0.0061601 | 0.085752 | 125631.3153 | 0.085752
Assets HV/LV | 0.11443 | 0.0040953 | 0.00043463 | 0.0060503 | 8864.0054 | 0.0060503
Assets LV circuits | 0.24541 | 0.008783 | 0.00093213 | 0.012976 | 19010.28 | 0.012976
Assets LV customer |  |  |  | 0 | 0 | 0
Transmission exit | 1.6155 | 0.076496 | 0.0034215 | 0.087891 | 128765.2424 | 0.087891
Operating 132kV | 2.4665 | 0.089202 | 0.020034 | 0.13833 | 202656.4639 | 0.13833
Operating 132kV/EHV | 0.22823 | 0.008254 | 0.0018538 | 0.012799 | 18751.9755 | 0.012799
Operating EHV | 0.83983 | 0.030057 | 0.0031899 | 0.044406 | 65056.9928 | 0.044406
Operating EHV/HV | 0.58075 | 0.020785 | 0.0022058 | 0.030707 | 44987.0023 | 0.030707
Operating 132kV/HV | 0.17676 | 0.0063926 | 0.0014357 | 0.009913 | 14523.1358 | 0.009913
Operating HV | 3.2899 | 0.11774 | 0.012496 | 0.17395 | 254847.3121 | 0.17395
Operating HV/LV | 1.1606 | 0.041537 | 0.0044083 | 0.061366 | 89904.6529 | 0.061366
Operating LV circuits | 2.4891 | 0.089083 | 0.0094543 | 0.13161 | 192814.934 | 0.13161
Operating LV customer | 0.79956 | 0.79956 | 0.79956 | 0.79956 | 1171403.7292 | 0.79956
Scaler | 19.6736 | 0.93156 | 0.041667 | 1.0703 | 1568084.9085 | 1.0703
Rounding | 4.374e-05 | -0.00042749 | 0.00049997 | 0.00026104 | 382.4378 | 0.00026104
Total | 42.645 | 2.546 | 0.959 | 3.0715 | 4499892.9427 | 3.0715
LV Generation NHH
| Rate 1 units (MWh) | MPANs | MWh/year | MWh/MPAN/year
LV Generation NHH | 703.102 | 0 | 703.102
| Unit rate 1 p/kWh | Fixed charge p/MPAN/day | Revenue (£/year) | Average p/kWh | Average £/MPAN/year
Assets 132kV | -0.20098 |  | -1413.0707 | -0.20098
Assets 132kV/EHV | -0.018597 |  | -130.7526 | -0.018597
Assets EHV | -0.064737 |  | -455.1696 | -0.064737
Assets EHV/HV | -0.011191 |  | -78.6876 | -0.011191
Assets 132kV/HV | -0.0036007 |  | -25.3165 | -0.0036007
Assets HV | -0.063399 |  | -445.7582 | -0.063399
Assets HV/LV | -0.0044731 |  | -31.4508 | -0.0044731
Assets LV circuits | 0 |  | 0 | 0
Assets LV customer |  | 0 | 0 | 0
Assets HV customer |  | 0 | 0 | 0
Transmission exit | -0.070477 |  | -495.5249 | -0.070477
Operating 132kV | -0.10192 |  | -716.6153 | -0.10192
Operating 132kV/EHV | -0.0094309 |  | -66.309 | -0.0094309
Operating EHV | -0.03283 |  | -230.8317 | -0.03283
Operating EHV/HV | -0.022702 |  | -159.6204 | -0.022702
Operating 132kV/HV | -0.0073041 |  | -51.3554 | -0.0073041
Operating HV | -0.12861 |  | -904.2353 | -0.12861
Operating HV/LV | -0.04537 |  | -318.9948 | -0.04537
Operating LV circuits | 0 |  | 0 | 0
Operating LV customer |  | 0 | 0 | 0
Operating HV customer |  | 0 | 0 | 0
Scaler | 0 | 0 | 0 | 0
Rounding | -0.00038245 | 0 | -2.689 | -0.00038245
Total | -0.786 | 0 | -5526.3817 | -0.786 | 0
LV Sub Generation NHH
| Rate 1 units (MWh) | MPANs | MWh/year | MWh/MPAN/year
LV Sub Generation NHH | 0 | 0 | 0
| Unit rate 1 p/kWh | Fixed charge p/MPAN/day | Revenue (£/year) | Average p/kWh | Average £/MPAN/year
Assets 132kV | -0.19672 |  | 0
Assets 132kV/EHV | -0.018203 |  | 0
Assets EHV | -0.063366 |  | 0
Assets EHV/HV | -0.010954 |  | 0
Assets 132kV/HV | -0.0035244 |  | 0
Assets HV | -0.062056 |  | 0
Assets HV/LV | 0 |  | 0
Assets LV circuits | 0 |  | 0
Assets LV customer |  | 0 | 0
Assets HV customer |  | 0 | 0
Transmission exit | -0.068984 |  | 0
Operating 132kV | -0.099763 |  | 0
Operating 132kV/EHV | -0.0092312 |  | 0
Operating EHV | -0.032135 |  | 0
Operating EHV/HV | -0.022222 |  | 0
Operating 132kV/HV | -0.0071494 |  | 0
Operating HV | -0.12588 |  | 0
Operating HV/LV | 0 |  | 0
Operating LV circuits | 0 |  | 0
Operating LV customer |  | 0 | 0
Operating HV customer |  | 0 | 0
Scaler | 0 | 0 | 0
Rounding | 0.00019207 | 0 | 0
Total | -0.72 | 0 | 0 | 0 | 0
LV Generation Intermittent
| Rate 1 units (MWh) | MPANs | Reactive power units (MVArh) | MWh/year | MWh/MPAN/year
LV Generation Intermittent | 1044.617 | 0 | 50 | 1044.617
| Unit rate 1 p/kWh | Fixed charge p/MPAN/day | Reactive power charge p/kVArh | Revenue (£/year) | Average p/kWh | Average £/MPAN/year
Assets 132kV | -0.20098 |  | 0.052486 | -2073.1932 | -0.19846
Assets 132kV/EHV | -0.018597 |  | 0.0069379 | -190.7937 | -0.018264
Assets EHV | -0.064737 |  | 0.024152 | -664.1814 | -0.063581
Assets EHV/HV | -0.011191 |  | 0.0041753 | -114.8206 | -0.010992
Assets 132kV/HV | -0.0036007 |  | 0.0031344 | -36.0462 | -0.0034507
Assets HV | -0.063399 |  | 0.016557 | -653.9962 | -0.062606
Assets HV/LV | -0.0044731 |  | 0.0011682 | -46.1432 | -0.0044172
Assets LV circuits | 0 |  | 0.0025053 | 1.2527 | 0.00011992
Assets LV customer |  | 0 |  | 0 | 0
Assets HV customer |  | 0 |  | 0 | 0
Transmission exit | -0.070477 |  | 0.018405 | -727.0117 | -0.069596
Operating 132kV | -0.10192 |  | 0.026617 | -1051.3854 | -0.10065
Operating 132kV/EHV | -0.0094309 |  | 0.0035184 | -96.7578 | -0.0092625
Operating EHV | -0.03283 |  | 0.012248 | -336.8285 | -0.032244
Operating EHV/HV | -0.022702 |  | 0.0084697 | -232.9174 | -0.022297
Operating 132kV/HV | -0.0073041 |  | 0.0063583 | -73.1209 | -0.0069998
Operating HV | -0.12861 |  | 0.033586 | -1326.653 | -0.127
Operating HV/LV | -0.04537 |  | 0.011848 | -468.0147 | -0.044803
Operating LV circuits | 0 |  | 0.025411 | 12.7054 | 0.0012163
Operating LV customer |  | 0 |  | 0 | 0
Operating HV customer |  | 0 |  | 0 | 0
Scaler | 0 | 0 | 0 | 0 | 0
Rounding | -0.00038245 | 0 | 0.00042211 | -3.784 | -0.00036224
Total | -0.786 | 0 | 0.258 | -8081.6896 | -0.77365 | 0
LV Generation Non-Intermittent
| Rate 1 units (MWh) | Rate 2 units (MWh) | Rate 3 units (MWh) | MPANs | Reactive power units (MVArh) | MWh/year | MWh/MPAN/year
LV Generation Non-Intermittent | 103.449 | 604.781 | 705.249 | 0 | 44 | 1413.479
| Unit rate 1 p/kWh | Unit rate 2 p/kWh | Unit rate 3 p/kWh | Fixed charge p/MPAN/day | Reactive power charge p/kVArh | Average unit rate (p/kWh) | Revenue (£/year) | Average p/kWh | Average £/MPAN/year
Assets 132kV | -1.5367 | -0.15793 | -0.037841 |  | 0.052486 | -0.19729 | -2788.6242 | -0.19729
Assets 132kV/EHV | -0.14219 | -0.014613 | -0.0035014 |  | 0.0069379 | -0.01819 | -257.118 | -0.01819
Assets EHV | -0.53331 | -0.051357 | -0.0060251 |  | 0.024152 | -0.06326 | -894.1652 | -0.06326
Assets EHV/HV | -0.092196 | -0.0088783 | -0.0010416 |  | 0.0041753 | -0.010936 | -154.5791 | -0.010936
Assets 132kV/HV | -0.027532 | -0.0028295 | -0.00067795 |  | 0.0031344 | -0.0034663 | -48.9955 | -0.0034663
Assets HV | -0.52228 | -0.050295 | -0.0059005 |  | 0.016557 | -0.062173 | -878.7989 | -0.062173
Assets HV/LV | -0.03685 | -0.0035486 | -0.00041632 |  | 0.0011682 | -0.0043866 | -62.0043 | -0.0043866
Assets LV circuits | 0 | 0 | 0 |  | 0.0025053 | 7.7988e-05 | 1.1023 | 7.7988e-05
Assets LV customer |  |  |  | 0 |  | 0 | 0 | 0
Assets HV customer |  |  |  | 0 |  | 0 | 0 | 0
Transmission exit | -0.64986 | -0.047679 | -0.0032773 |  | 0.018405 | -0.069024 | -975.6437 | -0.069024
Operating 132kV | -0.77932 | -0.080092 | -0.01919 |  | 0.026617 | -0.10005 | -1414.2043 | -0.10005
Operating 132kV/EHV | -0.072111 | -0.007411 | -0.0017757 |  | 0.0035184 | -0.009225 | -130.3931 | -0.009225
Operating EHV | -0.27046 | -0.026045 | -0.0030555 |  | 0.012248 | -0.032081 | -453.461 | -0.032081
Operating EHV/HV | -0.18702 | -0.01801 | -0.0021129 |  | 0.0084697 | -0.022184 | -313.5689 | -0.022184
Operating 132kV/HV | -0.055849 | -0.0057397 | -0.0013752 |  | 0.0063583 | -0.0070315 | -99.3889 | -0.0070315
Operating HV | -1.0595 | -0.10202 | -0.011969 |  | 0.033586 | -0.12612 | -1782.6729 | -0.12612
Operating HV/LV | -0.37376 | -0.035992 | -0.0042225 |  | 0.011848 | -0.044492 | -628.8887 | -0.044492
Operating LV circuits | 0 | 0 | 0 |  | 0.025411 | 0.00079101 | 11.1808 | 0.00079101
Operating LV customer |  |  |  | 0 |  | 0 | 0 | 0
Operating HV customer |  |  |  | 0 |  | 0 | 0 | 0
Scaler | 0 | 0 | 0 | 0 | 0 | 0 | 0 | 0
Rounding | -7.3239e-05 | 0.00044486 | 0.00038244 | 0 | 0.00042211 | 0.00038894 | 5.4975 | 0.00038894
Total | -6.339 | -0.612 | -0.102 | 0 | 0.258 | -0.76865 | -10864.7258 | -0.76865 | 0
LV Sub Generation Intermittent
| Rate 1 units (MWh) | MPANs | Reactive power units (MVArh) | MWh/year | MWh/MPAN/year
LV Sub Generation Intermittent | 0 | 0 | 0 | 0
| Unit rate 1 p/kWh | Fixed charge p/MPAN/day | Reactive power charge p/kVArh | Revenue (£/year) | Average p/kWh | Average £/MPAN/year
Assets 132kV | -0.19672 |  | 0.051374 | 0
Assets 132kV/EHV | -0.018203 |  | 0.006791 | 0
Assets EHV | -0.063366 |  | 0.02364 | 0
Assets EHV/HV | -0.010954 |  | 0.0040868 | 0
Assets 132kV/HV | -0.0035244 |  | 0.0030681 | 0
Assets HV | -0.062056 |  | 0.016206 | 0
Assets HV/LV | 0 |  | 0.0011434 | 0
Assets LV circuits | 0 |  | 0 | 0
Assets LV customer |  | 0 |  | 0
Assets HV customer |  | 0 |  | 0
Transmission exit | -0.068984 |  | 0.018015 | 0
Operating 132kV | -0.099763 |  | 0.026054 | 0
Operating 132kV/EHV | -0.0092312 |  | 0.0034439 | 0
Operating EHV | -0.032135 |  | 0.011989 | 0
Operating EHV/HV | -0.022222 |  | 0.0082903 | 0
Operating 132kV/HV | -0.0071494 |  | 0.0062236 | 0
Operating HV | -0.12588 |  | 0.032875 | 0
Operating HV/LV | 0 |  | 0.011597 | 0
Operating LV circuits | 0 |  | 0 | 0
Operating LV customer |  | 0 |  | 0
Operating HV customer |  | 0 |  | 0
Scaler | 0 | 0 | 0 | 0
Rounding | 0.00019207 | 0 | 0.00020219 | 0
Total | -0.72 | 0 | 0.225 | 0 | 0 | 0
LV Sub Generation Non-Intermittent
| Rate 1 units (MWh) | Rate 2 units (MWh) | Rate 3 units (MWh) | MPANs | Reactive power units (MVArh) | MWh/year | MWh/MPAN/year
LV Sub Generation Non-Intermittent | 60.474 | 108.4008 | 200.748 | 0 | 0 | 369.6228
| Unit rate 1 p/kWh | Unit rate 2 p/kWh | Unit rate 3 p/kWh | Fixed charge p/MPAN/day | Reactive power charge p/kVArh | Average unit rate (p/kWh) | Revenue (£/year) | Average p/kWh | Average £/MPAN/year
Assets 132kV | -1.5042 | -0.15459 | -0.037039 |  | 0.051374 | -0.31155 | -1151.5578 | -0.31155
Assets 132kV/EHV | -0.13918 | -0.014304 | -0.0034273 |  | 0.006791 | -0.028828 | -106.5546 | -0.028828
Assets EHV | -0.52202 | -0.050269 | -0.0058975 |  | 0.02364 | -0.10335 | -382.0149 | -0.10335
Assets EHV/HV | -0.090244 | -0.0086903 | -0.0010195 |  | 0.0040868 | -0.017867 | -66.041 | -0.017867
Assets 132kV/HV | -0.026949 | -0.0027695 | -0.00066359 |  | 0.0030681 | -0.0055817 | -20.6313 | -0.0055817
Assets HV | -0.51122 | -0.04923 | -0.0057756 |  | 0.016206 | -0.10122 | -374.1161 | -0.10122
Assets HV/LV | 0 | 0 | 0 |  | 0.0011434 | 0 | 0 | 0
Assets LV circuits | 0 | 0 | 0 |  | 0 | 0 | 0 | 0
Assets LV customer |  |  |  | 0 |  | 0 | 0 | 0
Assets HV customer |  |  |  | 0 |  | 0 | 0 | 0
Transmission exit | -0.6361 | -0.046669 | -0.0032079 |  | 0.018015 | -0.1195 | -441.7032 | -0.1195
Operating 132kV | -0.76281 | -0.078396 | -0.018784 |  | 0.026054 | -0.158 | -583.9934 | -0.158
Operating 132kV/EHV | -0.070584 | -0.007254 | -0.0017381 |  | 0.0034439 | -0.01462 | -54.0374 | -0.01462
Operating EHV | -0.26473 | -0.025493 | -0.0029908 |  | 0.011989 | -0.052414 | -193.7325 | -0.052414
Operating EHV/HV | -0.18306 | -0.017629 | -0.0020682 |  | 0.0082903 | -0.036244 | -133.9663 | -0.036244
Operating 132kV/HV | -0.054666 | -0.0056181 | -0.0013461 |  | 0.0062236 | -0.011323 | -41.8512 | -0.011323
Operating HV | -1.037 | -0.099864 | -0.011716 |  | 0.032875 | -0.20532 | -758.907 | -0.20532
Operating HV/LV | 0 | 0 | 0 |  | 0.011597 | 0 | 0 | 0
Operating LV circuits | 0 | 0 | 0 |  | 0 | 0 | 0 | 0
Operating LV customer |  |  |  | 0 |  | 0 | 0 | 0
Operating HV customer |  |  |  | 0 |  | 0 | 0 | 0
Scaler | 0 | 0 | 0 | 0 | 0 | 0 | 0 | 0
Rounding | -0.000235 | -0.00022919 | -0.0003265 | 0 | 0.00020219 | -0.00028299 | -1.046 | -0.00028299
Total | -5.803 | -0.561 | -0.096 | 0 | 0.225 | -1.1661 | -4310.1528 | -1.1661 | 0
HV Generation Intermittent
| Rate 1 units (MWh) | MPANs | Reactive power units (MVArh) | MWh/year | MWh/MPAN/year
HV Generation Intermittent | 22664.176 | 10 | 59 | 22664.176 | 2266.4176
| Unit rate 1 p/kWh | Fixed charge p/MPAN/day | Reactive power charge p/kVArh | Revenue (£/year) | Average p/kWh | Average £/MPAN/year
Assets 132kV | -0.19376 |  | 0.050601 | -43884.0801 | -0.19363 | -4388.408
Assets 132kV/EHV | -0.011474 |  | 0.0042808 | -2598.0464 | -0.011463 | -259.8046
Assets EHV | -0.039944 |  | 0.014902 | -9044.1897 | -0.039905 | -904.419
Assets EHV/HV | -0.0038843 |  | 0.0014491 | -879.4786 | -0.0038805 | -87.9479
Assets 132kV/HV | -0.0012497 |  | 0.0010879 | -282.5918 | -0.0012469 | -28.2592
Assets HV | 0 |  | 0.0057464 | 3.3904 | 1.4959e-05 | 0.33904
Assets HV/LV | 0 |  | 0 | 0 | 0 | 0
Assets LV circuits | 0 |  | 0 | 0 | 0 | 0
Assets LV customer |  | 0 |  | 0 | 0 | 0
Assets HV customer |  | 0 |  | 0 | 0 | 0
Transmission exit | -0.067946 |  | 0.017744 | -15388.9371 | -0.0679 | -1538.8937
Operating 132kV | -0.098262 |  | 0.025661 | -22255.0799 | -0.098195 | -2225.508
Operating 132kV/EHV | -0.0090922 |  | 0.0033921 | -2058.6811 | -0.0090834 | -205.8681
Operating EHV | -0.031651 |  | 0.011808 | -7166.5783 | -0.031621 | -716.6578
Operating EHV/HV | -0.021887 |  | 0.0081655 | -4955.699 | -0.021866 | -495.5699
Operating 132kV/HV | -0.0070418 |  | 0.00613 | -1592.3523 | -0.0070259 | -159.2352
Operating HV | 0 |  | 0.03238 | 19.1041 | 8.4292e-05 | 1.9104
Operating HV/LV | 0 |  | 0 | 0 | 0 | 0
Operating LV circuits | 0 |  | 0 | 0 | 0 | 0
Operating LV customer |  | 0 |  | 0 | 0 | 0
Operating HV customer |  | 36.9161 |  | 1347.438 | 0.0059452 | 134.7438
Scaler | 0 | 0 | 0 | 0 | 0 | 0
Rounding | 0.00019193 | 0.0038899 | -0.00034864 | 43.4364 | 0.00019165 | 4.3436
Total | -0.486 | 36.92 | 0.183 | -108692.3454 | -0.47958 | -10869.2345
HV Generation Non-Intermittent
| Rate 1 units (MWh) | Rate 2 units (MWh) | Rate 3 units (MWh) | MPANs | Reactive power units (MVArh) | MWh/year | MWh/MPAN/year
HV Generation Non-Intermittent | 7577.204 | 41823.322 | 50122.475 | 21 | 373 | 99523.001 | 4739.1905
| Unit rate 1 p/kWh | Unit rate 2 p/kWh | Unit rate 3 p/kWh | Fixed charge p/MPAN/day | Reactive power charge p/kVArh | Average unit rate (p/kWh) | Revenue (£/year) | Average p/kWh | Average £/MPAN/year
Assets 132kV | -1.4815 | -0.15226 | -0.036482 |  | 0.050601 | -0.19496 | -194034.8445 | -0.19496 | -9239.7545
Assets 132kV/EHV | -0.087736 | -0.0090167 | -0.0021604 |  | 0.0042808 | -0.011541 | -11485.904 | -0.011541 | -546.9478
Assets EHV | -0.32906 | -0.031688 | -0.0037176 |  | 0.014902 | -0.040186 | -39994.3677 | -0.040186 | -1904.4937
Assets EHV/HV | -0.031999 | -0.0030814 | -0.00036151 |  | 0.0014491 | -0.0039078 | -3889.1477 | -0.0039078 | -185.1975
Assets 132kV/HV | -0.0095555 | -0.00098203 | -0.0002353 |  | 0.0010879 | -0.0012546 | -1248.6345 | -0.0012546 | -59.4588
Assets HV | 0 | 0 | 0 |  | 0.0057464 | 2.1537e-05 | 21.434 | 2.1537e-05 | 1.0207
Assets HV/LV | 0 | 0 | 0 |  | 0 | 0 | 0 | 0 | 0
Assets LV circuits | 0 | 0 | 0 |  | 0 | 0 | 0 | 0 | 0
Assets LV customer |  |  |  | 0 |  | 0 | 0 | 0 | 0
Assets HV customer |  |  |  | 0 |  | 0 | 0 | 0 | 0
Transmission exit | -0.62652 | -0.045967 | -0.0031596 |  | 0.017744 | -0.068542 | -68215.3191 | -0.068542 | -3248.3485
Operating 132kV | -0.75133 | -0.077216 | -0.018501 |  | 0.025661 | -0.098873 | -98401.538 | -0.098873 | -4685.7875
Operating 132kV/EHV | -0.069521 | -0.0071448 | -0.0017119 |  | 0.0033921 | -0.009145 | -9101.3825 | -0.009145 | -433.3992
Operating EHV | -0.26075 | -0.025109 | -0.0029458 |  | 0.011808 | -0.031843 | -31691.3705 | -0.031843 | -1509.1129
Operating EHV/HV | -0.18031 | -0.017363 | -0.002037 |  | 0.0081655 | -0.02202 | -21914.6274 | -0.02202 | -1043.5537
Operating 132kV/HV | -0.053843 | -0.0055336 | -0.0013259 |  | 0.00613 | -0.0070695 | -7035.8245 | -0.0070695 | -335.0393
Operating HV | 0 | 0 | 0 |  | 0.03238 | 0.00012136 | 120.7769 | 0.00012136 | 5.7513
Operating HV/LV | 0 | 0 | 0 |  | 0 | 0 | 0 | 0 | 0
Operating LV circuits | 0 | 0 | 0 |  | 0 | 0 | 0 | 0 | 0
Operating LV customer |  |  |  | 0 |  | 0 | 0 | 0 | 0
Operating HV customer |  |  |  | 36.9161 |  | 0 | 2829.6198 | 0.0028432 | 134.7438
Scaler | 0 | 0 | 0 | 0 | 0 | 0 | 0 | 0 | 0
Rounding | 0.00015143 | 0.00036043 | -0.00036211 | 0.0038899 | -0.00034864 | -2.0683e-05 | -20.2858 | -2.0383e-05 | -0.96599
Total | -3.882 | -0.375 | -0.073 | 36.92 | 0.183 | -0.48922 | -484061.4155 | -0.48638 | -23050.5436
HV Sub Generation Intermittent
| Rate 1 units (MWh) | MPANs | Reactive power units (MVArh) | MWh/year | MWh/MPAN/year
HV Sub Generation Intermittent | 0 | 0 | 0 | 0
| Unit rate 1 p/kWh | Fixed charge p/MPAN/day | Reactive power charge p/kVArh | Revenue (£/year) | Average p/kWh | Average £/MPAN/year
Assets 132kV | -0.19098 |  | 0.049876 | 0
Assets 132kV/EHV | -0.016157 |  | 0.0042195 | 0
Assets EHV | -0.056245 |  | 0.014689 | 0
Assets EHV/HV | 0 |  | 0 | 0
Assets 132kV/HV | 0 |  | 0.011914 | 0
Assets HV | 0 |  | 0 | 0
Assets HV/LV | 0 |  | 0 | 0
Assets LV circuits | 0 |  | 0 | 0
Assets LV customer |  | 0 |  | 0
Assets HV customer |  | 0 |  | 0
Transmission exit | -0.066973 |  | 0.01749 | 0
Operating 132kV | -0.096854 |  | 0.025294 | 0
Operating 132kV/EHV | -0.012803 |  | 0.0033435 | 0
Operating EHV | -0.044569 |  | 0.011639 | 0
Operating EHV/HV | 0 |  | 0 | 0
Operating 132kV/HV | 0 |  | 0.0060421 | 0
Operating HV | 0 |  | 0 | 0
Operating HV/LV | 0 |  | 0 | 0
Operating LV circuits | 0 |  | 0 | 0
Operating LV customer |  | 0 |  | 0
Operating HV customer |  | 36.9161 |  | 0
Scaler | 0 | 0 | 0 | 0
Rounding | -0.00041619 | 0.0038899 | 0.00049303 | 0
Total | -0.485 | 36.92 | 0.145 | 0 | 0 | 0
HV Sub Generation Non-Intermittent
| Rate 1 units (MWh) | Rate 2 units (MWh) | Rate 3 units (MWh) | MPANs | Reactive power units (MVArh) | MWh/year | MWh/MPAN/year
HV Sub Generation Non-Intermittent | 0 | 0 | 0 | 0 | 0 | 0
| Unit rate 1 p/kWh | Unit rate 2 p/kWh | Unit rate 3 p/kWh | Fixed charge p/MPAN/day | Reactive power charge p/kVArh | Average unit rate (p/kWh) | Revenue (£/year) | Average p/kWh | Average £/MPAN/year
Assets 132kV | -1.4603 | -0.15008 | -0.035959 |  | 0.049876 | 0 | 0
Assets 132kV/EHV | -0.12354 | -0.012697 | -0.0030421 |  | 0.0042195 | 0 | 0
Assets EHV | -0.46335 | -0.04462 | -0.0052348 |  | 0.014689 | 0 | 0
Assets EHV/HV | 0 | 0 | 0 |  | 0 | 0 | 0
Assets 132kV/HV | 0 | 0 | 0 |  | 0.011914 | 0 | 0
Assets HV | 0 | 0 | 0 |  | 0 | 0 | 0
Assets HV/LV | 0 | 0 | 0 |  | 0 | 0 | 0
Assets LV circuits | 0 | 0 | 0 |  | 0 | 0 | 0
Assets LV customer |  |  |  | 0 |  | 0 | 0
Assets HV customer |  |  |  | 0 |  | 0 | 0
Transmission exit | -0.61755 | -0.045308 | -0.0031144 |  | 0.01749 | 0 | 0
Operating 132kV | -0.74057 | -0.076109 | -0.018236 |  | 0.025294 | 0 | 0
Operating 132kV/EHV | -0.097893 | -0.010061 | -0.0024106 |  | 0.0033435 | 0 | 0
Operating EHV | -0.36716 | -0.035357 | -0.004148 |  | 0.011639 | 0 | 0
Operating EHV/HV | 0 | 0 | 0 |  | 0 | 0 | 0
Operating 132kV/HV | 0 | 0 | 0 |  | 0.0060421 | 0 | 0
Operating HV | 0 | 0 | 0 |  | 0 | 0 | 0
Operating HV/LV | 0 | 0 | 0 |  | 0 | 0 | 0
Operating LV circuits | 0 | 0 | 0 |  | 0 | 0 | 0
Operating LV customer |  |  |  | 0 |  | 0 | 0
Operating HV customer |  |  |  | 36.9161 |  | 0 | 0
Scaler | 0 | 0 | 0 | 0 | 0 | 0 | 0
Rounding | 0.00036268 | 0.00022896 | 0.0001449 | 0.0038899 | 0.00049303 | 0 | 0
Total | -3.87 | -0.374 | -0.072 | 36.92 | 0.145 | 0 | 0 | 0 | 0

## M-Rev
Revenue matrix for WPD South Wales in 2013/14 (April 2013 Price Change)
This sheet is for information only. It can be deleted without affecting any calculations elsewhere in the model.
3901. Revenue matrix by tariff
Revenue matrix by tariff, charging element and network level
| Assets 132kV | Assets 132kV/EHV | Assets EHV | Assets EHV/HV | Assets 132kV/HV | Assets HV | Assets HV/LV | Assets LV circuits | Assets LV customer | Assets HV customer | Transmission exit | Operating 132kV | Operating 132kV/EHV | Operating EHV | Operating EHV/HV | Operating 132kV/HV | Operating HV | Operating HV/LV | Operating LV circuits | Operating LV customer | Operating HV customer | Scaler | Rounding | Total net revenue by tariff (£/year)
Domestic Unrestricted | 13452262.1619 | 1244749.2946 | 4333159.2847 | 749096.4394 | 241010.1142 | 4243563.7936 | 299407.6152 | 655309.7716 | 0 | 0 | 4717337.4808 | 6822090.5872 | 631253.8623 | 2197489.5235 | 1519567.1052 | 488897.0529 | 8608210.653 | 3036791.6545 | 6646588.6115 | 6961769.0412 | 0 | 57447068.5917 | -23897.6917 | 124271724.9472
Domestic Two Rate | 923430.9981 | 85445.8581 | 289750.4002 | 50090.7026 | 16544.1476 | 283759.3143 | 20020.8371 | 42113.4201 | 0 | 0 | 314446.06 | 468302.6426 | 43332.4431 | 146942.0871 | 101610.6605 | 33560.355 | 575615.2308 | 203064.6786 | 427142.3841 | 447397.4244 | 0 | 3829279.641 | 927.6572 | 8302776.9424
Domestic Off Peak (related MPAN) | 2233.4306 | 206.6612 | 502.7574 | 86.9144 | 40.014 | 492.3621 | 34.739 | 0 |  |  | 384.314 | 1132.6471 | 104.8048 | 254.9651 | 176.3087 | 81.1698 | 998.7729 | 352.3456 | 0 |  |  | 4680.1213 | -18.6507 | 11743.6772
Small Non Domestic Unrestricted | 2781165.6724 | 257343.6324 | 895851.8434 | 154870.7033 | 49827.2371 | 877328.5719 | 61900.5318 | 42868.6875 | 0 | 0 | 975278.1286 | 1410421.8255 | 130507.5348 | 454316.3339 | 314160.3857 | 101076.2119 | 1779690.2618 | 627836.4636 | 434802.8105 | 1087133.1161 | 0 | 11876799.1007 | 1271.1726 | 24314450.2255
Small Non Domestic Two Rate | 872369.4695 | 80721.0913 | 280253.3751 | 48448.901 | 15629.3316 | 274458.6565 | 19364.6227 | 9251.6686 | 0 | 0 | 301598.5623 | 442407.6393 | 40936.3563 | 142125.829 | 98280.2113 | 31704.6202 | 556748.5362 | 196408.9143 | 93836.5912 | 234618.6901 | 0 | 3672824.632 | -698.6729 | 7411289.0256
Small Non Domestic Off Peak (related MPAN) | 1451.9128 | 134.3467 | 340.7876 | 58.9138 | 26.0124 | 333.7413 | 23.5473 | 0 |  |  | 267.9372 | 736.3134 | 68.1317 | 172.8248 | 119.5086 | 52.767 | 677.0053 | 238.8329 | 0 |  |  | 3262.901 | -9.5316 | 7955.9521
LV Medium Non-Domestic | 1582277.6821 | 146409.5038 | 515114.2867 | 89050.564 | 28348.0146 | 504463.4164 | 35592.7696 | 64783.9198 | 0 | 0 | 559266.5535 | 802425.7594 | 74249.1401 | 261231.6267 | 180642.0383 | 57504.893 | 1023320.8611 | 361005.5999 | 657081.7075 | 91680.6681 | 0 | 6810668.9823 | 1593.0268 | 13846711.0139
LV Sub Medium Non-Domestic | 0 | 0 | 0 | 0 | 0 | 0 | 0 | 0 | 0 | 0 | 0 | 0 | 0 | 0 | 0 | 0 | 0 | 0 | 0 | 0 | 0 | 0 | 0 | 0
HV Medium Non-Domestic | 2138.446 | 124.2641 | 454.2273 | 50.4639 | 17.8434 | 208.6669 | 0 | 0 | 0 | 0 | 740.6549 | 1084.4772 | 98.4664 | 359.9278 | 284.355 | 100.544 | 1175.7995 | 0 | 0 | 0 | 3761.8858 | 9019.5911 | -1.7083 | 19617.9049
LV HH Metered | 3541556.2855 | 327703.2246 | 1156650.6554 | 199956.3899 | 63450.3606 | 1263188.1003 | 125941.9825 | 289199.1118 | 0 | 0 | 1261184.7881 | 1796041.2537 | 166189.2295 | 586576.1055 | 405618.2043 | 128711.1721 | 2562419.1813 | 1277387.5547 | 2933250.2067 | 114708.4003 | 0 | 15358529.9594 | 1737.766 | 33559999.9321
LV Sub HH Metered | 10487.1113 | 970.3814 | 3447.2597 | 595.9462 | 187.8866 | 8867.3103 | 625.6393 | 0 | 0 | 0 | 3803.3764 | 5318.3637 | 492.1127 | 1748.2203 | 1208.8968 | 381.1342 | 17987.6345 | 6345.6507 | 0 | 252.9784 | 0 | 46316.9794 | 7.7054 | 109044.5875
HV HH Metered | 5360854.9119 | 298885.7739 | 1223184.6613 | 187460.9052 | 66283.5771 | 775145.3483 | 0 | 0 | 0 | 0 | 1780901.1332 | 2718668.2354 | 236835.8431 | 969246.4341 | 1056307.4913 | 373495.6843 | 4367800.5152 | 0 | 0 | 0 | 178689.5766 | 21687562.098 | -12442.4581 | 41268879.7307
HV Sub HH Metered | 0 | 0 | 0 | 0 | 0 | 0 | 0 | 0 | 0 | 0 | 0 | 0 | 0 | 0 | 0 | 0 | 0 | 0 | 0 | 0 | 0 | 0 | 0 | 0
NHH UMS category A | 18585.8607 | 1719.7655 | 5988.2189 | 1035.2155 | 332.9834 | 5864.4023 | 413.767 | 887.3897 | 0 |  | 6515.7899 | 9425.5096 | 872.1504 | 3036.8255 | 2099.9691 | 675.468 | 11896.1355 | 4196.7009 | 9000.4975 | 70526.2376 |  | 79348.3677 | 2.1167 | 232423.3713
NHH UMS category B | 15251.4695 | 1411.2315 | 4878.6071 | 843.3909 | 273.2446 | 4777.7335 | 337.0963 | 722.9571 | 0 |  | 4843.9903 | 7734.5286 | 715.6825 | 2474.1043 | 1710.8466 | 554.2858 | 9691.7917 | 3419.0558 | 7332.713 | 44901.85 |  | 58989.4285 | 25.2046 | 170889.2124
NHH UMS category C | 2007.9164 | 185.7942 | 667.0429 | 115.3153 | 35.9737 | 653.2506 | 46.0906 | 98.8486 | 0 |  | 674.802 | 1018.2814 | 94.2224 | 338.2797 | 233.9209 | 72.9739 | 1325.1407 | 467.4812 | 1002.5882 | 3301.3229 |  | 8217.6433 | 1.0038 | 20557.8928
NHH UMS category D | 0 | 0 | 0 | 0 | 0 | 0 | 0 | 0 | 0 |  | 0 | 0 | 0 | 0 | 0 | 0 | 0 | 0 | 0 | 0 |  | 0 | 0 | 0
LV UMS (Pseudo HH Metered) | 399611.7974 | 36976.4205 | 128283.8026 | 22177.1076 | 7159.4267 | 125631.3153 | 8864.0054 | 19010.28 | 0 |  | 128765.2424 | 202656.4639 | 18751.9755 | 65056.9928 | 44987.0023 | 14523.1358 | 254847.3121 | 89904.6529 | 192814.934 | 1171403.7292 |  | 1568084.9085 | 382.4378 | 4499892.9427
LV Generation NHH | -1413.0707 | -130.7526 | -455.1696 | -78.6876 | -25.3165 | -445.7582 | -31.4508 | 0 | 0 | 0 | -495.5249 | -716.6153 | -66.309 | -230.8317 | -159.6204 | -51.3554 | -904.2353 | -318.9948 | 0 | 0 | 0 | 0 | -2.689 | -5526.3817
LV Sub Generation NHH | 0 | 0 | 0 | 0 | 0 | 0 | 0 | 0 | 0 | 0 | 0 | 0 | 0 | 0 | 0 | 0 | 0 | 0 | 0 | 0 | 0 | 0 | 0 | 0
LV Generation Intermittent | -2073.1932 | -190.7937 | -664.1814 | -114.8206 | -36.0462 | -653.9962 | -46.1432 | 1.2527 | 0 | 0 | -727.0117 | -1051.3854 | -96.7578 | -336.8285 | -232.9174 | -73.1209 | -1326.653 | -468.0147 | 12.7054 | 0 | 0 | 0 | -3.784 | -8081.6896
LV Generation Non-Intermittent | -2788.6242 | -257.118 | -894.1652 | -154.5791 | -48.9955 | -878.7989 | -62.0043 | 1.1023 | 0 | 0 | -975.6437 | -1414.2043 | -130.3931 | -453.461 | -313.5689 | -99.3889 | -1782.6729 | -628.8887 | 11.1808 | 0 | 0 | 0 | 5.4975 | -10864.7258
LV Sub Generation Intermittent | 0 | 0 | 0 | 0 | 0 | 0 | 0 | 0 | 0 | 0 | 0 | 0 | 0 | 0 | 0 | 0 | 0 | 0 | 0 | 0 | 0 | 0 | 0 | 0
LV Sub Generation Non-Intermittent | -1151.5578 | -106.5546 | -382.0149 | -66.041 | -20.6313 | -374.1161 | 0 | 0 | 0 | 0 | -441.7032 | -583.9934 | -54.0374 | -193.7325 | -133.9663 | -41.8512 | -758.907 | 0 | 0 | 0 | 0 | 0 | -1.046 | -4310.1528
HV Generation Intermittent | -43884.0801 | -2598.0464 | -9044.1897 | -879.4786 | -282.5918 | 3.3904 | 0 | 0 | 0 | 0 | -15388.9371 | -22255.0799 | -2058.6811 | -7166.5783 | -4955.699 | -1592.3523 | 19.1041 | 0 | 0 | 0 | 1347.438 | 0 | 43.4364 | -108692.3454
HV Generation Non-Intermittent | -194034.8445 | -11485.904 | -39994.3677 | -3889.1477 | -1248.6345 | 21.434 | 0 | 0 | 0 | 0 | -68215.3191 | -98401.538 | -9101.3825 | -31691.3705 | -21914.6274 | -7035.8245 | 120.7769 | 0 | 0 | 0 | 2829.6198 | 0 | -20.2858 | -484061.4155
HV Sub Generation Intermittent | 0 | 0 | 0 | 0 | 0 | 0 | 0 | 0 | 0 | 0 | 0 | 0 | 0 | 0 | 0 | 0 | 0 | 0 | 0 | 0 | 0 | 0 | 0 | 0
HV Sub Generation Non-Intermittent | 0 | 0 | 0 | 0 | 0 | 0 | 0 | 0 | 0 | 0 | 0 | 0 | 0 | 0 | 0 | 0 | 0 | 0 | 0 | 0 | 0 | 0 | 0 | 0
3902. Revenues by charging element and network level
Total net revenue by charging element and network level (£/year)
| Assets 132kV | Assets 132kV/EHV | Assets EHV | Assets EHV/HV | Assets 132kV/HV | Assets HV | Assets HV/LV | Assets LV circuits | Assets LV customer | Assets HV customer | Transmission exit | Operating 132kV | Operating 132kV/EHV | Operating EHV | Operating EHV/HV | Operating 132kV/HV | Operating HV | Operating HV/LV | Operating LV circuits | Operating LV customer | Operating HV customer | Scaler | Rounding | Total net revenue (£/year)
Revenues by charging element and network level | 28720339.7555 | 2468218.0746 | 8787093.1219 | 1498755.1185 | 487503.9519 | 8366408.1385 | 572433.6457 | 1124248.4097 | 0 | 0 | 9969764.6738 | 14565041.7118 | 1332994.3947 | 4791297.2775 | 3699296.5052 | 1222497.5747 | 19767772.2444 | 5806003.6874 | 11402876.9303 | 10227693.4585 | 186628.5203 | 122460652.9459 | -31099.4932 | 257426420.6475

## CData
Additional calculations for tariff comparisons for WPD South Wales in 2013/14 (April 2013 Price Change)
This sheet is for information only. It can be deleted without affecting any calculations elsewhere in the model.
4001. Revenues under current tariffs (£)
Data sources:
x1 = 1201. Current revenues if known (£) (in Current tariff information)
x2 = 1010. Days in the charging year (in Financial and general assumptions)
x3 = 1201. Current Fixed charge p/MPAN/day (in Current tariff information)
x4 = 1053. MPANs by tariff (in Volume forecasts for the charging year)
x5 = 1201. Current Capacity charge p/kVA/day (in Current tariff information)
x6 = 1053. Import capacity (kVA) by tariff (in Volume forecasts for the charging year)
x7 = 1201. Current Unit rate 1 p/kWh (in Current tariff information)
x8 = 1053. Rate 1 units (MWh) by tariff (in Volume forecasts for the charging year)
x9 = 1201. Current Unit rate 2 p/kWh (in Current tariff information)
x10 = 1053. Rate 2 units (MWh) by tariff (in Volume forecasts for the charging year)
x11 = 1201. Current Unit rate 3 p/kWh (in Current tariff information)
x12 = 1053. Rate 3 units (MWh) by tariff (in Volume forecasts for the charging year)
x13 = 1201. Current Reactive power charge p/kVArh (in Current tariff information)
x14 = 1053. Reactive power units (MVArh) by tariff (in Volume forecasts for the charging year)
Calculation =IF(x1,x1,0.01*x2*(x3*x4+x5*x6)+10*(x7*x8+x9*x10+x11*x12+x13*x14))
Revenues under current tariffs (£)
Domestic Unrestricted | 103706764.169
Domestic Two Rate | 7030018.8133
Domestic Off Peak (related MPAN) | 9559.7653
Small Non Domestic Unrestricted | 19877690.8291
Small Non Domestic Two Rate | 6164609.3678
Small Non Domestic Off Peak (related MPAN) | 6274.4101
LV Medium Non-Domestic | 11130003.9044
LV Sub Medium Non-Domestic | 0
HV Medium Non-Domestic | 16790.1642
LV HH Metered | 27231423.9475
LV Sub HH Metered | 109932.1331
HV HH Metered | 32900925.0206
HV Sub HH Metered | 0
NHH UMS category A | #VALUE!
NHH UMS category B | #VALUE!
NHH UMS category C | #VALUE!
NHH UMS category D | #VALUE!
LV UMS (Pseudo HH Metered) | 3984188.1443
4002. All-the-way volumes
Data sources:
x1 = 1053. Rate 1 units (MWh) by tariff (in Volume forecasts for the charging year)
x2 = 1053. Rate 2 units (MWh) by tariff (in Volume forecasts for the charging year)
x3 = 1053. Rate 3 units (MWh) by tariff (in Volume forecasts for the charging year)
x4 = 1053. MPANs by tariff (in Volume forecasts for the charging year)
x5 = 1053. Import capacity (kVA) by tariff (in Volume forecasts for the charging year)
x6 = 1053. Reactive power units (MVArh) by tariff (in Volume forecasts for the charging year)
x7 = 3802. All units (MWh) (in Revenue summary)
Kind: | Copy cells | Copy cells | Copy cells | Copy cells | Copy cells | Copy cells | Copy cells
Formula: | = x1 | = x2 | = x3 | = x4 | = x5 | = x6 | = x7
| Rate 1 units (MWh) | Rate 2 units (MWh) | Rate 3 units (MWh) | MPANs | Import capacity (kVA) | Reactive power units (MVArh) | All units (MWh)
Domestic Unrestricted | 3276396.2597 | 0 | 0 | 953792 | 0 | 0 | 3276396.2597
Domestic Two Rate | 185365.1663 | 189445.0254 | 0 | 61369 | 0 | 0 | 374810.1917
Domestic Off Peak (related MPAN) | 4120.5885 | 0 | 0 | 0 | 0 | 0 | 4120.5885
Small Non Domestic Unrestricted | 829797.197 | 0 | 0 | 62450 | 0 | 0 | 829797.197
Small Non Domestic Two Rate | 197658.8262 | 94507.1786 | 0 | 13480 | 0 | 0 | 292166.0048
Small Non Domestic Off Peak (related MPAN) | 2509.7641 | 0 | 0 | 0 | 0 | 0 | 2509.7641
LV Medium Non-Domestic | 390916.9437 | 106755.3612 | 0 | 4623 | 0 | 0 | 497672.305
LV Sub Medium Non-Domestic | 0 | 0 | 0 | 0 | 0 | 0 | 0
HV Medium Non-Domestic | 564.5019 | 155.824 | 0 | 12 | 0 | 0 | 720.3258
LV HH Metered | 104350.4897 | 663007.8403 | 490094.6514 | 2949 | 570622 | 108574 | 1257452.9814
LV Sub HH Metered | 405.0847 | 2173.7209 | 1583.3317 | 9 | 2896 | 101 | 4162.1373
HV HH Metered | 165935.7421 | 1015580.8082 | 959150.7694 | 570 | 713960 | 173411 | 2140667.3197
HV Sub HH Metered | 0 | 0 | 0 | 0 | 0 | 0 | 0
NHH UMS category A | 8804.4214 | 0 | 0 | 0 | 0 | 0 | 8804.4214
NHH UMS category B | 5605.8267 | 0 | 0 | 0 | 0 | 0 | 5605.8267
NHH UMS category C | 411.6477 | 0 | 0 | 0 | 0 | 0 | 411.6477
NHH UMS category D | 0 | 0 | 0 | 0 | 0 | 0 | 0
LV UMS (Pseudo HH Metered) | 6101.695 | 34741.5849 | 105662.6028 | 0 | 0 | 0 | 146505.8826
LV Generation NHH | 703.102 | 0 | 0 | 0 | 0 | 0 | 703.102
LV Sub Generation NHH | 0 | 0 | 0 | 0 | 0 | 0 | 0
LV Generation Intermittent | 1044.617 | 0 | 0 | 0 | 0 | 50 | 1044.617
LV Generation Non-Intermittent | 103.449 | 604.781 | 705.249 | 0 | 0 | 44 | 1413.479
LV Sub Generation Intermittent | 0 | 0 | 0 | 0 | 0 | 0 | 0
LV Sub Generation Non-Intermittent | 60.474 | 108.4008 | 200.748 | 0 | 0 | 0 | 369.6228
HV Generation Intermittent | 22664.176 | 0 | 0 | 10 | 0 | 59 | 22664.176
HV Generation Non-Intermittent | 7577.204 | 41823.322 | 50122.475 | 21 | 0 | 373 | 99523.001
HV Sub Generation Intermittent | 0 | 0 | 0 | 0 | 0 | 0 | 0
HV Sub Generation Non-Intermittent | 0 | 0 | 0 | 0 | 0 | 0 | 0
4003. Normalised to
Normalised to
Domestic Unrestricted | = x1: MPAN
Domestic Two Rate | = x1: MPAN
Domestic Off Peak (related MPAN) | = x1: MPAN
Small Non Domestic Unrestricted | = x1: MPAN
Small Non Domestic Two Rate | = x1: MPAN
Small Non Domestic Off Peak (related MPAN) | = x1: MPAN
LV Medium Non-Domestic | = x1: MPAN
LV Sub Medium Non-Domestic | = x1: MPAN
HV Medium Non-Domestic | = x1: MPAN
LV HH Metered | = x1: kVA
LV Sub HH Metered | = x1: kVA
HV HH Metered | = x1: kVA
HV Sub HH Metered | = x1: kVA
NHH UMS category A | = x1: MWh
NHH UMS category B | = x1: MWh
NHH UMS category C | = x1: MWh
NHH UMS category D | = x1: MWh
LV UMS (Pseudo HH Metered) | = x1: MWh
LV Generation NHH | = x1: MWh
LV Sub Generation NHH | = x1: MWh
LV Generation Intermittent | = x1: MWh
LV Generation Non-Intermittent | = x1: MWh
LV Sub Generation Intermittent | = x1: MWh
LV Sub Generation Non-Intermittent | = x1: MWh
HV Generation Intermittent | = x1: MWh
HV Generation Non-Intermittent | = x1: MWh
HV Sub Generation Intermittent | = x1: MWh
HV Sub Generation Non-Intermittent | = x1: MWh
4004. Normalised volumes for comparisons
Data sources:
x1 = 4002. Rate 1 units (MWh) by tariff (in Volume forecasts for the charging year) (in All-the-way volumes)
x2 = 4003. Normalised to
x3 = 4002. Import capacity (kVA) by tariff (in Volume forecasts for the charging year) (in All-the-way volumes)
x4 = 4002. MPANs by tariff (in Volume forecasts for the charging year) (in All-the-way volumes)
x5 = 4002. All units (MWh) (in Revenue summary) (in All-the-way volumes)
x6 = 4002. Rate 2 units (MWh) by tariff (in Volume forecasts for the charging year) (in All-the-way volumes)
x7 = 4002. Rate 3 units (MWh) by tariff (in Volume forecasts for the charging year) (in All-the-way volumes)
x8 = 4002. Reactive power units (MVArh) by tariff (in Volume forecasts for the charging year) (in All-the-way volumes)
x9 = 1010. Days in the charging year (in Financial and general assumptions)
x10 = 3607. Fixed charge p/MPAN/day (in Tariffs)
x11 = Normalised MPANs (in Normalised volumes for comparisons)
x12 = 3607. Capacity charge p/kVA/day (in Tariffs)
x13 = Normalised Import capacity (kVA) (in Normalised volumes for comparisons)
x14 = 3607. Unit rate 1 p/kWh (in Tariffs)
x15 = Normalised Rate 1 units (MWh) (in Normalised volumes for comparisons)
x16 = 3607. Unit rate 2 p/kWh (in Tariffs)
x17 = Normalised Rate 2 units (MWh) (in Normalised volumes for comparisons)
x18 = 3607. Unit rate 3 p/kWh (in Tariffs)
x19 = Normalised Rate 3 units (MWh) (in Normalised volumes for comparisons)
x20 = 3607. Reactive power charge p/kVArh (in Tariffs)
x21 = Normalised Reactive power units (MVArh) (in Normalised volumes for comparisons)
Kind: | Calculation | Calculation | Calculation | Calculation | Calculation | Calculation | Calculation
Formula: | =x1/IF(x2="kVA",IF(x3,x3,1),IF(x2="MPAN",IF(x4,x4,1),IF(x5,x5,1))) | =x6/IF(x2="kVA",IF(x3,x3,1),IF(x2="MPAN",IF(x4,x4,1),IF(x5,x5,1))) | =x7/IF(x2="kVA",IF(x3,x3,1),IF(x2="MPAN",IF(x4,x4,1),IF(x5,x5,1))) | =x4/IF(x2="kVA",IF(x3,x3,1),IF(x2="MPAN",IF(x4,x4,1),IF(x5,x5,1))) | =x3/IF(x2="kVA",IF(x3,x3,1),IF(x2="MPAN",IF(x4,x4,1),IF(x5,x5,1))) | =x8/IF(x2="kVA",IF(x3,x3,1),IF(x2="MPAN",IF(x4,x4,1),IF(x5,x5,1))) | =0.01*x9*(x10*x11+x12*x13)+10*(x14*x15+x16*x17+x18*x19+x20*x21)
| Normalised Rate 1 units (MWh) | Normalised Rate 2 units (MWh) | Normalised Rate 3 units (MWh) | Normalised MPANs | Normalised Import capacity (kVA) | Normalised Reactive power units (MVArh) | Normalised revenues (£)
Domestic Unrestricted
Domestic Unrestricted | 3.4351 | 0 | 0 | 1 | 0 | 0 | 130.177
LDNO LV: Domestic Unrestricted | 3.4351 | 0 | 0 | 1 | 0 | 0 | 89.8162
LDNO HV: Domestic Unrestricted | 3.4351 | 0 | 0 | 1 | 0 | 0 | 49.6293
Domestic Two Rate
Domestic Two Rate | 3.0205 | 3.087 | 0 | 1 | 0 | 0 | 135.2918
LDNO LV: Domestic Two Rate | 3.0205 | 3.087 | 0 | 1 | 0 | 0 | 93.3281
LDNO HV: Domestic Two Rate | 3.0205 | 3.087 | 0 | 1 | 0 | 0 | 51.5828
Domestic Off Peak (related MPAN)
Domestic Off Peak (related MPAN) | 4120.5885 | 0 | 0 | 0 | 0 | 0 | 11743.6772
LDNO LV: Domestic Off Peak (related MPAN) | 4120.5885 | 0 | 0 | 0 | 0 | 0 | 8117.5593
LDNO HV: Domestic Off Peak (related MPAN) | 4120.5885 | 0 | 0 | 0 | 0 | 0 | 4491.4414
Small Non Domestic Unrestricted
Small Non Domestic Unrestricted | 13.2874 | 0 | 0 | 1 | 0 | 0 | 389.1134
LDNO LV: Small Non Domestic Unrestricted | 13.2874 | 0 | 0 | 1 | 0 | 0 | 268.3961
LDNO HV: Small Non Domestic Unrestricted | 13.2874 | 0 | 0 | 1 | 0 | 0 | 148.4162
Small Non Domestic Two Rate
Small Non Domestic Two Rate | 14.6631 | 7.0109 | 0 | 1 | 0 | 0 | 549.2779
LDNO LV: Small Non Domestic Two Rate | 14.6631 | 7.0109 | 0 | 1 | 0 | 0 | 378.904
LDNO HV: Small Non Domestic Two Rate | 14.6631 | 7.0109 | 0 | 1 | 0 | 0 | 209.3362
Small Non Domestic Off Peak (related MPAN)
Small Non Domestic Off Peak (related MPAN) | 2509.7641 | 0 | 0 | 0 | 0 | 0 | 7955.9521
LDNO LV: Small Non Domestic Off Peak (related MPAN) | 2509.7641 | 0 | 0 | 0 | 0 | 0 | 5496.3833
LDNO HV: Small Non Domestic Off Peak (related MPAN) | 2509.7641 | 0 | 0 | 0 | 0 | 0 | 3036.8145
LV Medium Non-Domestic
LV Medium Non-Domestic | 84.5591 | 23.0922 | 0 | 1 | 0 | 0 | 2992.7009
LDNO LV: LV Medium Non-Domestic | 84.5591 | 23.0922 | 0 | 1 | 0 | 0 | 2064.6536
LDNO HV: LV Medium Non-Domestic | 84.5591 | 23.0922 | 0 | 1 | 0 | 0 | 1141.0534
LV Sub Medium Non-Domestic
LV Sub Medium Non-Domestic | 0 | 0 | 0 | 0 | 0 | 0 | 0
HV Medium Non-Domestic
HV Medium Non-Domestic | 47.0418 | 12.9853 | 0 | 1 | 0 | 0 | 1634.8254
LV HH Metered
LV HH Metered | 0.18287 | 1.1619 | 0.85888 | 0.005168 | 1 | 0.19027 | 58.6307
LDNO LV: LV HH Metered | 0.18287 | 1.1619 | 0.85888 | 0.005168 | 1 | 0.19027 | 40.4421
LDNO HV: LV HH Metered | 0.18287 | 1.1619 | 0.85888 | 0.005168 | 1 | 0.19027 | 22.3315
LV Sub HH Metered
LV Sub HH Metered | 0.13988 | 0.75059 | 0.54673 | 0.0031077 | 1 | 0.034876 | 37.6535
LDNO HV: LV Sub HH Metered | 0.13988 | 0.75059 | 0.54673 | 0.0031077 | 1 | 0.034876 | 21.3952
HV HH Metered
HV HH Metered | 0.23242 | 1.4225 | 1.3434 | 0.00079836 | 1 | 0.24289 | 57.8028
LDNO HV: HV HH Metered | 0.23242 | 1.4225 | 1.3434 | 0.00079836 | 1 | 0.24289 | 39.0061
HV Sub HH Metered
HV Sub HH Metered | 0 | 0 | 0 | 0 | 0 | 0 | 0
NHH UMS category A
NHH UMS category A | 1 | 0 | 0 | 0 | 0 | 0 | 26.35
LDNO LV: NHH UMS category A | 1 | 0 | 0 | 0 | 0 | 0 | 18.18
LDNO HV: NHH UMS category A | 1 | 0 | 0 | 0 | 0 | 0 | 10.05
NHH UMS category B
NHH UMS category B | 1 | 0 | 0 | 0 | 0 | 0 | 30.43
LDNO LV: NHH UMS category B | 1 | 0 | 0 | 0 | 0 | 0 | 20.99
LDNO HV: NHH UMS category B | 1 | 0 | 0 | 0 | 0 | 0 | 11.6
NHH UMS category C
NHH UMS category C | 1 | 0 | 0 | 0 | 0 | 0 | 49.79
LDNO LV: NHH UMS category C | 1 | 0 | 0 | 0 | 0 | 0 | 34.35
LDNO HV: NHH UMS category C | 1 | 0 | 0 | 0 | 0 | 0 | 18.98
NHH UMS category D
NHH UMS category D | 0 | 0 | 0 | 0 | 0 | 0 | 0
LDNO LV: NHH UMS category D | 0 | 0 | 0 | 0 | 0 | 0 | 0
LDNO HV: NHH UMS category D | 0 | 0 | 0 | 0 | 0 | 0 | 0
LV UMS (Pseudo HH Metered)
LV UMS (Pseudo HH Metered) | 0.041648 | 0.23713 | 0.72122 | 0 | 0 | 0 | 30.7148
LDNO LV: LV UMS (Pseudo HH Metered) | 0.041648 | 0.23713 | 0.72122 | 0 | 0 | 0 | 21.1914
LDNO HV: LV UMS (Pseudo HH Metered) | 0.041648 | 0.23713 | 0.72122 | 0 | 0 | 0 | 11.7134
LV Generation NHH
LV Generation NHH | 1 | 0 | 0 | 0 | 0 | 0 | -7.86
LDNO LV: LV Generation NHH | 1 | 0 | 0 | 0 | 0 | 0 | -7.86
LDNO HV: LV Generation NHH | 1 | 0 | 0 | 0 | 0 | 0 | -7.86
LV Sub Generation NHH
LV Sub Generation NHH | 0 | 0 | 0 | 0 | 0 | 0 | 0
LDNO HV: LV Sub Generation NHH | 0 | 0 | 0 | 0 | 0 | 0 | 0
LV Generation Intermittent
LV Generation Intermittent | 1 | 0 | 0 | 0 | 0 | 0.047864 | -7.7365
LDNO LV: LV Generation Intermittent | 1 | 0 | 0 | 0 | 0 | 0.047864 | -7.7365
LDNO HV: LV Generation Intermittent | 1 | 0 | 0 | 0 | 0 | 0.047864 | -7.7365
LV Generation Non-Intermittent
LV Generation Non-Intermittent | 0.073188 | 0.42787 | 0.49895 | 0 | 0 | 0.031129 | -7.6865
LDNO LV: LV Generation Non-Intermittent | 0.073188 | 0.42787 | 0.49895 | 0 | 0 | 0.031129 | -7.6865
LDNO HV: LV Generation Non-Intermittent | 0.073188 | 0.42787 | 0.49895 | 0 | 0 | 0.031129 | -7.6865
LV Sub Generation Intermittent
LV Sub Generation Intermittent | 0 | 0 | 0 | 0 | 0 | 0 | 0
LDNO HV: LV Sub Generation Intermittent | 0 | 0 | 0 | 0 | 0 | 0 | 0
LV Sub Generation Non-Intermittent
LV Sub Generation Non-Intermittent | 0.16361 | 0.29327 | 0.54312 | 0 | 0 | 0 | -11.6609
LDNO HV: LV Sub Generation Non-Intermittent | 0.16361 | 0.29327 | 0.54312 | 0 | 0 | 0 | -11.6609
HV Generation Intermittent
HV Generation Intermittent | 1 | 0 | 0 | 0.00044122 | 0 | 0.0026032 | -4.7958
LDNO HV: HV Generation Intermittent | 1 | 0 | 0 | 0.00044122 | 0 | 0.0026032 | -4.8552
HV Generation Non-Intermittent
HV Generation Non-Intermittent | 0.076135 | 0.42024 | 0.50363 | 0.00021101 | 0 | 0.0037479 | -4.8638
LDNO HV: HV Generation Non-Intermittent | 0.076135 | 0.42024 | 0.50363 | 0.00021101 | 0 | 0.0037479 | -4.8922
HV Sub Generation Intermittent
HV Sub Generation Intermittent | 0 | 0 | 0 | 0 | 0 | 0 | 0
HV Sub Generation Non-Intermittent
HV Sub Generation Non-Intermittent | 0 | 0 | 0 | 0 | 0 | 0 | 0
4005. LDNO LV charges (normalised £)
Data sources:
x1 = 4004. Normalised revenues (£) (in Normalised volumes for comparisons)
Copy cells = x1
LDNO LV charges (normalised £)
LDNO LV: Domestic Unrestricted | = x1: 89.8162
LDNO LV: Domestic Two Rate | = x1: 93.3281
LDNO LV: Domestic Off Peak (related MPAN) | = x1: 8117.5593
LDNO LV: Small Non Domestic Unrestricted | = x1: 268.3961
LDNO LV: Small Non Domestic Two Rate | = x1: 378.904
LDNO LV: Small Non Domestic Off Peak (related MPAN) | = x1: 5496.3833
LDNO LV: LV Medium Non-Domestic | = x1: 2064.6536
LDNO LV: LV HH Metered | = x1: 40.4421
N/A | bar: = x1
N/A | bar: = x1
LDNO LV: NHH UMS category A | = x1: 18.18
LDNO LV: NHH UMS category B | = x1: 20.99
LDNO LV: NHH UMS category C | = x1: 34.35
LDNO LV: NHH UMS category D | = x1: 0
LDNO LV: LV UMS (Pseudo HH Metered) | = x1: 21.1914
LDNO LV: LV Generation NHH | = x1: -7.86
N/A | bar: = x1
LDNO LV: LV Generation Intermittent | = x1: -7.7365
LDNO LV: LV Generation Non-Intermittent | = x1: -7.6865
N/A | bar: = x1
N/A | bar: = x1
N/A | bar: = x1
N/A | bar: = x1
4006. LDNO HV charges (normalised £)
Data sources:
x1 = 4004. Normalised revenues (£) (in Normalised volumes for comparisons)
Copy cells = x1
LDNO HV charges (normalised £)
LDNO HV: Domestic Unrestricted | = x1: 49.6293
LDNO HV: Domestic Two Rate | = x1: 51.5828
LDNO HV: Domestic Off Peak (related MPAN) | = x1: 4491.4414
LDNO HV: Small Non Domestic Unrestricted | = x1: 148.4162
LDNO HV: Small Non Domestic Two Rate | = x1: 209.3362
LDNO HV: Small Non Domestic Off Peak (related MPAN) | = x1: 3036.8145
LDNO HV: LV Medium Non-Domestic | = x1: 1141.0534
LDNO HV: LV HH Metered | = x1: 22.3315
LDNO HV: LV Sub HH Metered | = x1: 21.3952
LDNO HV: HV HH Metered | = x1: 39.0061
LDNO HV: NHH UMS category A | = x1: 10.05
LDNO HV: NHH UMS category B | = x1: 11.6
LDNO HV: NHH UMS category C | = x1: 18.98
LDNO HV: NHH UMS category D | = x1: 0
LDNO HV: LV UMS (Pseudo HH Metered) | = x1: 11.7134
LDNO HV: LV Generation NHH | = x1: -7.86
LDNO HV: LV Sub Generation NHH | = x1: 0
LDNO HV: LV Generation Intermittent | = x1: -7.7365
LDNO HV: LV Generation Non-Intermittent | = x1: -7.6865
LDNO HV: LV Sub Generation Intermittent | = x1: 0
LDNO HV: LV Sub Generation Non-Intermittent | = x1: -11.6609
LDNO HV: HV Generation Intermittent | = x1: -4.8552
LDNO HV: HV Generation Non-Intermittent | = x1: -4.8922

## CTables
Tariff comparisons for WPD South Wales in 2013/14 (April 2013 Price Change)
This sheet is for information only. It can be deleted without affecting any calculations elsewhere in the model.
4101. Comparison with current all-the-way demand tariffs
Data sources:
x1 = 4001. Revenues under current tariffs (£)
x2 = 3802. Net revenues (£) (in Revenue summary)
x3 = 3802. All units (MWh) (in Revenue summary)
x4 = 1053. MPANs by tariff (in Volume forecasts for the charging year)
Kind: | Calculation | Calculation | Copy cells
Formula: | =IF(x1,x2/x1-1,"") | =(x2-x1)/IF(x3,x3,1)/10 | = x4
| Change | Absolute change (average p/kWh) | MPANs
Domestic Unrestricted | 19.72% | 0.62431 | 953792
Domestic Two Rate | 18.1% | 0.33956 | 61369
Domestic Off Peak (related MPAN) | 22.84% | 0.053 | 0
Small Non Domestic Unrestricted | 22.25% | 0.53295 | 62450
Small Non Domestic Two Rate | 20.11% | 0.4243 | 13480
Small Non Domestic Off Peak (related MPAN) | 26.8% | 0.067 | 0
LV Medium Non-Domestic | 24.31% | 0.54358 | 4623
LV Sub Medium Non-Domestic |  | 0 | 0
HV Medium Non-Domestic | 16.84% | 0.39256 | 12
LV HH Metered | 22.86% | 0.49501 | 2949
LV Sub HH Metered | -0.8074% | -0.021324 | 9
HV HH Metered | 25.43% | 0.3909 | 570
HV Sub HH Metered |  | 0 | 0
NHH UMS category A | #VALUE! | #VALUE! | 0
NHH UMS category B | #VALUE! | #VALUE! | 0
NHH UMS category C | #VALUE! | #VALUE! | 0
NHH UMS category D | #VALUE! | #VALUE! | 0
LV UMS (Pseudo HH Metered) | 12.94% | 0.352 | 0
4102. LDNO margins in use of system charges
Data sources:
x1 = 4003. Normalised to
x2 = 4004. Normalised revenues (£) (in Normalised volumes for comparisons)
x3 = 4005. LDNO LV charges (normalised £)
x4 = All-the-way charges (normalised £) (in LDNO margins in use of system charges)
x5 = 4006. LDNO HV charges (normalised £)
Kind: | Copy cells | Copy cells | Calculation | Calculation
Formula: | = x1 | = x2 | =IF(x3,x4-x3,"") | =IF(x5,x4-x5,"")
| Normalised to | All-the-way charges (normalised £) | LDNO LV margin (normalised £) | LDNO HV margin (normalised £)
Domestic Unrestricted | MPAN | 130.177 | 40.3608 | 80.5477
Domestic Two Rate | MPAN | 135.2918 | 41.9637 | 83.7089
Domestic Off Peak (related MPAN) | MPAN | 11743.6772 | 3626.1179 | 7252.2357
Small Non Domestic Unrestricted | MPAN | 389.1134 | 120.7173 | 240.6972
Small Non Domestic Two Rate | MPAN | 549.2779 | 170.3739 | 339.9417
Small Non Domestic Off Peak (related MPAN) | MPAN | 7955.9521 | 2459.5688 | 4919.1376
LV Medium Non-Domestic | MPAN | 2992.7009 | 928.0472 | 1851.6475
LV HH Metered | kVA | 58.6307 | 18.1886 | 36.2991
LV Sub HH Metered | kVA | 37.6535 |  | 16.2583
HV HH Metered | kVA | 57.8028 |  | 18.7967
NHH UMS category A | MWh | 26.35 | 8.17 | 16.3
NHH UMS category B | MWh | 30.43 | 9.44 | 18.83
NHH UMS category C | MWh | 49.79 | 15.44 | 30.81
NHH UMS category D | MWh | 0
LV UMS (Pseudo HH Metered) | MWh | 30.7148 | 9.5233 | 19.0014
LV Generation NHH | MWh | -7.86 | 0 | 0
LV Sub Generation NHH | MWh | 0
LV Generation Intermittent | MWh | -7.7365 | 0 | 0
LV Generation Non-Intermittent | MWh | -7.6865 | 0 | 0
LV Sub Generation Intermittent | MWh | 0
LV Sub Generation Non-Intermittent | MWh | -11.6609 |  | 0
HV Generation Intermittent | MWh | -4.7958 |  | 0.059459
HV Generation Non-Intermittent | MWh | -4.8638 |  | 0.028435