## Allocation Summary
WPD Method | [5 empty] | Index
Catergory | % by network tier
| LV | LV/HV | HV | EHV | Unallocated
Opex and transmission exit charges | 46.15% | 8.97% | 19.86% | 25.02% | N/A
Depriciation | 17.58% | 5.318% | 20.61% | 56.49% | N/A
Return | 17.58% | 5.318% | 20.61% | 56.49% | N/A
Weighted Average | 26.5% | 6.458% | 20.37% | 46.66% | N/A
Weighted Average (after incentive and pencsion deficit costs removed and weighted by units flowing) | 33.06% | 8.055% | 16.78% | 37.58% | 4.523%
Direct cost % | 57.59% | 86.08% | 86.23% | 70.48% | N/A
| LV | HV/LV | HV | EHV/HV | EHV | 132kV/EHV | 132kV
Weighted by units flowing | 33.06% | 8.055% | 16.78% | 7.463% | 2.028% | 3.889% | 24.2%
Direct cost % | 57.59% | 86.08% | 86.23% | 70.48% | 70.48% | 70.48% | 70.48%
| LV | HV | 33kV | 132kV
Network length split | 18.2% | 54% | 100% | 100%
Options | DCP071
TRUE
Discount matrix
| Discounts |  |  |  | Network levels provided or bypassed by the DNO |  |  |  | Network levels bypassed by the DNO
Boundary category | LV demand end user | LV Sub demand or LV generation end user | HV demand or LV Sub generation end user | HV generation end user | EHV/HV | EHV | 132kV/EHV | 132kV | EHV/HV | EHV | 132kV/EHV | 132kV
Boundary 0000 | 95.48% | 93.24% | 92.32% | 89.26% | 0 | 0 | 0 | 0 | 0 | 0 | 0 | 0
Boundary 132kV | 78.42% | 67.76% | 63.35% | 48.75% | 0 | 0 | 0 | 0.70478 | 0 | 0 | 0 | 0
Boundary 132kV/EHV | 67.38% | 51.28% | 44.62% | 22.54% | 0 | 0 | 1 | 1 | 0 | 0 | 0 | 0
Boundary EHV | 65.96% | 49.14% | 42.19% | 19.15% | 0 | 0.70478 | 1 | 1 | 0 | 0 | 0 | 0
Boundary HVplus | 57.89% | 37.1% | 28.5% | 0% | 1 | 1 | 1 | 1 | 0 | 0 | 0 | 0
Not used
Not used
Not used
Not used
Not used
Not used
Not used
Not used
Not used
Not used
Not used
Input data reconciliation check
Compare results to current CDCM Method M with DCP096
| No discount | LDNO LV: LV user | LDNO HV: LV user | LDNO HV: LV sub user | LDNO HV: HV user
LDNO discount using data in this model |  | 29.59% | 50.08% | 25.43% | 15.23%

## WPD - Final Allocation
Step 1. Format price control allowed revenue data
Index
|  | I) DPCR3 type presentation | [9 empty] | ii) DPCR4 type presentation
|  |  |  | 2005/06 | 2006/07 |  | 2007/08 | 2008/09 | 2009/10 | [5 empty] | 2005/06 | 2006/07 | 2007/08 | 2008/09 | 2009/10
[12 empty] | Opening asset value |  |  | 964.7 | 1013.2 | 1057.4 | 1095.1 | 1126.5
|  | Allowed revenue |  | 238.7522 | 240.4235 |  | 242.3335 | 244.0048 | 245.676 |  |  | Total capex |  |  | 120.8 | 120.4 | 120 | 119.5 | 119.3
[12 empty] | Depreciation |  |  | -72.3 | -76.2 | -82.2 | -88.2 | -94.2
|  | Opex (incl pensions after 57.7% capitalized) |  | 79.3526 | 76.8526 |  | 74.8526 | 73.4526 | 72.8526 |  |  | Closing asset value |  |  | 1013.2 | 1057.4 | 1095.1 | 1126.5 | 1151.6
|  | Quality Reward | [9 empty] | Present value of opening/closing RAV |  |  | 964.7 |  | 0 |  | 879.3
|  | DPCR3 costs |  | 0.9 | [7 empty] | 5 year movement in closing RAV |  |  |  | 0 |  |  | 85.4
|  | Total Opex |  | 80.2526 | 76.8526 |  | 74.8526 | 73.4526 | 72.8526
[12 empty] | Operating costs (excl pensions) |  |  | 72.5 | 70 | 68 | 66.6 | 66
|  | Capital elements | [9 empty] | Capex (excl pensions) |  |  | 111.5 | 111.1 | 110.7 | 110.2 | 110
|  | Depreciation |  | 72.3 | 76.2 |  | 82.2 | 88.2 | 94.2 |  |  | Pensions |  |  | 16.2 | 16.2 | 16.2 | 16.2 | 16.2
|  | Tax allowance |  | 25.9 | 26.7 |  | 26.9 | 27 | 26.7 |  |  | Tax allowance |  |  | 25.9 | 26.7 | 26.9 | 27 | 26.7
|  | Capital incentive |  | 1.2 | 0.9 |  | 1 | 0.5 | 0.6 |  |  | Capex incentive |  |  | 1.2 | 0.9 | 1 | 0.5 | 0.6
|  | Sliding scale |  | 1.4 | 1.5 |  | 1.5 | 1.6 | 1.6 |  |  | Sliding scale addn income |  |  | 1.4 | 1.5 | 1.5 | 1.6 | 1.6
|  | Return |  | 57.6996 | 58.2709 |  | 55.8809 | 53.2522 | 49.7234 |  |  | Quality reward/Opex incentive & Other Adjustments
|  | Total capital |  | 158.4996 | 163.5709 |  | 167.4809 | 170.5522 | 172.8234 |  |  | DPCR3 costs |  |  | 0.9 | - | - | - | -
|  | Total capital ex depreciation |  | 86.1996 | 87.3709 |  | 85.2809 | 82.3522 | 78.6234 |  |  | Total allowed items |  |  | 229.6 | 226.4 | 224.3 | 222.1 | 221.1
[12 empty] | PV of allowed items |  |  | 223.5 | 208.8 | 196 | 183.9 | 173.5
|  | Allocation of allowed revenue to:- | [9 empty] | 5 year movement in closing RAV | [6 empty] | 85.4
[12 empty] | TOTAL PV OVER 5 YEARS | [6 empty] | 1071.1
|  | Opex |  | 80.2526 | 76.8526 |  | 74.8526 | 73.4526 | 72.8526
|  | Depreciation |  | 72.3 | 76.2 |  | 82.2 | 88.2 | 94.2 |  |  | 5.545% |  |  | 0.94746 | 0.89769 | 0.85052 | 0.80584 | 0.7635
|  | Return |  | 57.6996 | 58.2709 |  | 55.8809 | 53.2522 | 49.7234 | [5 empty] | 1 | 0.94746 | 0.89769 | 0.85052 | 0.80584
[15 empty] | 0.97338 | 0.92224 | 0.87379 | 0.82788 | 0.78439
[12 empty] | Revenue index |  |  | 1 | 1.007 | 1.015 | 1.022 | 1.029
[12 empty] | Discounted revenue index |  |  | 0.97338 | 0.92869 | 0.88689 | 0.84609 | 0.80713
[12 empty] | Price control revenue |  |  | 238.7522 | 240.4235 | 242.3335 | 244.0048 | 245.676
[12 empty] | Excluded services revenue |  |  | 2.4 | 2.4 | 2.4 | 2.4 | 2.4
[12 empty] | Total revenue |  |  | 241.1522 | 242.8235 | 244.7335 | 246.4048 | 248.076
[12 empty] | PV of total revenue |  |  | 234.7321 | 223.9413 | 213.8451 | 203.9939 | 194.5877
[12 empty] | TOTAL PV OVER 5 YEARS | [6 empty] | 1071.1
[12 empty] | PV of excluded service revenue |  | 10.516 | 2.3361 | 2.2134 | 2.0971 | 1.9869 | 1.8825
Step 2. Allocate price control revenues to network tiers
|  | Hence DPCR4 revenue made up of | Total DPCR4 | Basis of allocation | % used | [5 empty] | £m
[5 empty] | EHV |  | HV | HV/LV | LV |  | EHV | HV | HV/LV | LV
|  | Return | 419.8269 | Net Capex | 56.49% |  | 20.61% | 5.318% | 17.58% |  | 237.16 | 86.5181 | 22.3257 | 73.8232
|  | Depreciation | 413.1 | Net Capex | 56.49% |  | 20.61% | 5.318% | 17.58% |  | 233.3599 | 85.1318 | 21.9679 | 72.6403
|  | Operating costs | 378.263 | Overall Opex split | 25.02% |  | 19.86% | 8.97% | 46.15% |  | 94.6582 | 75.1204 | 33.9296 | 174.5549
|  | Total | 1211.1899 | [7 empty] | 565.178 | 246.7704 | 78.2231 | 321.0183
[11 empty] | 46.66% | 20.37% | 6.458% | 26.5%
[5 empty] | 5 |  | 4 | 3 | 2
NET CAPEX SPLIT FROM "CALC -NET CAPEX" SHEET
OVERALL OPEX SPLIT FROM "CALC WPD OPEX ALLOCATYION" SHEET
Step 3. Remove incentive reveune and pension deficit payment from allocations
2007/08 allowed revenue source from page "summary allowed revenue"
| Base revenue |  |  |  |  | 274.1916 | 96.08% | [10 empty] | £m
| Allowed pass through items |  |  |  |  | -3.638 | -1.275%
| Incentive revenue |  |  |  |  | 7.1726 | 2.513% |  |  | Total allowed income | [7 empty] | 285.3657 | From 2007/08 revenue summary
| Under/over revoery |  |  |  |  | -0.97047 | -0.3401%
| Excluded |  |  |  |  | 8.61 | 3.017% |  |  | Less incentive revenue ? |  |  |  |  | y |  |  | -7.1726 | From 2007/08 revenue summary
| Total |  |  |  |  | 285.3657 | 100% |  |  | Less Pension deficit payment ? |  |  |  |  | n |  |  | 0 | From SEPD method A spreadsheet
[10 empty] | Less transmission exit charges ? |  |  |  |  | y |  |  | -8
| Input pension deficit payment |  |  |  |  | 0 | From SEPD method A spreadsheet
[10 empty] | Total revenue to share | [7 empty] | 270.1931
|  |  |  | Step 3.a. Split out pension deficit and incentive payments | [7 empty] | Step 2.b. Divide cost by units flowing - effectively adjust the cost because of electricity lost as it flows thorugh the network meaning that there is more cost in the lower tiers
HENCE SPLIT OF TARIFFS
|  |  |  | £m | [7 empty] | p/kWh
|  |  |  | Total |  | EHV | HV | HV/LV | LV | Not to be split |  | EHV | HV | HV/LV | LV | Not to be split |  | Total
| Income |  |  | 285.3657 |  | 126.0803 | 55.0497 | 17.4501 | 71.613 | 15.1726 |  | 0.47661 | 0.21284 | 0.10214 | 0.41918 | 0.057356
| All LV Tariffs | [10 empty] | 0.47661 | 0.21284 | 0.10214 | 0.41918 | 0.057356 |  | 1.2681
HV Tariffs
EHV Tariffs
| All LV Tariffs | [10 empty] | 37.58% | 16.78% | 8.055% | 33.06% | 4.523% |  | 100%
HV Tariffs
EHV Tariffs

## Calc - WPD Opex Allocation
Index
|  |  | Step 1 - extract total activity costs from cost report | [5 empty] | Step 2. Idnetify costs inlcuded in price control revenues to be allocated by MEAV | [5 empty] | Step 3. Allocate costs not directly atttibutable to network teirs to network tiers using MEAV |  |  |  |  | Step 4. Sum directly atttibuted and allocated costs | [5 empty] | Step 5. Divide cost by units flowing - effectively adjust the cost because of electricity lost as it flows thorugh the network meaning that there is more cost in the lower tiers |  |  |  | Step 6. Adjust costs so that they are aligned with the definition of opex in the allowed price control revenues
|  |  |  | Costs extracted from RRP Tables |  |  |  |  | Cost drivers - lookup from "Calc-Drivers" | [5 empty] | Allocation of "Unallocated" costs by cost driver to network tiers |  |  |  |  | Sum of allocated and "unallocted" costs | [5 empty] | Sum of allocated and "unallocted" costs expressed per unit throughput (p/kWh) |  |  |  | Propportion of costs allocated to Opex and Capex |  |  |  | Operating costs = sum of allocated and unallocated multplied by 1 minus capitalised proprtion |  |  |  |  | Opex only on p/kWh throughput
|  |  | Total activity cost - from RRP 1.3 | Costs allocated to netwrok tiers in RRP - from 2.2 amd 2.3 |  |  |  | Unallocated costs = Total - costs allocated to network tiers | Insert name of cost driver | Proportion of cost allocated to each network tier | [19 empty] | % Cost capitalised (from DCPR settlement - same for all DNOs) | Capex | Opex |  | EHV | HV | HV/LV | LV |  | EHV | HV | HV/LV | LV
|  |  |  | EHV | HV | HV/LV | LV |  |  | EHV | HV | HV/LV | LV |  | EHV | HV | HV/LV | LV |  | EHV | HV | HV/LV | LV |  |  | EHV | HV | HV/LV | LV
Cash typical costs (excluding disallowed related party margins) | Direct activities - From RRP 2.2 Detailed Cost Matrix | Load related new connections & reinforcement (net of contributions) | 11.2608 | 10.203 | 11.92 | 0 | -16.48 | 5.6177 | MEAV | 37.69% | 13.15% | 3.534% | 45.63% |  | 2.1172 | 0.73866 | 0.19854 | 2.5633 |  | 12.3203 | 12.6587 | 0.19854 | -13.9167 |  |  | 0.046573 | 0.048941 | 0.0011622 | -0.081461 | 100% | 11.2608 | 0 |  | 0 | 0 | 0 | 0 |  | 0 | 0 | 0 | 0
|  | Non-load new & replacement assets (net of contributions) | 86.7387 | 33.9446 | 25.848 | 6.9284 | 15.9644 | 4.0534 | MEAV | 37.69% | 13.15% | 3.534% | 45.63% |  | 1.5277 | 0.53297 | 0.14326 | 1.8495 |  | 35.4722 | 26.3809 | 7.0716 | 17.8139 |  |  | 0.13409 | 0.10199 | 0.041393 | 0.10427 | 100% | 86.7387 | 0 |  | 0 | 0 | 0 | 0 |  | 0 | 0 | 0 | 0
|  | Non-operational capex | 2.2902 | 0 | 0 | 0 | 0 | 2.2902 | MEAV | 37.69% | 13.15% | 3.534% | 45.63% |  | 0.86314 | 0.30113 | 0.080941 | 1.045 |  | 0.86314 | 0.30113 | 0.080941 | 1.045 |  |  | 0.0032629 | 0.0011642 | 0.00047378 | 0.0061168 | 23.5% | 0.5382 | 1.752 |  | 0.6603 | 0.23037 | 0.06192 | 0.79941 |  | 0.0024961 | 0.00089065 | 0.00036244 | 0.0046793
|  | Faults | 23.6075 | 2.7149 | 5.2792 | 0.58234 | 15.2724 | -0.24141 | MEAV | 37.69% | 13.15% | 3.534% | 45.63% |  | -0.090985 | -0.031743 | -0.0085321 | -0.11015 |  | 2.6239 | 5.2474 | 0.57381 | 15.1623 |  |  | 0.0099191 | 0.020288 | 0.0033588 | 0.088751 | 23.5% | 5.5478 | 18.0597 |  | 2.0073 | 4.0143 | 0.43897 | 11.5991 |  | 0.0075881 | 0.01552 | 0.0025695 | 0.067895
|  | Inspections, & Maintenance | 11.6834 | 2.7042 | 0.43626 | 5.2841 | 1.5441 | 1.7147 | MEAV | 37.69% | 13.15% | 3.534% | 45.63% |  | 0.64626 | 0.22547 | 0.060603 | 0.78241 |  | 3.3505 | 0.66173 | 5.3447 | 2.3265 |  |  | 0.012666 | 0.0025584 | 0.031285 | 0.013618 | 23.5% | 2.7456 | 8.9378 |  | 2.5631 | 0.50622 | 4.0887 | 1.7798 |  | 0.0096892 | 0.0019572 | 0.023933 | 0.010418
|  | Tree Cutting | 4.9083 | 0.54126 | 5.282 | 0 | 3.1008 | -4.0159 | MEAV | 37.69% | 13.15% | 3.534% | 45.63% |  | -1.5135 | -0.52804 | -0.14193 | -1.8324 |  | -0.97225 | 4.754 | -0.14193 | 1.2684 |  |  | -0.0036753 | 0.01838 | -0.00083077 | 0.0074248 | 23.5% | 1.1534 | 3.7548 |  | -0.74377 | 3.6368 | -0.10858 | 0.97036 |  | -0.0028116 | 0.014061 | -0.00063554 | 0.00568
| Indirect activities - From RRP 2.2 Detailed Cost Matrix | Network Policy | 0.77487 | 0 | 0 | 0 | 0 | 0.77487 | MEAV | 37.69% | 13.15% | 3.534% | 45.63% |  | 0.29204 | 0.10189 | 0.027386 | 0.35356 |  | 0.29204 | 0.10189 | 0.027386 | 0.35356 |  |  | 0.001104 | 0.00039391 | 0.0001603 | 0.0020696 | 52.57% | 0.40735 | 0.36752 |  | 0.13851 | 0.048324 | 0.012989 | 0.16769 |  | 0.00052361 | 0.00018683 | 7.603e-05 | 0.00098159
|  | Network Design & Engineering | 5.6236 | 0 | 0 | 0 | 0 | 5.6236 | MEAV | 37.69% | 13.15% | 3.534% | 45.63% |  | 2.1194 | 0.73943 | 0.19875 | 2.566 |  | 2.1194 | 0.73943 | 0.19875 | 2.566 |  |  | 0.008012 | 0.0028588 | 0.0011634 | 0.01502 | 52.57% | 2.9563 | 2.6673 |  | 1.0053 | 0.35071 | 0.094267 | 1.217 |  | 0.0038001 | 0.0013559 | 0.00055179 | 0.0071239
|  | Project Management | 4.1963 | 0 | 0 | 0 | 0 | 4.1963 | MEAV | 37.69% | 13.15% | 3.534% | 45.63% |  | 1.5815 | 0.55176 | 0.14831 | 1.9147 |  | 1.5815 | 0.55176 | 0.14831 | 1.9147 |  |  | 0.0059785 | 0.0021332 | 0.0008681 | 0.011208 | 52.57% | 2.206 | 1.9903 |  | 0.75011 | 0.2617 | 0.070341 | 0.90814 |  | 0.0028356 | 0.0010118 | 0.00041174 | 0.0053158
|  | Engineering Mgt & Clerical Support | 23.3922 | 0 | 0 | 0 | 0 | 23.3922 | MEAV | 37.69% | 13.15% | 3.534% | 45.63% |  | 8.8162 | 3.0758 | 0.82673 | 10.6736 |  | 8.8162 | 3.0758 | 0.82673 | 10.6736 |  |  | 0.033327 | 0.011892 | 0.0048392 | 0.062477 | 52.57% | 12.2973 | 11.0949 |  | 4.1815 | 1.4588 | 0.39212 | 5.0625 |  | 0.015807 | 0.0056402 | 0.0022952 | 0.029633
|  | Control Centre | 3.9933 | 0 | 0 | 0 | 0 | 3.9933 | MEAV | 37.69% | 13.15% | 3.534% | 45.63% |  | 1.505 | 0.52506 | 0.14113 | 1.8221 |  | 1.505 | 0.52506 | 0.14113 | 1.8221 |  |  | 0.0056892 | 0.00203 | 0.0008261 | 0.010665 | 52.57% | 2.0993 | 1.894 |  | 0.71382 | 0.24904 | 0.066938 | 0.86421 |  | 0.0026984 | 0.00096284 | 0.00039182 | 0.0050586
|  | System Mapping - Cartographical | 1.8431 | 0 | 0 | 0 | 0 | 1.8431 | MEAV | 37.69% | 13.15% | 3.534% | 45.63% |  | 0.69463 | 0.24234 | 0.065139 | 0.84098 |  | 0.69463 | 0.24234 | 0.065139 | 0.84098 |  |  | 0.0026259 | 0.00093696 | 0.00038129 | 0.0049226 | 52.57% | 0.96892 | 0.87418 |  | 0.32946 | 0.11494 | 0.030895 | 0.39888 |  | 0.0012455 | 0.0004444 | 0.00018084 | 0.0023348
|  | Customer Call Centre | 1.4395 | 0 | 0 | 0 | 0 | 1.4395 | MEAV | 37.69% | 13.15% | 3.534% | 45.63% |  | 0.54252 | 0.18927 | 0.050875 | 0.65682 |  | 0.54252 | 0.18927 | 0.050875 | 0.65682 |  |  | 0.0020508 | 0.00073178 | 0.00029779 | 0.0038446 | 52.57% | 0.75674 | 0.68275 |  | 0.25732 | 0.089773 | 0.02413 | 0.31153 |  | 0.00097272 | 0.00034708 | 0.00014124 | 0.0018235
|  | Stores | 1.3631 | 0 | 0 | 0 | 0 | 1.3631 | MEAV | 37.69% | 13.15% | 3.534% | 45.63% |  | 0.51372 | 0.17923 | 0.048174 | 0.62196 |  | 0.51372 | 0.17923 | 0.048174 | 0.62196 |  |  | 0.001942 | 0.00069294 | 0.00028198 | 0.0036406 | 52.57% | 0.71657 | 0.64651 |  | 0.24366 | 0.085008 | 0.022849 | 0.29499 |  | 0.00092109 | 0.00032866 | 0.00013375 | 0.0017267
|  | Vehicles & Transport | 5.4399 | 0 | 0 | 0 | 0 | 5.4399 | MEAV | 37.69% | 13.15% | 3.534% | 45.63% |  | 2.0502 | 0.71528 | 0.19226 | 2.4822 |  | 2.0502 | 0.71528 | 0.19226 | 2.4822 |  |  | 0.0077503 | 0.0027655 | 0.0011254 | 0.014529 | 52.57% | 2.8598 | 2.5802 |  | 0.97242 | 0.33926 | 0.091189 | 1.1773 |  | 0.003676 | 0.0013117 | 0.00053377 | 0.0068912
|  | IT & Telecoms | 11.4137 | 0 | 0 | 0 | 0 | 11.4137 | Do not allocate | [20 empty] | 52.57% | 6.0002 | 5.4135
|  | Property Mgt | 5.5344 | 0 | 0 | 0 | 0 | 5.5344 | Do not allocate | [20 empty] | 52.57% | 2.9094 | 2.6249
|  | HR & Non-operational Training | 1.3726 | 0 | 0 | 0 | 0 | 1.3726 | MEAV | 37.69% | 13.15% | 3.534% | 45.63% |  | 0.51733 | 0.18048 | 0.048512 | 0.62632 |  | 0.51733 | 0.18048 | 0.048512 | 0.62632 |  |  | 0.0019556 | 0.0006978 | 0.00028396 | 0.0036661 | 52.57% | 0.7216 | 0.65104 |  | 0.24537 | 0.085604 | 0.023009 | 0.29706 |  | 0.00092755 | 0.00033096 | 0.00013468 | 0.0017388
|  | Health & Safety & Operational Training | 1.9615 | 0 | 0 | 0 | 0 | 1.9615 | MEAV | 37.69% | 13.15% | 3.534% | 45.63% |  | 0.73924 | 0.25791 | 0.069322 | 0.89499 |  | 0.73924 | 0.25791 | 0.069322 | 0.89499 |  |  | 0.0027945 | 0.00099713 | 0.00040577 | 0.0052388 | 52.57% | 1.0311 | 0.93032 |  | 0.35062 | 0.12233 | 0.03288 | 0.42449 |  | 0.0013254 | 0.00047294 | 0.00019246 | 0.0024847
|  | Finance & Regulation | 7.7817 | 0 | 0 | 0 | 0 | 7.7817 | MEAV | 37.69% | 13.15% | 3.534% | 45.63% |  | 2.9328 | 1.0232 | 0.27502 | 3.5507 |  | 2.9328 | 1.0232 | 0.27502 | 3.5507 |  |  | 0.011087 | 0.0039559 | 0.0016098 | 0.020784 | 52.57% | 4.0908 | 3.6908 |  | 1.391 | 0.4853 | 0.13044 | 1.6841 |  | 0.0052584 | 0.0018763 | 0.00076354 | 0.0098577
|  | CEO etc | 1.5368 | 0 | 0 | 0 | 0 | 1.5368 | MEAV | 37.69% | 13.15% | 3.534% | 45.63% |  | 0.57918 | 0.20206 | 0.054312 | 0.7012 |  | 0.57918 | 0.20206 | 0.054312 | 0.7012 |  |  | 0.0021894 | 0.00078123 | 0.00031791 | 0.0041044 | 52.57% | 0.80787 | 0.72888 |  | 0.2747 | 0.095839 | 0.02576 | 0.33258 |  | 0.0010384 | 0.00037054 | 0.00015079 | 0.0019467
Other Costs from full activitty cost allocation |  | Atypical cash costs | 2.2419 | 0 | 0 | 0 | 0 | 2.2419 | Do not allocate | [20 empty] | 0% | 0 | 2.2419
|  | Pension deficit payments | 7.62 | 0 | 0 | 0 | 0 | 7.62 | Do not allocate | [20 empty] | 57.7% | 4.3967 | 3.2233
|  | Metering | 0.81564 | 0 | 0 | 0 | 0 | 0.81564 | Do not allocate | [20 empty] | 0% | 0 | 0.81564
|  | Excluded services & de minimis | 12.1839 | 0 | 0 | 0 | 0 | 12.1839 | Do not allocate | [20 empty] | 0% | 0 | 12.1839
|  | Relevant distributed generation (less contributions) | 1.4e-07 | 0 | 0 | 0 | 0 | 1.4e-07 | Do not allocate | [20 empty] | 0% | 0 | 1.4e-07
|  | IFI | 1.0147 | 0 | 0 | 0 | 0 | 1.0147 | Do not allocate | [20 empty] | 0% | 0 | 1.0147
|  | Disallowed Related Party Margins | -5.1969 | 0 | 0 | 0 | 0 | -5.1969 | Do not allocate | [20 empty] | 0% | 0 | -5.1969
|  | Statutory Depreciation | 39.1305 | 0 | 0 | 0 | 0 | 39.1305 | Do not allocate | [20 empty] | 0% | 0 | 39.1305
|  | Network Rates | 20.1842 | 0 | 0 | 0 | 0 | 20.1842 | Do not allocate | [20 empty] | 0% | 0 | 20.1842
|  | Transmission Exit Charges | 8 | 0 | 0 | 0 | 0 | 8 | Do not allocate | [20 empty] | 0% | 0 | 8
|  | Pension deficit repair payments by related parties (note 2) | -7.62 | 0 | 0 | 0 | 0 | -7.62 | Do not allocate | [20 empty] | 0% | 0 | -7.62
|  | Non activity costs and reconciling amounts (note 3) | 2.4709 | 0 | 0 | 0 | 0 | 2.4709 | Do not allocate | [20 empty] | 0% | 0 | 2.4709
|  | Total Annual Operating & Capital Expenditure per Regulatory Accounts | 299 | 50.108 | 48.7654 | 12.7948 | 19.4017 | 167.93 | [5 empty] | Total | 26.4336 | 9.2222 | 2.4788 | 32.0026 | Total all network tiers | 201.2071 |  |  |  |  | Total all network tiers | 0.90383 |  |  |  | Total | 153.2104 | 145.7896 | Total all network tiers | 61.3031 |  |  |  | Total all network tiers | 0.30284
[19 empty] | Total by network tiers | 76.5416 | 57.9876 | 15.2736 | 51.4044 |  | Total by network tiers | 0.28934 | 0.22419 | 0.089403 | 0.30089 |  |  |  | Total by network tiers | 15.3407 | 12.1744 | 5.4988 | 28.2892 | Total by network tiers | 0.057992 | 0.047069 | 0.032187 | 0.16559
[19 empty] | % | 38.04% | 28.82% | 7.591% | 25.55% |  | % | 32.01% | 24.8% | 9.892% | 33.29% |  |  |  | % | 25.02% | 19.86% | 8.97% | 46.15% | % | 19.15% | 15.54% | 10.63% | 54.68%
[10 empty] | 5 | 4 | 3 | 2 | [20 empty] | THESE % ARE USED TO ALLOCATE PRICE CONTROL OPEX
Step 4.a. calculate proportion of cost classified as direct costs
[19 empty] | Total direct+other | 54.63 | 50.0039 | 13.2696 | 37.6161 | Max of zero or total from each catergory
[19 empty] | Total indirect | 22.8838 | 7.9837 | 2.1459 | 27.705 | Max of zero or total from each catergory
[19 empty] | % direct+other | 70.48% | 86.23% | 86.08% | 57.59%
[19 empty] | % indirect | 29.52% | 13.77% | 13.92% | 42.41%

## Calc-Units
103. Units distributed (GWh) from RRP table 5.1 |  |  | Index
Units distributed (GWh) from RRP table 5.1
Units distributed at LV | 17084
Units distributed at HV | 9051
Units distributed at EHV+ | 616
Losses | 1381
104. Estimated line loss adjustment factors relative to LV
| LV services | LV | HV | EHV | 132kV
Units distributed at LV | 1 | 1 | 1 | 1 | 1
Units distributed at HV | 0 | 0 | 0.97017 | 0.97017 | 0.97017
Units distributed at EHV+ | 0 | 0 | 0 | 0.95525 | 0.95525
| LV services | LV | HV | EHV | 132kV
Units (GWh) flowing through each level, loss-adjusted to LV | 17084 | 17084 | 25864.9697 | 26453.4028 | 26453.4028
Units (kWh) flowing through each level, loss-adjusted to LV | 17084000000 | 17084000000 | 25864969733.63 | 26453402838.6874 | 26453402838.6874

## Calc-Drivers
Drivers - LV, HV, EHV split | [5 empty] | Index
| Catergory | LV | HV | EHV | Source
| Net Capex | 17.58% | 25.93% | 56.49% | FBPQ capex - see "Calc Net capex"
| Customers | 100% | 0% | 0% | Assumption
| Network Length | 50.77% | 42.97% | 6.263% | RRP table 5.1
| Substations | 0% | 99.56% | 0.443% | RRP table 5.1
| Tranmission Exit Charges | 0% | 0% | 100% | Assumption
| MEAV | 45.63% | 16.68% | 37.69% | FBPQ capex - see "Calc MEAV"
| EHV only | 0% | 0% | 100% | Assumption
| LV only | 100% | 0% | 0% | Assumption
| HV only | 0% | 100% | 0% | Assumption
Drivers - LV, LV/HV, HV, EHV split
| Catergory | LV | LV/HV | HV | EHV | Source
| Net Capex | 17.58% | 5.318% | 20.61% | 56.49% | FBPQ capex - see "Calc Net capex"
| No Cutomers | 100% | 0% | 0% | 0% | Assumption
| Network Length | 50.77% | 0% | 42.97% | 6.263% | RRP table 5.1
| No. Substations | 0% | 0% | 99.56% | 0.443% | RRP table 5.1
| Tranmission Exit Charges | 0% | 0% | 0% | 100% | Assumption
| MEAV | 45.63% | 3.534% | 13.15% | 37.69% | FBPQ capex - see "Calc MEAV"
| MEAV excl services | 29.1% | 7.336% | 14.42% | 49.15% | FBPQ capex - see "Calc MEAV"
| MEAV excl services and 50% LV network | 0% | 0% | % of Total | 25.61% | FBPQ capex - see "Calc MEAV"
| EHV only | 0% | 0% | 0% | 100% | Assumption
| LV only | 100% | 0% | 0% | 0% | Assumption
| HV only | 0% | 0% | 100% | 0% | Assumption

## Calc-MEAV
MEAV by Voltage Level |  |  |  |  | Index
| MEAV - LV, HV, EHV, 132kV split |  |  |  | MEAV - LV, LV/HV, HV, EHV, 132kV split |  |  |  | MEAV - LV (excl. services), LV/HV, HV, EHV, 132kV split |  |  |  |  | MEAV - LV (excl. services + 50%LV), LV/HV, HV, EHV, 132kV split
| Sum of MEAV of asset classified in voltage tier (as calculated below) |  |  |  | Sum of MEAV of asset classified in voltage tier |  |  |  | Sum of MEAV of asset classified in voltage tier (as calculated below) |  |  |  |  | Sum of MEAV of asset classified in voltage tier (as calculated below)
|  | £m | % of Total |  |  | £m | % of Total |  |  | £m | % of Total |  |  |  | £m | % of Total
| LV | 7640546.6618 | 45.63% |  | LV | 7640546.6618 | 45.63% |  | LV | 3736022.4254 | 29.1% |  |  | LV | 1868011.2127 | 17.02%
| HV | 2793574.9506 | 16.68% |  | LV/HV | 591807.9924 | 3.534% |  | LV/HV | 942019.2495 | 7.336% |  |  | LV/HV | 942019.2495 | 8.585%
| EHV | 1473541.3356 | 8.8% |  | HV | 2201766.9582 | 13.15% |  | HV | 1851555.7011 | 14.42% |  |  | HV | 1851555.7011 | 16.87%
| 132 kV | 4837408.626 | 28.89% | Check | EHV | 1473541.3356 | 8.8% |  | EHV | 1473541.3356 | 11.48% |  |  | EHV | 1473541.3356 | 13.43%
| Total | 16745071.5741 | 100% | OK | 132 kV | 4837408.626 | 28.89% | Check | 132 kV | 4837408.626 | 37.67% | Check |  | 132 kV | 4837408.626 | 44.09% | Check
[5 empty] | Total | 16745071.5741 | 100% | OK | Total | 12840547.3376 | 100% | OK |  | Total | 10972536.1249 | 100% | OK
MEAV Calculation = Replacement unit cost*FBPQ closing asset balance
|  | Asset categories | Units | DNO reported Unit Cost (£) |  | Unit cost used in MEAV calculation (£) | Closing DCPR asset Balance (units) | MEAV (£)
|  |  |  | Sum of direct and indriect replacement unit cost from FBPQ C2 | PB power numbers, if available | Is DNO Unit cost if avaliable, otherwise PB power unit cost | Closing asset balannce from FBPQ V4 | Unit cost used in MEAV calculation*Closing DCPR asset Balance (units) | Classification
LV Network | [10 empty] | LV | 7640546.6618 | 45.63%
| Overhead lines | [7 empty] | LV |  | HV/LV | 782060.8574 | 4.67%
|  | LV Main (OHL) | km | 41.7002 | DATA | 41.7002 | 5998 | 250118.079 | LV |  | HV | 1681558.9852 | 10.04%
|  | LV Service (OHL) | Each | 0.50854 | DATA | 0.50854 | 236300 | 120167.9057 | LV |  | EHV/HV | 1318694.3353 | 7.875%
[6 empty] | 0 |  |  | LV |  | EHV | 358370.5206 | 2.14%
| Overhead lines - Support |  |  |  |  | 0 |  |  | LV |  | 132kV/EHV | 687177.2191 | 4.104%
|  | LV Support | Each | 0 | DATA | 0 | 194497 | 0 | LV |  | 132kV | 4276662.9947 | 25.54%
[6 empty] | 0 |  |  | LV |  | All | 16745071.5741 | 100%
| Underground cables |  |  |  |  | 0 |  |  | LV
|  | LV Main (UG Consac) | km | 127.1349 | DATA | 127.1349 | 3903 | 496207.5073 | LV
|  | LV Main (UG Plastic) | km | 127.1349 | DATA | 127.1349 | 5782.7 | 735182.9753 | LV |  | EHV/HV | 1318694.3353 | 19.86%
|  | LV Main (UG Paper) | km | 127.1349 | DATA | 127.1349 | 16215.5 | 2061555.9402 | LV |  | EHV | 358370.5206 | 5.396%
|  | LV Service (UG) | Each | 1.7001 | DATA | 1.7001 | 2225996 | 3784356.3308 | LV |  | 132kV/EHV | 687177.2191 | 10.35%
[6 empty] | 0 |  |  | LV |  | 132kV | 4276662.9947 | 64.4%
| Switchgear |  |  |  |  | 0 |  |  | LV |  | All EHV | 6640905.0697 | 100%
|  | LV Pillar (ID) | Each | 5.7211 | DATA | 5.7211 | 5238 | 29966.9668 | LV
|  | LV Pillar (OD) | Each | 5.7211 | DATA | 5.7211 | 10420 | 59613.5537 | LV
|  | LV Board (WM) | Each | 5.7211 | DATA | 5.7211 | 0 | 0 | LV
|  | LV UGB | Each | 4.8311 | DATA | 4.8311 | 21398.2 | 103377.4031 | LV
|  | LV Fuses (PM) | Each | 0 | DATA | 0 | 34104 | 0 | LV
|  | LV Fuses (TM) | Each |  | DATA |  | 0 |  | LV
[6 empty] | 0 |  |  | LV
HV network | [5 empty] | 0
| Overhead lines |  |  |  |  | 0 |  |  | HV
|  | 6.6/11 kV OHL (Open) | km | 43.0987 | DATA | 43.0987 | 14429.7 | 621901.7509 | HV
|  | 6.6/11 kV OHL (Covered) | km | 43.0987 | DATA | 43.0987 | 0 | 0 | HV
|  | 20 kV OHL (Open) | km | 0 | DATA | 0 | 0 | 0 | HV
|  | 20 kV OHL (Covered) | km | 0 | DATA | 0 | 0 | 0 | HV
[6 empty] | 0 |  |  | HV
| Overhead lines - Support |  |  |  |  | 0 |  |  | HV
|  | 6.6/11 kV Support | Each | 0 | DATA | 0 | 207731 | 0 | HV
|  | 20 kV Support | Each | 0 | DATA | 0 | 0 | 0 | HV
[5 empty] | DATA | DATA |  |  | HV
| Underground cables (kms) |  |  |  |  | 0 |  |  | HV
|  | 6.6/11kV UG Cable | km | 84.5447 | DATA | 84.5447 | 12294.1 | 1039401.0853 | HV
|  | 20kV UG Cable | km | 0 | DATA | 0 | 0 | 0 | HV
[6 empty] | 0 |  |  | HV
| Submarine cables (kms) |  |  |  |  | 0 |  |  | HV
|  | HV Sub Cable | km | 0 | DATA | 0 | 0 | 0 | HV
[5 empty] | DATA | DATA |  |  | HV
| Switchgear |  |  |  |  | 0 |  |  | HV
|  | 6.6/11 kV CB (PM) | Each | 13.9848 | DATA | 13.9848 | 1779 | 24879.0282 | EHV/HV
|  | 6.6/11 kV CB (GM) | Each | 30.8938 | DATA | 30.8938 | 9875 | 305076.0799 | EHV/HV
|  | 6.6/11 kV Switch (PM) | Each | 1.6528 | DATA | 1.6528 | 935 | 1545.3247 | HV
|  | 6.6/11 kV Switch (GM) | Each | 5.2125 | DATA | 5.2125 | 8754 | 45630.4948 | HV/LV
|  | 6.6/11 kV RMU | Each | 16.4004 | DATA | 16.4004 | 13991 | 229458.0224 | HV/LV
|  | 6.6/11 kV Switchgear - Other (PM) | Each | 1.6528 | DATA | 1.6528 | 11321 | 18710.8244 | HV
|  | 6.6/11 kV Switchgear - Other (GM) | Each |  | DATA |  | 0 |  | HV
|  | 20 kV CB (PM) | Each | 0 | DATA | 0 | 0 | 0 | EHV/HV
|  | 20 kV CB (GM) | Each | 0 | DATA | 0 | 0 | 0 | EHV/HV
|  | 20 kV Switch (PM) | Each | 0 | DATA | 0 | 0 | 0 | HV
|  | 20 kV Switch (GM) | Each | 0 | DATA | 0 | 0 | 0 | HV/LV
|  | 20 kV RMU | Each | 0 | DATA | 0 | 0 | 0 | HV/LV
|  | 20 kV Switchgear - Other (PM) | Each |  | DATA |  | 0 |  | HV
|  | 20 kV Switchgear - Other (GM) | Each |  | DATA |  | 0 |  | HV
0
| Transformers |  |  |  |  | 0
|  | 6.6/11 kV Transformer (PM) | Each | 3.6869 | DATA | 3.6869 | 34852 | 128496.2586 | HV/LV
|  | 6.6/11 kV Transformer (GM) | Each | 11.9507 | DATA | 11.9507 | 15750 | 188223.2166 | HV/LV
|  | 20 kV Transformer (PM) | Each | 0 | DATA | 0 | 0 | 0 | HV/LV
|  | 20 kV Transformer (GM) | Each | 0 | DATA | 0 | 0 | 0 | HV/LV
0
EHV Network | [5 empty] | 0
| Overhead lines |  |  |  |  | 0
|  | 33kV OHL (Pole Line) | km | 98.4024 | DATA | 98.4024 | 1029 | 101256.0811 | EHV
|  | 33kV OHL (Tower Line) | km | 156.7573 | DATA | 156.7573 | 0 | 0 | EHV
|  | 66kV OHL (Pole Line) | km | 185.617 | DATA | 185.617 | 793 | 147194.2423 | EHV
|  | 66kV OHL (Tower Line) | km | 185.617 | DATA | 185.617 | 0 | 0 | EHV
0
| Overhead lines - Support |  |  |  |  | 0
|  | 33kV Pole | Each | 0 | DATA | 0 | 7311.4 | 0 | EHV
|  | 33kV Tower | Each | 0 | DATA | 0 | 725 | 0 | EHV
|  | 66kV Pole | Each | 0 | DATA | 0 | 8891 | 0 | EHV
|  | 66kV Tower | Each | 0 | DATA | 0 | 669 | 0 | EHV
0
| Underground cables (kms) |  |  |  |  | 0
|  | 33kV UG Cable (Non Pressurised) | km | 257.0668 | DATA | 257.0668 | 221.5 | 56940.2882 | EHV
|  | 33kV UG Cable (Oil) | km | 257.0668 | DATA | 257.0668 | 122 | 31362.1452 | EHV
|  | 33kV UG Cable (Gas) | km | 257.0668 | DATA | 257.0668 | 9 | 2313.6009 | EHV
|  | 66kV UG Cable (Non Pressurised) | km | 1206.5102 | DATA | 1206.5102 | 8 | 9652.0815 | EHV
|  | 66kV UG Cable (Oil) | km | 1206.5102 | DATA | 1206.5102 | 8 | 9652.0815 | EHV
|  | 66kV UG Cable (Gas) | km | 0 | DATA | 0 | 0 | 0 | EHV
0
| Submarine cables (kms) |  |  |  |  | 0
|  | EHV Sub Cable | km | 0 | DATA | 0 | 0 | 0 | EHV
0
| Switchgear |  |  |  |  | 0
|  | 33 KV CB (ID) | Each | 184.9813 | DATA | 184.9813 | 88 | 16278.3524 | 132kV/EHV
|  | 33 kV CB (OD) | Each | 184.9813 | DATA | 184.9813 | 305 | 56419.2894 | 132kV/EHV
|  | 33 kV Switch (GM) | Each | 0 | DATA | 0 | 0 | 0 | 132kV/EHV
|  | 33 kV Switch (PM) | Each | 0 | DATA | 0 | 0 | 0 | 132kV/EHV
|  | 33 kV RMU | Each | 588.5074 | DATA | 588.5074 | 0 | 0 | 132kV/EHV
|  | 33 kV Switchgear - Other | Each | 184.9813 | DATA | 184.9813 | 1444 | 267112.9636 | EHV/HV
|  | 66 KV CB (ID & OD) | Each | 697.8435 | DATA | 697.8435 | 77 | 53733.9461 | 132kV/EHV
|  | 66 KV Switchgear - Other | Each | 697.8435 | DATA | 697.8435 | 575 | 401259.987 | EHV/HV
0
| Transformers |  |  |  |  | 0
|  | 33 kV Transformer (PM) | Each | 532.5681 | DATA | 532.5681 | 3 | 1597.7043 | EHV/HV
|  | 33 kV Transformer (GM) | Each | 571.9799 | DATA | 571.9799 | 203 | 116111.921 | EHV/HV
|  | 33 kV AuxiliaryTransfomer | Each | 11.9507 | DATA | 11.9507 | 193 | 2306.4813 | EHV/HV
|  | 66 kV Transformer | Each | 2234.9044 | DATA | 2234.9044 | 82 | 183262.1586 | EHV/HV
|  | 66 kV AuxiliaryTransfomer | Each | 11.9507 | DATA | 11.9507 | 46 | 549.7313 | EHV/HV
0
132kV Network | [5 empty] | 0
| Overhead lines |  |  |  |  | 0
|  | 132kV OHL Conductor (Pole Line) | km | 714.8795 | DATA | 714.8795 | 0 | 0 | 132kV
|  | 132kV OHL Conductor (Tower Line) | km | 1228.5045 | DATA | 1228.5045 | 1368 | 1680594.1839 | 132kV
0
| Overhead lines - Support |  |  |  |  | 0
|  | 132kV Pole | Each | 0 | DATA | 0 | 843 | 0 | 132kV
|  | 132kV Tower | Each | 0 | DATA | 0 | 2776 | 0 | 132kV
|  | 132kV Fittings (Tower Line) | Each | 0 | DATA | 0 | 4787 | 0 | 132kV
0
| Underground cables (kms) |  |  |  |  | 0
|  | 132kV UG Cable (Non Pressurised) | km | 1239.5653 | DATA | 1239.5653 | 43 | 53301.306 | 132kV
|  | 132kV UG Cable (Oil) | km | 1239.5653 | DATA | 1239.5653 | 251 | 311130.8794 | 132kV
|  | 132kV UG Cable (Gas) | km | 1239.5653 | DATA | 1239.5653 | 16 | 19833.0441 | 132kV
0
| Submarine cables (kms) |  |  |  |  | 0
|  | 132 kV Sub Cable | km | 0 | DATA | 0 | 0 | 0 | 132kV
0
| Switchgear |  |  |  |  | 0
|  | 132 kV CB (ID & OD) | Each | 1106.455 | DATA | 1106.455 | 295 | 326404.2304 | 132kV
|  | 132 kV Switchgear (other) | Each | 1106.455 | DATA | 1106.455 | 1704 | 1885399.351 | 132kV
0
| Transformers |  |  |  |  | 0
|  | 132 kV Transformer | Each | 2234.9044 | DATA | 2234.9044 | 249 | 556491.1891 | 132kV/EHV
|  | 132 kV AuxiliaryTransfomer | Each | 11.9507 | DATA | 11.9507 | 356 | 4254.4422 | 132kV/EHV
0
Tele-control / SCADA | [5 empty] | 0
| Primary substation |  |  |  |  | 0
|  | 132 kV/EHV RTU (PM) | Each | 62.645 | DATA | 62.645 | 2 | 125.29 | EHV/HV
|  | 132 kV/EHV RTU (GM) | Each | 62.645 | DATA | 62.645 | 262 | 16412.99 | EHV/HV
0
| Secondary substation |  |  |  |  | 0
|  | HV RTU (PM) | Each | 62.645 | DATA | 62.645 | 1773 | 111069.585 | HV/LV
|  | HV RTU (GM) | Each | 62.645 | DATA | 62.645 | 1264 | 79183.28 | HV/LV
0
0
HV network switchgear | [5 empty] | 0
|  | 6.6/11 kV CB (GM) |  |  |  | 0
|  | Primary | Each | 30.8938 | DATA | 30.8938
|  | Distribution | Each | 7.8824 | DATA | 7.8824
|  | 20 kV Switch (GM) |  |  | DATA | DATA
|  | Primary | Each | 0 | DATA | 0
|  | Distribution | Each | 0 | DATA | 0
[7 empty] | Total MEAV | 16745071.5741
Note on E24: George Moran: assume included in OHL cost
Note on E37: George Moran: assume £0
Note on E48: George Moran: assume included in OHL cost
Note on E64: George Moran: assume same as Switch (PM)
Note on E88: George Moran: assume included in OHL cost
Note on E89: George Moran: assume included in OHL cost
Note on E90: George Moran: assume included in OHL cost
Note on E91: George Moran: assume included in OHL cost
Note on E96: George Moran: assume same as other 33 UG Cable
Note on E110: George Moran: assume same as CB
Note on E112: George Moran: assume same as CB
Note on E117: George Moran: assume cost of HV/LV Tx
Note on E119: George Moran: assume cost of HV/LV Tx
Note on E127: George Moran: assume included in OHL cost
Note on E128: George Moran: assume included in OHL cost
Note on E129: George Moran: assume included in OHL cost
Note on E134: George Moran: assume same as other 132 UG Cable
Note on E141: George Moran: assume same as CB
Note on E145: George Moran: assume cost of HV/LV Tx
Note on E149: George Moran: from Macro costs
Note on E150: George Moran: from Macro costs
Note on E153: George Moran: from Macro costs
Note on E154: George Moran: from Macro costs
Note on I153: George Moran: formula not dragged down!

## Calc-Net capex
Total Net Capex |  |  |  |  | Index
| Total Net Capex 2005/06 -2014/15 LV, HV, EHV, 132kV split |  |  |  | Total Net Capex 2005/06 -2014/15 LV, LV/HV, HV, EHV, 132kV split
| Sum connecions/reinforcement/replacement capex -see below |  |  |  | Sum connecions/reinforcement/replacement capex -see below
|  | £m | % of Total |  |  | £m | % of Total
| LV | 166.8799 | 17.58% |  | LV | 166.8799 | 17.58%
| HV | 246.0452 | 25.93% |  | LV/HV | 50.4679 | 5.318%
| EHV | 187.0245 | 19.71% |  | HV | 195.5773 | 20.61%
| 132 kV | 349.0839 | 36.78% |  | EHV | 187.0245 | 19.71%
[5 empty] | 132 kV | 349.0839 | 36.78%
Connection/Reinfircement/Replacement Capex LV, HV, EHV, 132kV split
| Connections Capex 2005/06 -2014/15 (£m) |  |  | General reniforcement Capex 2005/06 -2014/15 (£m) |  |  | Fault reniforcement Capex 2005/06 -2014/15 (£m)
| Connections spend minus customer contrbutions (from FBPQ LR1) |  |  | (from FBPQ LR4) |  |  | (from FBPQ LR6)
| LV | 29.936 |  | LV | 10.7568 |  | LV | 0
| HV | 9.6944 |  | HV | 30.5753 |  | HV | 0
| EHV | 0 |  | EHV | 108.76 |  | EHV | 4.2187
| 132 kV | 0 |  | 132 kV | 99.474 |  | 132 kV | 15.0552
Replacement Capex 2005/06 -2014/15 (£m)
(from FBPQ NL1)
| LV | 126.1871
| HV | 205.7755
| EHV | 74.0459
| 132 kV | 234.5547
Connection/Reinfircement/Replacement Capex LV, LV/HV, HV, EHV, 132kV split
| Connections Capex 2005/06 -2014/15 (£m) |  |  | General reniforcement Capex 2005/06 -2014/15 (£m) |  |  | Fault reniforcement Capex 2005/06 -2014/15 (£m)
| Connections spend minus customer contrbutions (from FBPQ LR1) |  |  | (from FBPQ LR4) |  |  | (from FBPQ LR6)
| LV | 29.936 |  | LV | 10.7568 |  | LV | 0
| LV/HV | 2.3812 | allocated in proportion to repex | LV/HV | 7.51 | allocated in proportion to repex | LV/HV | 0 | allocated in proportion to repex
| HV | 7.3132 |  | HV | 23.0653 |  | HV | 0
| EHV | 0 |  | EHV | 108.76 |  | EHV | 4.2187
| 132 kV | 0 |  | 132 kV | 99.474 |  | 132 kV | 15.0552
Replacement Capex 2005/06 -2014/15 (£m)
(from FBPQ NL1)
| LV | 126.1871
| LV/HV | 40.5767 | HV/LV sub/trans costs |  | LV/HV/(LV/HV+HV) % | 24.56%
| HV | 165.1988
| EHV | 74.0459
| 132 kV | 234.5547

## Summary of revenue
|  | Summary of Revenue |  |  |  | Index
Allowed Demand Revenue (ADt) |  |  |  | 2005/06 | 2006/07 | 2007/08 | 2008/09 | 2009/10
|  |  |  | 16 | 17 | 18 | 19 | 20
| Base Demand Revenue (BRt) |  | £m | 255.0687 | 262.0164 | 274.1916
| Pass through Items (PTt) |  | £m | -1.9129 | -3.5919 | -3.638
| Incentive Revenue (Ipt) |  | £m | 4.5676 | 8.8523 | 7.1726
| Correction Factor (KDt) |  | £m | -0.082133 | -11.6723 | -1.2943
| Allowed Demand Revenue (Adt) |  | £m | 257.8055 | 278.9491 | 279.0205
| Regulated Demand Revenue (RDt) |  | £m | 246.67 | 277.74 | 278.05
| Net Movement on Revenue Provisions |  | £m | 2.53 | -2.64 | -4.83
| Over/Under Recovery |  | £m | -11.1355 | -1.2091 | -0.97047
Allowed Network Generation Revenue (AGt)
| Incentivised Generation (IGt) |  | £m | 0 | 0.025645 | 0.061178
| Registered Power Zones (RPZt) |  | £m | 0 | 0 | 0
| Correction Factor (KGt) |  | £m | 0 | 0 | 0.004662
| Allowed Network Generation Revenue (AGt) |  | £m | 0 | 0.025645 | 0.056516
| Network Generation Revenue (RGt) |  | £m | 0 | 0.03 | 0.07
| Over/Under Recovery |  | £m | 0 | 0.004355 | 0.013484
Metering Revenue
| Legacy Basic Meter Asset Provision Revenue |  | £m | 6.5 | 8.22 | 7.78
| Basic Meter Operation Revenue |  | £m | 4.7359 | 3.995 | 0
|  |  |  | 11.2359 | 12.215 | 7.78
Excluded Services and Revenue Outside of Price Control
| Excluded Services |  | £m | 20.66 | 51.69 | 74.23
| Revenue Outside of Price Control |  | £m | 6.63 | 7.24 | 7.96
| Di-Minimis Revenue |  | £m | 0 | 0.4 | 0.65
|  |  |  | 27.29 | 59.33 | 82.84

## Allowed revenue -DPCR4
|  | 2004/05 | 2005/6 | 2006/7 | 2007/8 | 2008/9 | 2009/10 | Index
|  | (£M) | (£M) | (£M) | (£M) | (£M) | (£M)
1 | Opening asset value |  | 964.7 | 1013.2 | 1057.4 | 1095.1 | 1126.5
2 | Total capex |  | 120.8 | 120.4 | 120 | 119.5 | 119.3
3 | Depreciation |  | -72.3 | -76.2 | -82.2 | -88.2 | -94.2
4 | Closing asset value |  | 1013.2 | 1057.4 | 1095.1 | 1126.5 | 1151.6
5 | Present value of opening / closing RAV | 2005/6: 964.7; 2009/10: 879.3
6 | 5 Year movement in closing RAV | 2009/10: 85.4
ALLOWED ITEMS
7 | Operating costs (excluding pensions) |  | 72.5 | 70 | 68 | 66.6 | 66
8 | Capital expenditure (excluding pensions) |  | 111.5 | 111.1 | 110.7 | 110.2 | 110
9 | Pensions allowance |  | 16.2 | 16.2 | 16.2 | 16.2 | 16.2
10 | Tax allowance |  | 25.9 | 26.7 | 26.9 | 27 | 26.7
11 | Capex incentive scheme |  | 1.2 | 0.9 | 1 | 0.5 | 0.6
12 | Sliding scale additional income |  | 1.4 | 1.5 | 1.5 | 1.6 | 1.6
13 | Opex incentive / Other adjustments | bar: 2005/6 to 2009/10
14 | Quality award | bar: 2005/6 to 2009/10
15 | DPCR3 costs |  | 0.9 | - | - | - | -
16 | Total allowed items |  | 229.6 | 226.4 | 224.3 | 222.1 | 221.1
17 | Present value of allowed items |  | 223.5 | 208.8 | 196 | 183.9 | 173.5
18 | 5 year movement in closing RAV | 2009/10: 85.4
19 | TOTAL PRESENT VALUE OVER 5 YEARS | 2009/10: 1071.1
REVENUE
20 | Revenue index |  | 1 | 1.007 | 1.015 | 1.022 | 1.029
21 | Discounted revenue index |  | 0.973 | 0.929 | 0.887 | 0.846 | 0.807
22 | Price control revenue | 246.1 | 238.7 | 240.5 | 242.3 | 244 | 245.7
23 | Excluded service revenue |  | 2.4 | 2.4 | 2.4 | 2.4 | 2.4
24 | Total revenue |  | 241.1 | 242.9 | 244.7 | 246.4 | 248.1
25 | Present value of total revenue |  | 234.7 | 224 | 213.8 | 204 | 194.6
26 | TOTAL PRESENT VALUE OVER 5 YEARS | 2009/10: 1071.1
Take these data from the February 2005 Ofgem document (link below), not the November 2004 final proposals.
http://www.ofgem.gov.uk/Markets/RetMkts/Metrng/Metering/Documents1/9745-5405.pdf

## FBPQ T4
Main Forecast Business Plan DPCR5 | [5 empty] | Index
T4 - Volume Summary
Total Asset Register Movement
[6 empty] | 2005/06 |  |  |  |  | 2006/07 |  |  |  |  | 2007/08 |  |  |  |  | 2008/09 |  |  |  |  | 2009/10
|  |  |  | Asset categories | Opening Balance DCPR4 | Assets removed |  | Assets Installed |  | Closing Balance | Assets removed |  | Assets Installed |  | Closing Balance | Assets removed |  | Assets Installed |  | Closing Balance | Assets removed |  | Assets Installed |  | Closing Balance | Assets removed |  | Assets Installed |  | Closing Balance DPCR4
[6 empty] | LRE | NLRE | LRE | NLRE | 2005/06 | LRE | NLRE | LRE | NLRE | 2006/07 | LRE | NLRE | LRE | NLRE | 2007/08 | LRE | NLRE | LRE | NLRE | 2008/09 | LRE | NLRE | LRE | NLRE | 2009/10
LV Network
Overhead lines - Conductor
|  |  |  | LV Main (OHL) | 5988 | 14 | 4 | 215 | 2 | 6187 | 30 | 6 | 10 | 3 | 6164 | 51 | 4 | 9 | 2 | 6120 | 47.7 | 36.3 | 8.4 | 14.4 | 6058.8 | 39.6 | 72.1 | 7.2 | 43.7 | 5998
|  |  |  | LV Service (OHL) | 236522 | 0 | 677 | 56 | 95 | 235996 | 0 | 704 | 23 | 460 | 235775 | 0 | 827 | 1017 | 1434 | 237399 | 0 | 2681 | 945 | 820 | 236483 | 0 | 2454 | 814 | 1457 | 236300
Overhead lines - Support
|  |  |  | LV Support | 199126 | 134 | 0 | 61 | 0 | 199053 | 781 | 0 | 54 | 0 | 198326 | 1955 | 1092 | 914 | 1092 | 197285 | 1828 | 616 | 852 | 176 | 195869 | 1517 | 1167 | 719 | 593 | 194497
Underground cables
|  |  |  | LV Main (UG Consac) | 4061 | 0 | 6 | 0 | 0 | 4055 | 0 | 24 | 0 | 0 | 4031 | 0 | 37 | 0 | 0 | 3994 | 0 | 43 | 0 | 0 | 3951 | 0 | 48 | 0 | 0 | 3903
|  |  |  | LV Main (UG Plastic) | 3759.5 | 0 | 0 | 648 | 24 | 4431.5 | 0 | 0 | 50 | 286 | 4767.5 | 0 | 0 | 301.4 | 56 | 5124.9 | 0 | 1.3 | 281.9 | 73 | 5478.5 | 0 | 0.6 | 233.7 | 71.1 | 5782.7
|  |  |  | LV Main (UG Paper) | 16295 | 0 | 0 | 0 | 0 | 16295 | 0 | 30 | 0 | 0 | 16265 | 0 | 44 | 0 | 0 | 16221 | 0 | 3.9 | 0 | 0 | 16217.1 | 0 | 1.6 | 0 | 0 | 16215.5
|  |  |  | LV Service (UG) | 2131108 | 55 | 680 | 27797 | 680 | 2158850 | 0 | 1068 | 23048 | 1486 | 2182316 | 0 | 10699 | 18463 | 1653 | 2191733 | 0 | 107 | 17278 | 1811 | 2210715 | 0 | 40 | 14289 | 1032 | 2225996
Switchgear
|  |  |  | LV Pillar (ID) | 4508 | 43 | 13 | 230 | 13 | 4695 | 0 | 73 | 417 | 81 | 5120 | 0 | 65 | 134 | 87 | 5276 | 0 | 253 | 125 | 138 | 5286 | 0 | 278 | 105 | 125 | 5238
|  |  |  | LV Pillar (OD) | 10805 | 0 | 0 | 0 | 0 | 10805 | 111 | 0 | 0 | 0 | 10694 | 201 | 54 | 100 | 54 | 10593 | 188 | 0 | 94 | 0 | 10499 | 156 | 0 | 77 | 0 | 10420
|  |  |  | LV Board (WM) | 0 | 0 | 0 | 0 | 0 | 0 | 0 | 0 | 0 | 0 | 0 | 0 | 0 | 0 | 0 | 0 | 0 | 0 | 0 | 0 | 0 | 0 | 0 | 0 | 0 | 0
|  |  |  | LV UGB | 20522 | 0 | 275 | 341 | 281 | 20869 | 0 | 576 | 124 | 465 | 20882 | 0 | 713 | 155 | 582 | 20906 | 0 | 295 | 145 | 398.7 | 21154.7 | 0 | 296 | 121 | 418.5 | 21398.2
|  |  |  | LV Fuses (PM) | 34104 | 0 | 0 | 31 | 0 | 34135 | 0 | 63 | 429 | 0 | 34501 | 590 | 117 | 444 | 117 | 34355 | 552 | 0 | 415 | 0 | 34218 | 458 | 0 | 344 | 0 | 34104
|  |  |  | LV Fuses (TM) | 0 | 0 | 0 | 0 | 0 | 0 | 0 | 0 | 0 | 0 | 0 | 0 | 0 | 0 | 0 | 0 | 0 | 0 | 0 | 0 | 0 | 0 | 0 | 0 | 0 | 0
HV network
Overhead lines - Conductor
|  |  |  | 6.6/11 kV OHL (Open) | 14594 | 2 | 14 | 13 | 14 | 14605 | 68 | 7 | 43 | 7 | 14580 | 46 | 252 | 4 | 252 | 14538 | 17.3 | 250.6 | 1.2 | 220.1 | 14491.4 | 30.9 | 270 | 1.2 | 238 | 14429.7
|  |  |  | 6.6/11 kV OHL (Covered) | 0 | 0 | 0 | 0 | 0 | 0 | 0 | 0 | 0 | 0 | 0 | 0 | 0 | 0 | 0 | 0 | 0 | 0 | 0 | 0 | 0 | 0 | 0 | 0 | 0 | 0
|  |  |  | 20 kV OHL (Open) | 0 | 0 | 0 | 0 | 0 | 0 | 0 | 0 | 0 | 0 | 0 | 0 | 0 | 0 | 0 | 0 | 0 | 0 | 0 | 0 | 0 | 0 | 0 | 0 | 0 | 0
|  |  |  | 20 kV OHL (Covered) | 0 | 0 | 0 | 0 | 0 | 0 | 0 | 0 | 0 | 0 | 0 | 0 | 0 | 0 | 0 | 0 | 0 | 0 | 0 | 0 | 0 | 0 | 0 | 0 | 0 | 0
Overhead lines - Support
|  |  |  | 6.6/11 kV Support | 209466 | 23 | 137 | 148 | 137 | 209591 | 808 | 94 | 573 | 94 | 209356 | 1577 | 660 | 991 | 660 | 208770 | 592 | 1779.2 | 402 | 1474.8 | 208275.6 | 1060 | 2050.3 | 835 | 1730.7 | 207731
|  |  |  | 20 kV Support | 0 | 0 | 0 | 0 | 0 | 0 | 0 | 0 | 0 | 0 | 0 | 0 | 0 | 0 | 0 | 0 | 0 | 0 | 0 | 0 | 0 | 0 | 0 | 0 | 0 | 0
Underground cables (kms)
|  |  |  | 6.6/11kV UG Cable | 11712 | 0 | 1 | 91 | 19 | 11821 | 0 | 73 | 134 | 76 | 11958 | 0 | 5 | 89 | 43 | 12085 | 0 | 10.7 | 32.8 | 77.1 | 12184.2 | 0 | 6.1 | 64.8 | 51.2 | 12294.1
|  |  |  | 20kV UG Cable | 0 | 0 | 0 | 0 | 0 | 0 | 0 | 0 | 0 | 0 | 0 | 0 | 0 | 0 | 0 | 0 | 0 | 0 | 0 | 0 | 0 | 0 | 0 | 0 | 0 | 0
Submarine cables (kms)
|  |  |  | HV Sub Cable | 0 | 0 | 0 | 0 | 0 | 0 | 0 | 0 | 0 | 0 | 0 | 0 | 0 | 0 | 0 | 0 | 0 | 0 | 0 | 0 | 0 | 0 | 0 | 0 | 0 | 0
Switchgear
|  |  |  | 6.6/11 kV CB (PM) | 1660 | 0 | 28 | 0 | 34 | 1666 | 0 | 4 | 1 | 44 | 1707 | 0 | 39 | 0 | 60 | 1728 | 0 | 0 | 0 | 26 | 1754 | 0 | 0 | 0 | 25 | 1779
|  |  |  | 6.6/11 kV CB (GM) | 10293 | 0 | 1 | 37 | 0 | 10329 | 0 | 228 | 3 | 11 | 10115 | 0 | 463 | 0 | 177 | 9829 | 0 | 8 | 0 | 36 | 9857 | 0 | 12 | 0 | 30 | 9875
|  |  |  | 6.6/11 kV Switch (PM) | 773 | 0 | 0 | 0 | 2 | 775 | 0 | 13 | 0 | 21 | 783 | 0 | 0 | 0 | 103 | 886 | 0 | 382 | 0 | 412 | 916 | 0 | 235 | 0 | 254 | 935
|  |  |  | 6.6/11 kV Switch (GM) | 10115 | 0 | 137 | 1 | 169 | 10148 | 0 | 353 | 1 | 0 | 9796 | 0 | 629 | 0 | 1 | 9168 | 0 | 232 | 0 | 1 | 8937 | 0 | 184 | 0 | 1 | 8754
|  |  |  | 6.6/11 kV RMU | 11364 | 16 | 6 | 355 | 6 | 11703 | 0 | 113 | 357 | 343 | 12290 | 0 | 236 | 590 | 140 | 12784 | 0 | 63 | 254 | 268 | 13243 | 0 | 60 | 576 | 232 | 13991
|  |  |  | 6.6/11 kV Switchgear - Other (PM) | 11757 | 0 | 209 | 0 | 249 | 11797 | 58 | 264 | 0 | 264 | 11739 | 230 | 360 | 33 | 360 | 11542 | 86 | 0 | 10 | 0 | 11466 | 155 | 0 | 10 | 0 | 11321
|  |  |  | 6.6/11 kV Switchgear - Other (GM) | 0 | 0 | 0 | 0 | 0 | 0 | 0 | 0 | 0 | 0 | 0 | 0 | 0 | 0 | 0 | 0 | 0 | 0 | 0 | 0 | 0 | 0 | 0 | 0 | 0 | 0
|  |  |  | 20 kV CB (PM) | 0 | 0 | 0 | 0 | 0 | 0 | 0 | 0 | 0 | 0 | 0 | 0 | 0 | 0 | 0 | 0 | 0 | 0 | 0 | 0 | 0 | 0 | 0 | 0 | 0 | 0
|  |  |  | 20 kV CB (GM) | 0 | 0 | 0 | 0 | 0 | 0 | 0 | 0 | 0 | 0 | 0 | 0 | 0 | 0 | 0 | 0 | 0 | 0 | 0 | 0 | 0 | 0 | 0 | 0 | 0 | 0
|  |  |  | 20 kV Switch (PM) | 0 | 0 | 0 | 0 | 0 | 0 | 0 | 0 | 0 | 0 | 0 | 0 | 0 | 0 | 0 | 0 | 0 | 0 | 0 | 0 | 0 | 0 | 0 | 0 | 0 | 0
|  |  |  | 20 kV Switch (GM) | 0 | 0 | 0 | 0 | 0 | 0 | 0 | 0 | 0 | 0 | 0 | 0 | 0 | 0 | 0 | 0 | 0 | 0 | 0 | 0 | 0 | 0 | 0 | 0 | 0 | 0
|  |  |  | 20 kV RMU | 0 | 0 | 0 | 0 | 0 | 0 | 0 | 0 | 0 | 0 | 0 | 0 | 0 | 0 | 0 | 0 | 0 | 0 | 0 | 0 | 0 | 0 | 0 | 0 | 0 | 0
|  |  |  | 20 kV Switchgear - Other (PM) | 0 | 0 | 0 | 0 | 0 | 0 | 0 | 0 | 0 | 0 | 0 | 0 | 0 | 0 | 0 | 0 | 0 | 0 | 0 | 0 | 0 | 0 | 0 | 0 | 0 | 0
|  |  |  | 20 kV Switchgear - Other (GM) | 0 | 0 | 0 | 0 | 0 | 0 | 0 | 0 | 0 | 0 | 0 | 0 | 0 | 0 | 0 | 0 | 0 | 0 | 0 | 0 | 0 | 0 | 0 | 0 | 0 | 0
Transformers
|  |  |  | 6.6/11 kV Transformer (PM) | 33900 | 254 | 38 | 411 | 58 | 34077 | 0 | 109 | 404 | 129 | 34501 | 519 | 188 | 592 | 188 | 34574 | 195 | 133 | 253 | 136 | 34635 | 349 | 133 | 572 | 127 | 34852
|  |  |  | 6.6/11 kV Transformer (GM) | 15050 | 34 | 20 | 325 | 10 | 15331 | 63 | 47 | 290 | 47 | 15558 | 280 | 140 | 305 | 140 | 15583 | 105 | 73 | 130 | 89 | 15624 | 188 | 59 | 294 | 79 | 15750
|  |  |  | 20 kV Transformer (PM) | 0 | 0 | 0 | 0 | 0 | 0 | 0 | 0 | 0 | 0 | 0 | 0 | 0 | 0 | 0 | 0 | 0 | 0 | 0 | 0 | 0 | 0 | 0 | 0 | 0 | 0
|  |  |  | 20 kV Transformer (GM) | 0 | 0 | 0 | 0 | 0 | 0 | 0 | 0 | 0 | 0 | 0 | 0 | 0 | 0 | 0 | 0 | 0 | 0 | 0 | 0 | 0 | 0 | 0 | 0 | 0 | 0
EHV Network
Overhead lines - Conductor
|  |  |  | 33kV OHL (Pole Line) | 1032 | 0 | 6 | 5 | 6 | 1037 | 8 | 8 | 6 | 8 | 1035 | 3 | 8 | 5 | 8 | 1037 | 5 | 3.1 | 4.3 | 1.9 | 1035.1 | 0.6 | 9.7 | 0.7 | 3.5 | 1029
|  |  |  | 33kV OHL (Tower Line) | 0 | 0 | 0 | 0 | 0 | 0 | 0 | 0 | 0 | 0 | 0 | 0 | 0 | 0 | 0 | 0 | 0 | 0 | 0 | 0 | 0 | 0 | 0 | 0 | 0 | 0
|  |  |  | 66kV OHL (Pole Line) | 801 | 0 | 0 | 0 | 0 | 801 | 8 | 0 | 0 | 0 | 793 | 0 | 0 | 0 | 0 | 793 | 0 | 0 | 0 | 0 | 793 | 0 | 0 | 0 | 0 | 793
|  |  |  | 66kV OHL (Tower Line) | 0 | 0 | 0 | 0 | 0 | 0 | 0 | 0 | 0 | 0 | 0 | 0 | 0 | 0 | 0 | 0 | 0 | 0 | 0 | 0 | 0 | 0 | 0 | 0 | 0 | 0
Overhead lines - Support
|  |  |  | 33kV Pole | 7723 | 0 | 58 | 45 | 43 | 7753 | 0 | 0 | 0 | 0 | 7753 | 168 | 448 | 97 | 158 | 7392 | 50 | 35 | 43 | 22.7 | 7372.7 | 6 | 98.8 | 7 | 36.5 | 7311.4
|  |  |  | 33kV Tower | 730 | 5 | 0 | 0 | 0 | 725 | 0 | 0 | 0 | 0 | 725 | 0 | 0 | 0 | 0 | 725 | 0 | 0 | 0 | 0 | 725 | 0 | 0 | 0 | 0 | 725
|  |  |  | 66kV Pole | 8891 | 0 | 0 | 0 | 0 | 8891 | 0 | 0 | 0 | 0 | 8891 | 0 | 0 | 0 | 0 | 8891 | 0 | 0 | 0 | 0 | 8891 | 0 | 0 | 0 | 0 | 8891
|  |  |  | 66kV Tower | 672 | 0 | 0 | 0 | 0 | 672 | 3 | 0 | 0 | 0 | 669 | 0 | 0 | 0 | 0 | 669 | 0 | 0 | 0 | 0 | 669 | 0 | 0 | 0 | 0 | 669
Underground cables (kms)
|  |  |  | 33kV UG Cable (Non Pressurised) | 219 | 0 | 0 | 1 | 2 | 222 | 1 | 3 | 3 | 3 | 224 | 0 | 7 | 6 | 10 | 233 | 1.9 | 19.2 | 11.9 | 4.5 | 228.3 | 1.1 | 12.3 | 4.4 | 2.2 | 221.5
|  |  |  | 33kV UG Cable (Oil) | 130 | 0 | 0 | 0 | 0 | 130 | 2 | 0 | 0 | 0 | 128 | 6 | 0 | 0 | 0 | 122 | 0 | 0 | 0 | 0 | 122 | 0 | 0 | 0 | 0 | 122
|  |  |  | 33kV UG Cable (Gas) | 9 | 0 | 0 | 0 | 0 | 9 | 0 | 0 | 0 | 0 | 9 | 0 | 0 | 0 | 0 | 9 | 0 | 0 | 0 | 0 | 9 | 0 | 0 | 0 | 0 | 9
|  |  |  | 66kV UG Cable (Non Pressurised) | 8 | 0 | 0 | 0 | 0 | 8 | 0 | 0 | 0 | 0 | 8 | 0 | 0 | 0 | 0 | 8 | 0 | 0 | 0 | 0 | 8 | 0 | 0 | 0 | 0 | 8
|  |  |  | 66kV UG Cable (Oil) | 8 | 0 | 0 | 0 | 0 | 8 | 0 | 0 | 0 | 0 | 8 | 0 | 0 | 0 | 0 | 8 | 0 | 0 | 0 | 0 | 8 | 0 | 0 | 0 | 0 | 8
|  |  |  | 66kV UG Cable (Gas) | 0 | 0 | 0 | 0 | 0 | 0 | 0 | 0 | 0 | 0 | 0 | 0 | 0 | 0 | 0 | 0 | 0 | 0 | 0 | 0 | 0 | 0 | 0 | 0 | 0 | 0
Submarine cables (kms)
|  |  |  | EHV Sub Cable | 0 | 0 | 0 | 0 | 0 | 0 | 0 | 0 | 0 | 0 | 0 | 0 | 0 | 0 | 0 | 0 |  | 0 |  | 0 | 0 |  | 0 |  | 0 | 0
Switchgear
|  |  |  | 33 KV CB (ID) | 85 | 0 | 0 | 0 | 0 | 85 | 0 | 0 | 0 | 0 | 85 | 0 | 0 | 0 | 0 | 85 | 0 | 10 | 0 | 10 | 85 | 0 | 4 | 3 | 4 | 88
|  |  |  | 33 kV CB (OD) | 307 | 0 | 0 | 1 | 0 | 308 | 4 | 3 | 1 | 3 | 305 | 0 | 0 | 0 | 0 | 305 | 0 | 18 | 0 | 18 | 305 | 0 | 9 | 0 | 9 | 305
|  |  |  | 33 kV Switch (GM) | 0 | 0 | 0 | 0 | 0 | 0 | 0 | 0 | 0 | 0 | 0 | 0 | 0 | 0 | 0 | 0 | 0 | 0 | 0 | 0 | 0 | 0 | 0 | 0 | 0 | 0
|  |  |  | 33 kV Switch (PM) | 0 | 0 | 0 | 0 | 0 | 0 | 0 | 0 | 0 | 0 | 0 | 0 | 0 | 0 | 0 | 0 | 0 | 0 | 0 | 0 | 0 | 0 | 0 | 0 | 0 | 0
|  |  |  | 33 kV RMU | 0 | 0 | 0 | 0 | 0 | 0 | 0 | 0 | 0 | 0 | 0 | 0 | 0 | 0 | 0 | 0 | 0 | 0 | 0 | 0 | 0 | 0 | 0 | 0 | 0 | 0
|  |  |  | 33 kV Switchgear - Other | 1438 | 0 | 0 | 0 | 0 | 1438 | 0 | 0 | 0 | 0 | 1438 | 0 | 0 | 0 | 6 | 1444 | 0 | 0 | 0 | 0 | 1444 | 0 | 0 | 0 | 0 | 1444
|  |  |  | 66 KV CB (ID & OD) | 71 | 0 | 0 | 0 | 0 | 71 | 0 | 0 | 0 | 1 | 72 | 0 | 0 | 0 | 5 | 77 | 0 | 0 | 0 | 0 | 77 | 0 | 0 | 0 | 0 | 77
|  |  |  | 66 KV Switchgear - Other | 561 | 0 | 0 | 0 | 0 | 561 | 0 | 0 | 0 | 0 | 561 | 0 | 0 | 0 | 14 | 575 | 0 | 0 | 0 | 0 | 575 | 0 | 0 | 0 | 0 | 575
Transformers
|  |  |  | 33 kV Transformer (PM) | 3 | 0 | 0 | 0 | 0 | 3 | 0 | 0 | 0 | 0 | 3 | 0 | 0 | 0 | 0 | 3 | 0 | 0 | 0 | 0 | 3 | 0 | 0 | 0 | 0 | 3
|  |  |  | 33 kV Transformer (GM) | 208 | 4 | 0 | 0 | 0 | 204 | 0 | 0 | 0 | 0 | 204 | 2 | 1 | 1 | 1 | 203 | 0 | 16 | 0 | 16 | 203 | 2 | 0 | 2 | 0 | 203
|  |  |  | 33 kV AuxiliaryTransfomer | 190 | 0 | 0 | 0 | 0 | 190 | 0 | 0 | 0 | 0 | 190 | 0 | 0 | 0 | 3 | 193 | 0 | 0 | 0 | 0 | 193 | 0 | 0 | 0 | 0 | 193
|  |  |  | 66 kV Transformer | 78 | 0 | 0 | 0 | 1 | 79 | 0 | 0 | 0 | 1 | 80 | 0 | 4 | 1 | 5 | 82 | 0 | 3 | 0 | 3 | 82 | 0 | 0 | 0 | 0 | 82
|  |  |  | 66 kV AuxiliaryTransfomer | 42 | 0 | 0 | 0 | 0 | 42 | 0 | 0 | 0 | 0 | 42 | 0 | 0 | 0 | 4 | 46 | 0 | 0 | 0 | 0 | 46 | 0 | 0 | 0 | 0 | 46
132kV Network
Overhead lines - Conductor
|  |  |  | 132kV OHL Conductor (Pole Line) | 0 | 0 | 0 | 0 | 0 | 0 | 0 | 0 | 0 | 0 | 0 | 0 | 0 | 0 | 0 | 0 | 0 | 0 | 0 | 0 | 0 | 0 | 0 | 0 | 0 | 0
|  |  |  | 132kV OHL Conductor (Tower Line) | 1403 | 11 | 0 | 0 | 0 | 1392 | 0 | 2 | 0 | 2 | 1392 | 24 | 0 | 0 | 0 | 1368 | 0 | 200 | 0 | 200 | 1368 | 0 | 46 | 0 | 46 | 1368
Overhead lines - Support
|  |  |  | 132kV Pole | 843 | 0 | 0 | 0 | 0 | 843 | 0 | 0 | 0 | 0 | 843 | 0 | 0 | 0 | 0 | 843 | 0 | 0 | 0 | 0 | 843 | 0 | 0 | 0 | 0 | 843
|  |  |  | 132kV Tower | 2799 | 23 | 0 | 0 | 0 | 2776 | 0 | 0 | 0 | 0 | 2776 | 0 | 0 | 0 | 0 | 2776 | 0 | 50 | 0 | 50 | 2776 | 0 | 9 | 0 | 9 | 2776
|  |  |  | 132kV Fittings (Tower Line) | 4787 | 0 | 0 | 0 | 0 | 4787 | 0 | 0 | 0 | 0 | 4787 | 0 | 0 | 0 | 0 | 4787 | 0 | 70 | 0 | 70 | 4787 | 0 | 19 | 0 | 19 | 4787
Underground cables (kms)
|  |  |  | 132kV UG Cable (Non Pressurised) | 35 | 0 | 0 | 0 | 0 | 35 | 0 | 0 | 1 | 0 | 36 | 0 | 0 | 0 | 0 | 36 | 0 | 0 | 7 | 0 | 43 | 0 | 0 | 0 | 0 | 43
|  |  |  | 132kV UG Cable (Oil) | 256 | 0 | 0 | 0 | 0 | 256 | 0 | 0 | 0 | 0 | 256 | 5 | 0 | 0 | 0 | 251 | 0 | 0 | 0 | 0 | 251 | 0 | 0 | 0 | 0 | 251
|  |  |  | 132kV UG Cable (Gas) | 16 | 0 | 0 | 0 | 0 | 16 | 0 | 0 | 0 | 0 | 16 | 0 | 0 | 0 | 0 | 16 | 0 | 0 | 0 | 0 | 16 | 0 | 0 | 0 | 0 | 16
Submarine cables (kms)
|  |  |  | 132 kV Sub Cable | 0 | 0 | 0 | 0 | 0 | 0 | 0 | 0 | 0 | 0 | 0 | 0 | 0 | 0 | 0 | 0 |  | 0 |  | 0 | 0 |  | 0 |  | 0 | 0
Switchgear
|  |  |  | 132 kV CB (ID & OD) | 319 | 10 | 0 | 3 | 0 | 312 | 19 | 0 | 2 | 0 | 295 | 0 | 0 | 0 | 0 | 295 | 0 | 0 | 0 | 0 | 295 | 0 | 0 | 0 | 0 | 295
|  |  |  | 132 kV Switchgear (other) | 1690 | 0 | 0 | 0 | 0 | 1690 | 0 | 0 | 0 | 0 | 1690 | 0 | 0 | 0 | 14 | 1704 | 0 | 25 | 0 | 25 | 1704 | 0 | 2 | 0 | 2 | 1704
Transformers
|  |  |  | 132 kV Transformer | 230 | 0 | 0 | 4 | 0 | 234 | 0 | 2 | 3 | 3 | 238 | 0 | 2 | 1 | 3 | 240 | 4 | 6 | 7 | 6 | 243 | 0 | 0 | 0 | 6 | 249
|  |  |  | 132 kV AuxiliaryTransfomer | 354 | 0 | 0 | 0 | 0 | 354 | 0 | 0 | 0 | 0 | 354 | 0 | 0 | 0 | 2 | 356 | 2 | 0 | 2 | 0 | 356 | 0 | 0 | 0 | 0 | 356
Tele-control / SCADA
Primary substation
|  |  |  | 132 kV/EHV RTU (PM) | 2 | 0 | 0 | 0 | 0 | 2 | 0 | 0 | 0 | 0 | 2 | 0 | 0 | 0 | 0 | 2 |  | 0 |  | 0 | 2 |  | 0 |  | 0 | 2
|  |  |  | 132 kV/EHV RTU (GM) | 262 | 0 | 0 | 0 | 0 | 262 | 0 | 0 | 0 | 0 | 262 | 0 | 0 | 0 | 0 | 262 |  | 0 |  | 0 | 262 |  | 0 |  | 0 | 262
Secondary substation
|  |  |  | HV RTU (PM) | 1773 | 0 | 0 | 0 | 0 | 1773 | 0 | 0 | 0 | 0 | 1773 | 0 | 0 | 0 | 0 | 1773 |  | 0 |  | 0 | 1773 |  | 0 |  | 0 | 1773
|  |  |  | HV RTU (GM) | 1264 | 0 | 0 | 0 | 0 | 1264 | 0 | 0 | 0 | 0 | 1264 | 0 | 0 | 0 | 0 | 1264 |  | 0 |  | 0 | 1264 |  | 0 |  | 0 | 1264

## FBPQ LR1
Main Forecast Business Plan DPCR5 |  |  |  |  | Index
LR1 - Demand
Demand Totals
|  |  | DPCR4 |  |  |  |  | DPCR5 |  |  |  |  | DPCR4 |  |  | DPCR5
|  | Units | 2005/06 | 2006/07 | 2007/08 | 2008/09 | 2009/10 | 2010/11 | 2011/12 | 2012/13 | 2013/14 | 2014/15 | Actuals | Forecast | Total | Forecast | % change
| Gross direct costs | £m | 13.245 | 30.4674 | 43.7062 | 35.3373 | 31.5126 | 30.6076 | 32.3716 | 35.0739 | 37.4045 | 39.5044 | 87.4186 | 66.8498 | 154.2684 | 174.9619 | 13.41%
| Customer contributions directs | £m | 11.2 | 25.7 | 36.1 | 31 | 29.1 | 27.2 | 28.9 | 31.4 | 33.5 | 35.5 | 73 | 60.1 | 133.1 | 156.5 | 17.58%
| Net (gross directs - customer contributions directs) | £m | 2.045 | 4.7674 | 7.6062 | 4.3373 | 2.4126 | 3.4076 | 3.4716 | 3.6739 | 3.9045 | 4.0044 | 14.4186 | 6.7498 | 21.1684 | 18.4619 | -12.79%
| Customer contributions indirects | £m | -5.6 | 16.4 | 18.1 | 7.3 | 10.2 | 9.8 | 10.5 | 11.4 | 12.1 | 12.9 | 28.9 | 17.5 | 46.4 | 56.7 | 22.2%
| Net (gross directs - customer contributions directs and indirects) | £m | 7.645 | -11.6326 | -10.4938 | -2.9627 | -7.7874 | -6.3924 | -7.0284 | -7.7261 | -8.1955 | -8.8956 | -14.4814 | -10.7502 | -25.2316 | -38.2381 | 51.55%
Demand trends
|  |  | DPCR4 |  |  |  |  | DPCR5
|  | Units | 2005/06 | 2006/07 | 2007/08 | 2008/09 | 2009/10 | 2010/11 | 2011/12 | 2012/13 | 2013/14 | 2014/15
| Estimated system maximum demand | MW | 4796 | 4658.9513 | 4826.0106 | 4881.0088 | 4891.015 | 4901.0151 | 4911.0201 | 4921.9637 | 4931.9599 | 4941.9964
| Increase (reduction) in max demand | MW | 18.411 | -137.0487 | 167.0593 | 54.9982 | 10.0063 | 10.0001 | 10.0049 | 10.9436 | 9.9962 | 10.0365
| Incremental increase in max demand due to new connections | MW | 29.7884 | 55.9432 | 45.7414 | 34.5688 | 31.4805 | 32.5956 | 35.6009 | 39.3396 | 43.6922 | 48.7325
| Incremental reduction in max demand due to disconnections | MW | -11.3774 | -23.8919 | -30.7821 | -30.0707 | -31.5742 | -29.9955 | -26.996 | -26.996 | -26.996 | -26.996
| Net change in max demand (not due to connections/disconnections) | MW | 0 | -169.1 | 152.1 | 50.5 | 10.1 | 7.4 | 1.4 | -1.4 | -6.7 | -11.7
| Estimated units distributed | GWh | 27442.5 | 26786.4452 | 26750.6351 | 25371.5792 | 24285.9277 | 24194.5927 | 24710.9692 | 24690.0329 | 24748.5321 | 24685.9416
| Increase (reduction) in units distributed | GWh | 0 | -656.0548 | -35.8101 | -1379.0559 | -1085.6515 | -91.335 | 516.3765 | -20.9363 | 58.4992 | -62.5905
| Increase in units distributed due to generic background demand growth | GWh | 0 | -457.1 | 7.3 | -130 | 21.791 | -26.7631 | 599.7658 | 89.4857 | 205.8793 | 122.9067
| Reduction in units distributed due to energy efficiency | GWh | 0 | -54.885 | -53.5728 | -53.5012 | -50.7432 | -48.5719 | -48.3893 | -49.422 | -49.3801 | -49.4971
| Units distributed offset by DG | GWh | 0 | 0 | 0 | 0 | -1 | -16 | -35 | -61 | -98 | -136
| Units distributed offset by DSM | GWh | 0 | 0 | 0 | 0 | 0 | 0 | 0 | 0 | 0 | 0
| Price impact on units distributed | GWh | 0 | -144.0698 | 10.4627 | -165.0903 | 0 | 0 | 0 | 0 | 0 | 0
| Economic downturn effect on units distributed | GWh | 0 | 0 | 0 | -1030.4645 | -1055.6993 | 0 | 0 | 0 | 0 | 0
Estimated units distributed
| LV | GWh | 17231.5343 | 16986.0719 | 17083.9801 | 16260.7072 | 15739.436 | 15703.6389 | 16138.1565 | 16185.0095 | 16226.0182 | 16227.4158
| HV | GWh | 9571.7152 | 9219.5605 | 9050.8323 | 8539.283 | 8008.0372 | 7953.8624 | 8023.7787 | 7954.8623 | 7972.3528 | 7909.1404
| EHV (inc. 132kV) | GWh | 639.2592 | 580.7607 | 615.7998 | 571.6259 | 538.4915 | 537.1284 | 549.0709 | 550.198 | 550.198 | 549.4224
| Total units distributed | GWh | 27442.5086 | 26786.3931 | 26750.6122 | 25371.6161 | 24285.9646 | 24194.6296 | 24711.0061 | 24690.0698 | 24748.5691 | 24685.9786
Incremental increase in units distributed attributable to new connections
| LV | MWh | 150986.2642 | 203584.554 | 192253.5893 | 132484.4109 | 122176.0219 | 125837.5671 | 137088.3975 | 151224.3507 | 167392.0321 | 185894.6917
| HV | MWh | 83864.2491 | 323226.7933 | 212281.3805 | 186685.3128 | 166269.6096 | 173692.0325 | 190606.7963 | 211244.8328 | 235871.0481 | 264843.8872
| EHV (inc. 132kV) | MWh | 0 | 0 | 0 | 0 | 0 | 0 | 0 | 0 | 0 | 0
| Total increase in units distributed due to new connections | MWh | 234850.5132 | 526811.3473 | 404534.9698 | 319169.7237 | 288445.6315 | 299529.5996 | 327695.1939 | 362469.1835 | 403263.0802 | 450738.5789
Connections/disconnections volume
|  |  | DPCR4 |  |  |  |  | DPCR5
|  | Units | 2005/06 | 2006/07 | 2007/08 | 2008/09 | 2009/10 | 2010/11 | 2011/12 | 2012/13 | 2013/14 | 2014/15
Connections/Disconnections
Estimated number demand connections/disconnections at LV
| IDNO connections | # | 1 | 0 | 4 | 4 | 3 | 3 | 4 | 4 | 5 | 5
| Connections (excluding IDNOs) | # | 34709 | 32183 | 29520 | 20064 | 21471 | 21340 | 22365 | 24164 | 26142 | 28314
| Disconnections | # | 6042 | 12688 | 16347 | 15969 | 16768 | 15929 | 14336 | 14336 | 14336 | 14336
Estimated number demand connections/disconnections at HV
| IDNO connections | # | 2 | 5 | 6 | 5 | 5 | 5 | 6 | 6 | 7 | 8
| Connections (excluding IDNOs) | # | 54 | 615 | 376 | 336 | 302 | 317 | 348 | 386 | 432 | 488
| Disconnections | # | 61 | 128 | 165 | 161 | 169 | 161 | 145 | 145 | 145 | 145
Estimated number demand connections/disconnections at EHV
| IDNO connections | # | 0 | 0 | 0 | 0 | 0 | 0 | 0 | 0 | 0 | 0
| Connections (excluding IDNOs) | # | 0 | 0 | 0 | 0 | 0 | 0 | 0 | 0 | 0 | 0
| Disconnections | # | 0 | 0 | 0 | 0 | 0 | 0 | 0 | 0 | 0 | 0
Estimated number demand connections/disconnections at 132kV
| IDNO connections | # | 0 | 0 | 0 | 0 | 0 | 0 | 0 | 0 | 0 | 0
| Connections (excluding IDNOs) | # | 0 | 0 | 0 | 0 | 0 | 0 | 0 | 0 | 0 | 0
| Disconnections | # | 0 | 0 | 0 | 0 | 0 | 0 | 0 | 0 | 0 | 0
| Total number of demand connections | # | 34766 | 32803 | 29906 | 20409 | 21781 | 21665 | 22723 | 24560 | 26586 | 28815
| Total number of demand disconnections | # | 6103 | 12816 | 16512 | 16130 | 16937 | 16090 | 14481 | 14481 | 14481 | 14481
Customer specific demand investment
|  |  | DPCR4 2005/06: DPCR4; DPCR5 2010/11: DPCR5 | DPCR4 |  |  | DPCR5
| Customer specific demand investment | Units | 2005/06 | 2006/07 | 2007/08 | 2008/09 | 2009/10 | 2010/11 | 2011/12 | 2012/13 | 2013/14 | 2014/15 | Actuals | Forecast | Total | Forecast | % change
New connections & customer specific reinforcement:
Connections provided at LV
| Sole use | £m | 0 | 0 | 0 | 20.7458 | 17.0445 | 16.4886 | 17.5675 | 19.3104 | 20.6709 | 22.0124 | 0 | 37.7903 | 37.7903 | 96.0498 | 154.2%
| Shared | £m | 11.8612 | 27.2916 | 36.5543 | 12.11 | 8.6214 | 8.3924 | 8.9811 | 9.8522 | 10.6307 | 11.301 | 75.7071 | 20.7313 | 96.4384 | 49.1575 | -49.03%
| LV total | £m | 11.8612 | 27.2916 | 36.5543 | 32.8557 | 25.6659 | 24.881 | 26.5486 | 29.1626 | 31.3016 | 33.3134 | 75.7071 | 58.5216 | 134.2287 | 145.2073 | 8.179%
Connections provided at HV
| Sole use | £m | 0 | 0 | 0 | 1.4889 | 3.3693 | 2.6658 | 2.7634 | 2.7586 | 2.8546 | 2.9481 | 0 | 4.8582 | 4.8582 | 13.9905 | 188%
| Shared | £m | 1.3838 | 3.1758 | 7.1519 | 0.99262 | 2.4774 | 3.0608 | 3.0595 | 3.1527 | 3.2483 | 3.2429 | 11.7115 | 3.47 | 15.1815 | 15.7642 | 3.838%
| HV total | £m | 1.3838 | 3.1758 | 7.1519 | 2.4815 | 5.8467 | 5.7266 | 5.8229 | 5.9113 | 6.1028 | 6.191 | 11.7115 | 8.3282 | 20.0397 | 29.7547 | 48.48%
Connections provided at EHV
| Sole use | £m | 0 | 0 | 0 | 0 | 0 | 0 | 0 | 0 | 0 | 0 | 0 | 0 | 0 | 0 | 0
| Shared | £m | 0 | 0 | 0 | 0 | 0 | 0 | 0 | 0 | 0 | 0 | 0 | 0 | 0 | 0 | 0
| EHV total | £m | 0 | 0 | 0 | 0 | 0 | 0 | 0 | 0 | 0 | 0 | 0 | 0 | 0 | 0 | 0
Connections provided at 132kV
| Sole use | £m | 0 | 0 | 0 | 0 | 0 | 0 | 0 | 0 | 0 | 0 | 0 | 0 | 0 | 0 | 0
| Shared | £m | 0 | 0 | 0 | 0 | 0 | 0 | 0 | 0 | 0 | 0 | 0 | 0 | 0 | 0 | 0
| 132kV total | £m | 0 | 0 | 0 | 0 | 0 | 0 | 0 | 0 | 0 | 0 | 0 | 0 | 0 | 0 | 0
| Expenditure on DSM to avoid customer spec investment | £m |  |  |  | 0 | 0 | 0 | 0 | 0 | 0 | 0 | 0 | 0 | 0 | 0 | 0
| Total inc. expenditure on DSM to avoid customer spec investment | £m | 13.245 | 30.4674 | 43.7062 | 35.3373 | 31.5126 | 30.6076 | 32.3716 | 35.0739 | 37.4045 | 39.5044 | 87.4186 | 66.8498 | 154.2684 | 174.9619 | 13.41%
| Expenditure avoided due to DG | £m |  |  |  | 0 | 0 | 0 | 0 | 0 | 0 | 0 | 0 | 0 | 0 | 0 | 0
| Expenditure avoided due to DSM | £m |  |  |  | 0 | 0 | 0 | 0 | 0 | 0 | 0 | 0 | 0 | 0 | 0 | 0
Customer contributions - customer specific demand investment
|  |  | DPCR4 2005/06: DPCR4; DPCR5 2010/11: DPCR5 | DPCR4 |  |  | DPCR5
| Customer contributions - customer specific demand investment | Units | 2005/06 | 2006/07 | 2007/08 | 2008/09 | 2009/10 | 2010/11 | 2011/12 | 2012/13 | 2013/14 | 2014/15 | Actuals | Forecast | Total | Forecast | % change
Customer contributions (directs) for connections at LV
| Sole use | £m | 0 | 0 | 0 | 20.9 | 17.2 | 16.7 | 17.8 | 19.6 | 21 | 22.4 | 0 | 38.1 | 38.1 | 97.5 | 155.9%
| Shared | £m | 10 | 23 | 30.6 | 7.7 | 6.4 | 6.2 | 6.6 | 7.3 | 7.8 | 8.3 | 63.6 | 14.1 | 77.7 | 36.2 | -53.41%
| LV total | £m | 10 | 23 | 30.6 | 28.6 | 23.6 | 22.9 | 24.4 | 26.9 | 28.8 | 30.7 | 63.6 | 52.2 | 115.8 | 133.7 | 15.46%
Customer contributions (directs) for connections at HV
| Sole use | £m | 0 | 0 | 0 | 1.5 | 3.4 | 2.7 | 2.8 | 2.8 | 2.9 | 3 | 0 | 4.9 | 4.9 | 14.2 | 189.8%
| Shared | £m | 1.2 | 2.7 | 5.5 | 0.9 | 2.1 | 1.6 | 1.7 | 1.7 | 1.8 | 1.8 | 9.4 | 3 | 12.4 | 8.6 | -30.65%
| HV total | £m | 1.2 | 2.7 | 5.5 | 2.4 | 5.5 | 4.3 | 4.5 | 4.5 | 4.7 | 4.8 | 9.4 | 7.9 | 17.3 | 22.8 | 31.79%
Customer contributions (directs) for connections at EHV
| Sole use | £m | 0 | 0 | 0 | 0 | 0 | 0 | 0 | 0 | 0 | 0 | 0 | 0 | 0 | 0 | 0
| Shared | £m | 0 | 0 | 0 | 0 | 0 | 0 | 0 | 0 | 0 | 0 | 0 | 0 | 0 | 0 | 0
| EHV total | £m | 0 | 0 | 0 | 0 | 0 | 0 | 0 | 0 | 0 | 0 | 0 | 0 | 0 | 0 | 0
Customer contributions (directs) for connections at 132kV
| Sole use | £m | 0 | 0 | 0 | 0 | 0 | 0 | 0 | 0 | 0 | 0 | 0 | 0 | 0 | 0 | 0
| Shared | £m | 0 | 0 | 0 | 0 | 0 | 0 | 0 | 0 | 0 | 0 | 0 | 0 | 0 | 0 | 0
| 132kV total | £m | 0 | 0 | 0 | 0 | 0 | 0 | 0 | 0 | 0 | 0 | 0 | 0 | 0 | 0 | 0
| Customer contributions (directs) total | £m | 11.2 | 25.7 | 36.1 | 31 | 29.1 | 27.2 | 28.9 | 31.4 | 33.5 | 35.5 | 73 | 60.1 | 133.1 | 156.5 | 17.58%
| Customer contributions (indirects) | £m | -5.6 | 16.4 | 18.1 | 7.3 | 10.2 | 9.8 | 10.5 | 11.4 | 12.1 | 12.9 | 28.9 | 17.5 | 46.4 | 56.7 | 22.2%
| Customer contributions total | £m | 5.6 | 42.1 | 54.2 | 38.3 | 39.3 | 37 | 39.4 | 42.8 | 45.6 | 48.4 | 101.9 | 77.6 | 179.5 | 213.2 | 18.77%
| Total inc. exp on DSM to avoid customer spec investment (net of cust cont) | £m | 7.645 | -11.6326 | -10.4938 | -2.9627 | -7.7874 | -6.3924 | -7.0284 | -7.7261 | -8.1955 | -8.8956 | -14.4814 | -10.7502 | -25.2316 | -38.2381 | 51.55%
|  |  | DPCR4 2005/06: DPCR4; DPCR5 2010/11: DPCR5 | DPCR4 |  |  | DPCR5
|  | Units | 2005/06 | 2006/07 | 2007/08 | 2008/09 | 2009/10 | 2010/11 | 2011/12 | 2012/13 | 2013/14 | 2014/15 | Actuals | Forecast | Total | Forecast | % change
| Unapportioned part of shared LV | £m | 1.8612 | 4.2916 | 5.9543 | 4.41 | 2.2214 | 2.1924 | 2.3811 | 2.5522 | 2.8307 | 3.001 | 12.1071 | 6.6313 | 18.7384 | 12.9575 | -30.85%
| Unapportioned part of shared HV | £m | 0.18381 | 0.47575 | 1.6519 | 0.09262 | 0.3774 | 1.4608 | 1.3595 | 1.4527 | 1.4483 | 1.4429 | 2.3115 | 0.47002 | 2.7815 | 7.1642 | 157.6%
| Unapportioned part of shared EHV | £m | 0 | 0 | 0 | 0 | 0 | 0 | 0 | 0 | 0 | 0 | 0 | 0 | 0 | 0 | 0
| Unapportioned part of shared 132kV | £m | 0 | 0 | 0 | 0 | 0 | 0 | 0 | 0 | 0 | 0 | 0 | 0 | 0 | 0 | 0

## FBPQ LR4
Main Forecast Business Plan DPCR5 | [5 empty] | Index
LR4 - General reinforcement
General reinforcement expenditure
|  |  | DPCR4 |  |  |  |  | DPCR5 | [5 empty] | DPCR4 |  |  |  | DPCR5
|  |  | 2005/06 | 2006/07 | 2007/08 | 2008/09 | 2009/10 | 2010/11 | 2011/12 | 2012/13 | 2013/14 | 2014/15 |  | Actuals | Forecast | Total |  | Forecast | % change
|  |  | (£m) | (£m) | (£m) | (£m) | (£m) | (£m) | (£m) | (£m) | (£m) | (£m) |  | (£m) | (£m) | (£m) |  | (£m) | (£m)
General reinforcement:
|  | LV System | 1.1284 | 1.3415 | 0.79349 | 1.0014 | 1.1086 | 1.0538 | 1.0312 | 1.029 | 1.1293 | 1.1402 |  | 3.2634 | 2.11 | 5.3733 |  | 5.3834 | 0.1879%
|  | HV System | 2.5732 | 4.2307 | 4.5626 | 1.8915 | 1.9955 | 2.9506 | 2.9906 | 2.984 | 3.0798 | 3.3169 |  | 11.3665 | 3.8869 | 15.2534 |  | 15.3219 | 0.4488%
|  | EHV System | 2.7729 | 8.771 | 8.2324 | 12.5726 | 11.7511 | 16.6498 | 20.8309 | 11.01 | 10.7793 | 5.39 |  | 19.7764 | 24.3237 | 44.1 |  | 64.6599 | 46.62%
|  | 132kV System | 9.3579 | 5.8817 | 1.7854 | 3.2266 | 17.5158 | 6.2173 | 5.053 | 14.3027 | 14.9883 | 21.1453 |  | 17.025 | 20.7424 | 37.7673 |  | 61.7067 | 63.39%
|  | Expenditure on DSM to avoid gen reinf. |  |  |  | 0 | 0 | 0 | 0 | 0 | 0 | 0 |  | 0 | 0 | 0 |  | 0 | 0
|  | Total | 15.8324 | 20.2249 | 15.3739 | 18.692 | 32.3709 | 26.8715 | 29.9057 | 29.3257 | 29.9767 | 30.9923 |  | 51.4312 | 51.0629 | 102.4941 |  | 147.0719 | 43.49%
|  | Expenditure avoided due to DG |  |  |  | 0 | 0 | 0 | 0 | 0 | 0 | 0 |  | 0 | 0 | 0 |  | 0 | 0
|  | Expenditure avoided due to DSM |  |  |  | 0 | 0 | 0 | 0 | 0 | 0 | 0 |  | 0 | 0 | 0 |  | 0 | 0
General reinforcement projects
|  | Scheme details | DPCR5 2011/12: DPCR4 |  | DPCR5 |  |  |  |  | Scheme description
|  | Named scheme | Voltage | Limiting Factor | Forecast year in which substation demand will reach substation firm capacity | MVA of additional firm capacity to be installed | Total cost of project | Total cost of project in DPCR5 period | 2005/06 | 2006/07 | 2007/08 | 2008/09 | 2009/10 | 2010/11 | 2011/12 | 2012/13 | 2013/14 | 2014/15 | Brief description of work involved, substations affected, assets installed/replaced etc.
|  | (Unique name) | (kV) | (a-j) | (Year) | (MVA) | (£m) | (£m) | (£m) | (£m) | (£m) | (£m) | (£m) | (£m) | (£m) | (£m) | (£m) | (£m) | (Description)
| 1 | Banbury group, Brackley SCO | 132kV | c | 2013 | 189 | 0.41111 | 0.41111 | 0 | 0 | 0 | 0 | 0 | 0 | 0 | 0.20579 | 0.20532 | 0 | Installation of a third 132kV circuit. Costs split across East and West. Wayleaves only in DPCR5, construction in DPCR6. | #REF! | #REF! | #REF! | #REF! | #REF! | #REF!
| 2 | Bishops Castle 33/11kV Transformer reinforcement, switchgear automation | 33kV | a | 2007 | 6.5 | 0.73314 | 0.73314 | 0 | 0 | 0 | 0 | 0 | 0.52689 | 0.20625 | 0 | 0 | 0 | Installation of an additional 6/12MVA transformer at Bishops Castle. Replacement of 11kV switchgear | #REF! | #REF! | #REF! | #REF! | #REF! | #REF!
| 3 | Bishops Castle-Priestweston Interconnection | 33kV | c | 2012 | 15 | 0.61596 | 0.61596 | 0 | 0 | 0 | 0 | 0 | 0 | 0 | 0 | 0.61596 | 0 | Construction of 33kV interconnector between Bishops Castle and Priestweston (10km) | #REF! | #REF! | #REF! | #REF! | #REF! | #REF!
| 4 | Bishops Cleeve 66/11kV reinforcement | 11kV | c | 2009 | 19.75 | 1.085 | 1.085 | 0 | 0 | 0 | 0 | 0 | 1.085 | 0 | 0 | 0 | 0 | Installation of second 66/11kV transformer and 66kV section switch | #REF! | #REF! | #REF! | #REF! | #REF! | #REF!
| 5 | Bixhead 33/11kV reinforcement | 33kV | a | 2008 | 24 | 0.72186 | 0.72186 | 0 | 0 | 0 | 0 | 0 | 0 | 0.72186 | 0 | 0 | 0 | Upgrading two transformers and installation of a crossbay CB between T1 & T2. | #REF! | #REF! | #REF! | #REF! | #REF! | #REF!
| 6 | Bloxham 66/11kV reinforcement | 66kV | a & c | 2013 | 24 | 0.51827 | 0.51827 | 0 | 0 | 0 | 0 | 0 | 0 | 0 | 0 | 0 | 0.51827 | Installation of a second 12/24MVA transformer | #REF! | #REF! | #REF! | #REF! | #REF! | #REF!
| 7 | Bodenham Second 66/11kV Transformer & install 66kV bus section | 66kV | c | 2014 | 13 | 0.51827 | 0.51827 | 0 | 0 | 0 | 0 | 0 | 0 | 0 | 0 | 0 | 0.51827 | Commissioning of the transformer currently in position at Bodenham and installation of a 66kV bus-section circuit breaker. | #REF! | #REF! | #REF! | #REF! | #REF! | #REF!
| 8 | Bromyard 66kV Breaker | 66kV | g | 2008 | 13 | 0.21076 | 0.21076 | 0 | 0 | 0 | 0 | 0 | 0.21076 | 0 | 0 | 0 | 0 | Installation of a 66kV mesh circuit breaker | #REF! | #REF! | #REF! | #REF! | #REF! | #REF!
| 9 | Cheadle 33/11kV reinforcement | 33kV | a | 2011 | 14 | 1.3353 | 1.3353 | 0 | 0 | 0 | 0 | 0 | 0 | 0 | 0.30869 | 1.0266 | 0 | Replacement of transformers with 12/24MVA units. | #REF! | #REF! | #REF! | #REF! | #REF! | #REF!
| 10 | Chipping Sod - P2/5, Hammerley Down circuit | 33kV | j | 2007 | 20 | 0.31614 | 0.31614 | 0 | 0 | 0 | 0 | 0 | 0.31614 | 0 | 0 | 0 | 0 | Rebuilding overhead line - 7km | #REF! | #REF! | #REF! | #REF! | #REF! | #REF!
| 11 | Chipping Sodbury 33kV Reinforcement | 33kV | j | 2010 | 56 | 2.2935 | 2.2935 | 0 | 0 | 0 | 0 | 0 | 1.1592 | 1.1344 | 0 | 0 | 0 | Installation of 1 transformer BSP at Iron Acton. Includes 33kV connection and rebuild of Iron Acton - Alveston circuit | #REF! | #REF! | #REF! | #REF! | #REF! | #REF!
| 12 | Comet Bridge 33/11kV Reinforcement (aka Monkmoor or Spring Gardens) | 33kV | a | 2006 | 14 | 6.3128 | 1.0538 | 0 | 0 | 0 | 1.4 | 3.859 | 1.0538 | 0 | 0 | 0 | 0 | Installation of a new 33/11kV substation at Spring Gardens near existing primary site and dismantlement of Comet Bridge. | #REF! | #REF! | #REF! | #REF! | #REF! | #REF!
| 13 | Cotes Heath 33/11kV S/S reinforcement | 33kV | a | 2010 | 7.5 | 0.41475 | 0.41475 | 0 | 0 | 0 | 0 | 0 | 0.10538 | 0.30937 | 0 | 0 | 0 | Installation of an additional transformer, 33kV crossbay and extension of 11kV board | #REF! | #REF! | #REF! | #REF! | #REF! | #REF!
| 14 | Cowhorn 33/11kV reinforcement | 33kV | a | 2007 | 24 | 2.0602 | 2.0602 | 0 | 0 | 0 | 0 | 0 | 0 | 1.0312 | 1.029 | 0 | 0 | Installation of third 12/24MVA transformer, 33kV crossbay and additional 11kV switchboard. | #REF! | #REF! | #REF! | #REF! | #REF! | #REF!
| 15 | Craven Arms reinforcement | 33kV | a | 2008 | 3.25 | 1.7644 | 1.7644 | 0 | 0 | 0 | 0 | 0 | 0.52689 | 1.2375 | 0 | 0 | 0 | Upgrading T2 from 5MVA to 15MVA. Establishing a new 33kV bay at Ludlow and a new 33kV circuit (15km) to Craven Arms. | #REF! | #REF! | #REF! | #REF! | #REF! | #REF!
| 16 | Dudbridge 33/11kV reinforcement | 33kV | a | 2008 | 5.25 | 1.2354 | 1.2354 | 0 | 0 | 0 | 0 | 0 | 0 | 0.51562 | 0.51449 | 0.20532 | 0 | Upgrading at least 2 transformers to 12/24MVA and installation of a 33kV cross-bay. | #REF! | #REF! | #REF! | #REF! | #REF! | #REF!
| 17 | Dymock 66/11 | 66kV | c | 2008 | 4.75 | 0.51562 | 0.51562 | 0 | 0 | 0 | 0 | 0 | 0 | 0.51562 | 0 | 0 | 0 | Option of installation of second transformer or strengthening 11kV interconnection | #REF! | #REF! | #REF! | #REF! | #REF! | #REF!
| 18 | Elmdon 132kV crossbay re-configuration | 132kV | g | 2013 | 39 | 0.20532 | 0.20532 | 0 | 0 | 0 | 0 | 0 | 0 | 0 | 0 | 0.20532 | 0 | Reinstallation of CB120 on cross-bay and associated protection modifications | #REF! | #REF! | #REF! | #REF! | #REF! | #REF!
| 19 | Endon reinforcement | 33kV | a | 2007 | 14.25 | 0.94389 | 0.94389 | 0 | 0 | 0 | 0 | 0 | 0.73765 | 0.20625 | 0 | 0 | 0 | Upgrading transformers with 12/24 MVA units & rationalisation of substation layout | #REF! | #REF! | #REF! | #REF! | #REF! | #REF!
| 20 | Evesham 66/11kV reinforcement | 66kV | a | 2009 | 39 | 1.6861 | 1.6861 | 0 | 0 | 0 | 0 | 0 | 1.6861 | 0 | 0 | 0 | 0 | Installation of an additional 66/11kV transformer and 11kV switch board | #REF! | #REF! | #REF! | #REF! | #REF! | #REF!
| 21 | Feckenham - Bevington dual circuit steel tower line uprating | 66kV | j | 2008 | 28 | 1.4421 | 1.4421 | 0 | 0 | 0 | 0 | 0 | 0 | 0.72186 | 0.72028 | 0 | 0 | Uprating the Feckenham – Bevington - Evesham circuits using 200AAAC POPLAR conductor | #REF! | #REF! | #REF! | #REF! | #REF! | #REF!
| 22 | Forest Ring-Bixhead to Stowfield tee | 33kV | j | 2007 | 22 | 0.52689 | 0.52689 | 0 | 0 | 0 | 0 | 0 | 0.52689 | 0 | 0 | 0 | 0 | Rebuilding the Bixhead-Stowfield tee 33kV OHL | #REF! | #REF! | #REF! | #REF! | #REF! | #REF!
| 23 | Forsbrook/Meaford 33kV interconnection | 132kV | c | 2011 | 58 | 2.0556 | 2.0556 | 0 | 0 | 0 | 0 | 0 | 0 | 0 | 1.029 | 1.0266 | 0 | Reinforcement of 33kV interconnection between Meaford and Forsbrook BSP. Allows indefinite deferral of Meaford reinforcement. | #REF! | #REF! | #REF! | #REF! | #REF! | #REF!
| 24 | Gloucester / Iron Acton Z Route | 132kV | a | 2013 | 170 | 12.902 | 12.902 | 0 | 0 | 0 | 0 | 0 | 0 | 2.475 | 2.4695 | 2.4638 | 5.4936 | Rebuilding Z route and interconnection from Iron Acton to Cambridge Arms switching site | #REF! | #REF! | #REF! | #REF! | #REF! | #REF!
| 25 | Gnosall 11kV reinforcement | 33kV | c | 2011 | 5 | 0.20579 | 0.20579 | 0 | 0 | 0 | 0 | 0 | 0 | 0 | 0.20579 | 0 | 0 | Reinforcement of 11kV circuits to enable at least 5MVA transfers from High Offley | #REF! | #REF! | #REF! | #REF! | #REF! | #REF!
| 26 | Hereford - Ledbury 66kV OHL reinforcement | 66kV | j | 2009 | 43 | 0.92811 | 0.92811 | 0 | 0 | 0 | 0 | 0 | 0 | 0.92811 | 0 | 0 | 0 | Uprating line by rebuilding / refurbishment (19km) | #REF! | #REF! | #REF! | #REF! | #REF! | #REF!
| 27 | Hereford BSP GT3 replacement | 132kV | a | 2009 | 56.75 | 0.84303 | 0.84303 | 0 | 0 | 0 | 0 | 0 | 0.84303 | 0 | 0 | 0 | 0 | Complete reinstallation of GT3 (new transformer delivered to Upton Warren in 2008) | #REF! | #REF! | #REF! | #REF! | #REF! | #REF!
| 28 | Hereford South Additional Capacity | 66kV | a | 2010 | 39 | 5.9634 | 5.9634 | 0 | 0 | 0 | 0 | 0 | 0 | 1.0312 | 1.955 | 2.9771 | 0 | Establishing new substation on reserved site (Wide Marsh Street) | #REF! | #REF! | #REF! | #REF! | #REF! | #REF!
| 29 | High Offley reinforcement | 33kV | g | 2008 | 10 | 0.20625 | 0.20625 | 0 | 0 | 0 | 0 | 0 | 0 | 0.20625 | 0 | 0 | 0 | Installation of additional transformer (10/15MVA) | #REF! | #REF! | #REF! | #REF! | #REF! | #REF!
| 30 | Hill Chorlton 33/11kV S/S reinforcement | 33kV | a | 2007 | 12 | 0.31614 | 0.31614 | 0 | 0 | 0 | 0 | 0 | 0.31614 | 0 | 0 | 0 | 0 | Uprating transformer to 7.5/15MVA and possible 11kV reinforcement / interconnection to Coates Heath. | #REF! | #REF! | #REF! | #REF! | #REF! | #REF!
| 31 | Hinksford 132kV reinforcement and 132kV siwtchgear replacement (new 2 switch crossbay) | 132kV | g | 2010 | 13 | 2.0602 | 2.0602 | 0 | 0 | 0 | 0 | 0 | 0 | 1.0312 | 1.029 | 0 | 0 | Replacement of 132kV switchgear, upgrading single switch crossbay to 2 switches. Removal of redundant plant. Re routing cables | #REF! | #REF! | #REF! | #REF! | #REF! | #REF!
| 32 | Hinstock 33/11kV S/S reinforcement | 33kV | a | 2010 | 6.5 | 0.52013 | 0.52013 | 0 | 0 | 0 | 0 | 0 | 0.21076 | 0.30937 | 0 | 0 | 0 | Installation of additional 7.5/15MVA transformer or uprating existing units | #REF! | #REF! | #REF! | #REF! | #REF! | #REF!
| 33 | Hookgate 33/11kV S/S reinforcement | 33kV | a | 2008 | 5 | 0.30798 | 0.30798 | 0 | 0 | 0 | 0 | 0 | 0 | 0 | 0 | 0.30798 | 0 | Installation of an additional transformer or 11kV reinforcement | #REF! | #REF! | #REF! | #REF! | #REF! | #REF!
| 34 | Ironbridge - Halesfield & Madeley 33kV Reinforcement | 33kV | c | 2009 | 28 | 2.9883 | 2.9883 | 0 | 0 | 0 | 0 | 0 | 0 | 1.9593 | 1.029 | 0 | 0 | Installation of new 33kV circuits from Ironbridge to Madeley and from Madeley to Halesfield. Installation of a 33kV crossbay at Madeley. | #REF! | #REF! | #REF! | #REF! | #REF! | #REF!
| 35 | Ketley BSP reinforcement | 132kV | c | 2010 | 51 | 1.955 | 1.955 | 0 | 0 | 0 | 0 | 0 | 0 | 0 | 1.955 | 0 | 0 | Reinforcement of 33kV interconnection or 132/33kV reinforcement | #REF! | #REF! | #REF! | #REF! | #REF! | #REF!
| 36 | Knypersley-Goldenhill-Talke Cct reinforcement | 33kV | j | 2008 | 20 | 0.30937 | 0.30937 | 0 | 0 | 0 | 0 | 0 | 0 | 0.30937 | 0 | 0 | 0 | Uprating Knypersley-Goldenhill-Talke 33kV circuit (10km). Rebuilding 1.3km of OH and overlay 1.4km of UG cable. | #REF! | #REF! | #REF! | #REF! | #REF! | #REF!
| 37 | Ladywood / Winson Green SCO security | 132kV | c | 2012 | 100 | 6.1056 | 6.1056 | 0 | 0 | 0 | 0 | 0 | 0 | 0 | 0 | 1.0266 | 5.079 | Installation of third 132kV circuit from Bustleholm to Winson Green or Ladywood or 132kV interconnector from Ladywood to Summer Lane. | #REF! | #REF! | #REF! | #REF! | #REF! | #REF!
| 38 | Lichfield/Rugeley T group reinforcement (Lichfield - Burntwoodinterconnector) | 132kV | c | 2011 | 100 | 2.996 | 2.996 | 0 | 0 | 0 | 0 | 0 | 0 | 0 | 0 | 1.0266 | 1.9694 | Unpicking Rugeley T circuit. 132kV Burntwood -Lichfield interconnection following route of redundant 33kV OHLs. | #REF! | #REF! | #REF! | #REF! | #REF! | #REF!
| 39 | Lower Chadnor | 33kV | c | 2008 | 5 | 0.20579 | 0.20579 | 0 | 0 | 0 | 0 | 0 | 0 | 0 | 0.20579 | 0 | 0 | 11kV reinforcement | #REF! | #REF! | #REF! | #REF! | #REF! | #REF!
| 40 | Malehurst 33/11kV reinforcement | 33kV | a | 2007 | 14.25 | 0.93149 | 0.93149 | 0 | 0 | 0 | 0 | 0 | 0.21076 | 0.20625 | 0.51449 | 0 | 0 | Uprating two 7.5MVA transformers with two 12/24MVA units and replacement of 11kV switchboard | #REF! | #REF! | #REF! | #REF! | #REF! | #REF!
| 41 | Market Drayton 33/11kV reinforcement | 33kV | a | 2007 | 24 | 0.73765 | 0.73765 | 0 | 0 | 0 | 0 | 0 | 0.73765 | 0 | 0 | 0 | 0 | Installation of additional third transformer (12/24 MVA) | #REF! | #REF! | #REF! | #REF! | #REF! | #REF!
| 42 | Meaford West 33kV network Reinforcement (PHASE 2:Meaford - Hookgate (tee Market Drayton) 4th 33kV circuit) | 33kV | j | 2007 | 21 | 2.085 | 2.085 | 0 | 0 | 0 | 0 | 0 | 1.0538 | 1.0312 | 0 | 0 | 0 | Establishment of 4th Meaford - Hookgate (tee Market Drayton) 33kV circuit | #REF! | #REF! | #REF! | #REF! | #REF! | #REF!
| 43 | Moreton 66/11kV reinforcement | 66kV | a | 2008 | 14.25 | 3.0334 | 3.0334 | 0 | 0 | 0 | 0 | 0 | 2.0022 | 1.0312 | 0 | 0 | 0 | Uprating transformers at Moreton to 12/24MVA units and improving 11kV alternative supplies to Stow. | #REF! | #REF! | #REF! | #REF! | #REF! | #REF!
| 44 | New Birmingham City Centre primary Substation (site acquisition + preps only) | 132kV | a | 2013 | 78 | 1.0365 | 1.0365 | 0 | 0 | 0 | 0 | 0 | 0 | 0 | 0 | 0 | 1.0365 | New 132/11kV s/s in the eastside of the city centre to support new load and heavily loaded primaries. Acquire site in DPCR5 | #REF! | #REF! | #REF! | #REF! | #REF! | #REF!
| 45 | New Whitfield-Knypersley 33kV cct | 33kV | j | 2010 | 41 | 0.41263 | 0.41263 | 0 | 0 | 0 | 0 | 0 | 0 | 0 | 0 | 0.20532 | 0.20731 | Installation of additional (3rd) Whitfield-Knypersley 33kV circuit (at least 41MVA) | #REF! | #REF! | #REF! | #REF! | #REF! | #REF!
| 46 | Newcastle - Scot Hay 33kC cct reinforcement | 33kV | j | 2010 | 11 | 0.30937 | 0.30937 | 0 | 0 | 0 | 0 | 0 | 0 | 0.30937 | 0 | 0 | 0 | Uprating Newcastle - Scot Hay 33kV circuit. Approx 4km 200mm2 AAAC gives 41MVA capacity | #REF! | #REF! | #REF! | #REF! | #REF! | #REF!
| 47 | Newcastle 132/11kV Reinforcement | 132kV | a | 2007 | 39 | 2.5291 | 2.5291 | 0 | 0 | 0 | 0 | 0 | 2.5291 | 0 | 0 | 0 | 0 | Installation of 3rd 132/11kV transformer and 11kV s/board. Replacement of 132/33kV transformer and decommissioning redundant 33kV s/gear | #REF! | #REF! | #REF! | #REF! | #REF! | #REF!
| 48 | Newent reinforcement | 66kV | c | 2008 | 12 | 0.92811 | 0.92811 | 0 | 0 | 0 | 0 | 0 | 0 | 0.92811 | 0 | 0 | 0 | Upgrading double circuit 11kV line from Newent to Dymock to 66kV. Installation of second 6/12MVA transformer at Newent and new 11kV switchboard | #REF! | #REF! | #REF! | #REF! | #REF! | #REF!
| 49 | Oldbury 132/11kV reinforcement | 132kV | c | 2010 | 19 | 0.51562 | 0.51562 | 0 | 0 | 0 | 0 | 0 | 0 | 0.51562 | 0 | 0 | 0 | Installation of additional transformer and possible upgrade of 11Kv interconnections | #REF! | #REF! | #REF! | #REF! | #REF! | #REF!
| 50 | Oldbury Group reinforcement | 132kV | c | 2010 | 100 | 5.9612 | 5.9612 | 0 | 0 | 0 | 0 | 0 | 0 | 0 | 2.984 | 2.9771 | 0 | Installation of a 132kV interconnection from Ocker Hill to Tividale. Installation of additional 132kV GIS switchgear required at Tividale. | #REF! | #REF! | #REF! | #REF! | #REF! | #REF!
| 51 | Pattingham 33kV crossbay re-configuration | 33kV | g | 2012 | 6 | 0.1029 | 0.1029 | 0 | 0 | 0 | 0 | 0 | 0 | 0 | 0.1029 | 0 | 0 | Installation of 33kV CB on crossbay and associated protection modifications | #REF! | #REF! | #REF! | #REF! | #REF! | #REF!
| 52 | Pontrilas voltage regulator | 66kV | c | 2007 | 3 | 0.31614 | 0.31614 | 0 | 0 | 0 | 0 | 0 | 0.31614 | 0 | 0 | 0 | 0 | Installation of pole mounted voltage regulators to support the 11kV network. | #REF! | #REF! | #REF! | #REF! | #REF! | #REF!
| 53 | Presteigne - Knighton 66kV new line | 66kV | c | 2008 | 10 | 1.2645 | 1.2645 | 0 | 0 | 0 | 0 | 0 | 1.2645 | 0 | 0 | 0 | 0 | Installation of second 66kV line between Presteigne and Kington | #REF! | #REF! | #REF! | #REF! | #REF! | #REF!
| 54 | Priestweston 33/11kV S/S reinforcement | 33kV | c | 2013 | 6.5 | 0.5133 | 0.5133 | 0 | 0 | 0 | 0 | 0 | 0 | 0 | 0 | 0.5133 | 0 | Installation of second 33/11kV transformer or 11kV interconnection. | #REF! | #REF! | #REF! | #REF! | #REF! | #REF!
| 55 | Quatt-Wribbenhall-Kinver 33kV ccts reinforcement | 33kV | j | 2012 | 10 | 1.5548 | 1.5548 | 0 | 0 | 0 | 0 | 0 | 0 | 0 | 0 | 0 | 1.5548 | Rebuilding Quatt-Wribbenhall - Kinver 33kV circuits | #REF! | #REF! | #REF! | #REF! | #REF! | #REF!
| 56 | Quedgeley Primary | 33kV | a | 2008 | 39 | 7.9216 | 7.9216 | 0 | 0 | 0 | 0 | 0 | 0 | 2.475 | 2.4695 | 2.9771 | 0 | Installation of new Quedgeley 132/11kV substation | #REF! | #REF! | #REF! | #REF! | #REF! | #REF!
| 57 | Rugeley GSP reinforcement | 132kV | c | 2012 | 240 | 3.0059 | 3.0059 | 0 | 0 | 0 | 0 | 0 | 0 | 0 | 0 | 0 | 3.0059 | Installation of new GSP near Burntwood. Discussions with NG still ongoing on options (3rd SGT and circuit or new GSP) | #REF! | #REF! | #REF! | #REF! | #REF! | #REF!
| 58 | Selly Oak reinforcement | 132kV | a | 2011 | 39 | 2.0556 | 2.0556 | 0 | 0 | 0 | 0 | 0 | 0 | 0 | 1.029 | 1.0266 | 0 | Installation of additional transformer and 11kV switchgear section | #REF! | #REF! | #REF! | #REF! | #REF! | #REF!
| 59 | Shifnal primary reinforcement | 33kV | a | 2014 | 8.5 | 1.0365 | 1.0365 | 0 | 0 | 0 | 0 | 0 | 0 | 0 | 0 | 0 | 1.0365 | Uprating 2 x 5MVA transformers with 7.5/15MVA units | #REF! | #REF! | #REF! | #REF! | #REF! | #REF!
| 60 | Shrewsbury - Harlescott 33kV reinforcement | 33kV | f | 2008 | 31 | 0.84303 | 0.84303 | 0 | 0 | 0 | 0 | 0 | 0.84303 | 0 | 0 | 0 | 0 | Construction of new 33kV OHL between Shrewsbury and Harlescott. | #REF! | #REF! | #REF! | #REF! | #REF! | #REF!
| 61 | Shrewsbury 132/33kV Grid Transformer Reinforcement | 132kV | a | 2013 | 117 | 3.1355 | 3.1355 | 0 | 0 | 0 | 0 | 0 | 1.5807 | 0 | 0 | 0 | 1.5548 | Installation of a third 132/33kV transformer (90MVA). Transfer of assets from NG in 2010 | #REF! | #REF! | #REF! | #REF! | #REF! | #REF!
| 62 | Snedshill 33/11kV reinforcement | 33kV | a | 2007 | 18 | 1.5807 | 1.5807 | 0 | 0 | 0 | 0 | 0 | 1.5807 | 0 | 0 | 0 | 0 | Uprating 20MVA TX at Snedshill to 20/40MVA unit. Installation of 33kV s/gear at Ketley BSP. Rectify Snedshill 11kV s/gear restrictions. | #REF! | #REF! | #REF! | #REF! | #REF! | #REF!
| 63 | St. Weonards reinforcement | 11kV | c | 2008 | 4 | 0.8605 | 0.8605 | 0 | 0 | 0 | 0 | 0 | 0.3255 | 0.535 | 0 | 0 | 0 | 11kV reinforcement | #REF! | #REF! | #REF! | #REF! | #REF! | #REF!
| 64 | Stafford Grid | 132kV | a | 2008 | 54 | 1.5694 | 1.5694 | 0 | 0 | 0 | 0 | 0 | 1.0538 | 0.51562 | 0 | 0 | 0 | Uprating 30MVA transformer for 60MVA, commission second winding of 60MVA Transformer and extend switchboard | #REF! | #REF! | #REF! | #REF! | #REF! | #REF!
| 65 | Stagefields 132/11kV reinforcement (switchboard extension) + reinforcement | 132kV | a | 2011 | 78 | 2.0591 | 2.0591 | 0 | 0 | 0 | 0 | 0 | 0 | 0.51562 | 1.5435 | 0 | 0 | Installation of third 132/11kV transformer and additional 11kV switchgear | #REF! | #REF! | #REF! | #REF! | #REF! | #REF!
| 66 | Stockton and Cleobury Mortimer Reinforcement | 33kV | a | 2006 | 10.5 | 1.3474 | 1.3474 | 0 | 0 | 0 | 0 | 0 | 0.31614 | 1.0312 | 0 | 0 | 0 | Installation of a crossbay at Cleobury Mortimer, a 33kV circuit from the Ludlow – Stockton 33kV circuit to Cleobury Mortimer tee, and 2 x 7.5/15MVA transformers at Cleobury Mortimer. | #REF! | #REF! | #REF! | #REF! | #REF! | #REF!
| 67 | Stowfield reinforcement | 33kV | c | 2007 | 2 | 0.30937 | 0.30937 | 0 | 0 | 0 | 0 | 0 | 0 | 0.30937 | 0 | 0 | 0 | Installation of interposing transformer to address phasing conflict. 11kV interconnection capacity to be reinforced. | #REF! | #REF! | #REF! | #REF! | #REF! | #REF!
| 68 | Summer Lane 132/11kV Reinforcement | 132kV | g | 2010 | 39 | 1.029 | 1.029 | 0 | 0 | 0 | 0 | 0 | 0 | 0 | 1.029 | 0 | 0 | 132kV mesh re-configuration. | #REF! | #REF! | #REF! | #REF! | #REF! | #REF!
| 69 | Tean 33/11kV reinforcement | 33kV | a | 2008 | 17.5 | 1.6567 | 1.6567 | 0 | 0 | 0 | 0 | 0 | 0.31614 | 1.3406 | 0 | 0 | 0 | Installation of 11kV interconnector from Cheadle and uprating transformers from 2 x 5MVA to 2 x 12/24MVA units | #REF! | #REF! | #REF! | #REF! | #REF! | #REF!
| 70 | Walsall 132kV reconfiguration (to unpick temporary Bentley GT2 feeder tee to Walsall GT4) | 132kV | g | 2009 | 0 | 0.21076 | 0.21076 | 0 | 0 | 0 | 0 | 0 | 0.21076 | 0 | 0 | 0 | 0 | Unpick tee and prepare for link into 132kV feeder bay (403) | #REF! | #REF! | #REF! | #REF! | #REF! | #REF!
| 71 | Weir Hill Roushill group reinforcement Roushill 33/11kV Substation & Rowton, harlescott, Malehurst, etc 33kV Ring | 33kV | b | 2010 | 31 | 5.4604 | 5.4604 | 0 | 0 | 0 | 0 | 0 | 0 | 0 | 1.955 | 1.9505 | 1.5548 | Transfer Roushill demand to Spring Gardens. Extension of the 33kV circuits from Roushill to the Rowton - Harlescott 33kV circuit. | #REF! | #REF! | #REF! | #REF! | #REF! | #REF!
| 72 | Whitfield - Endon 33kV Works (Whit End) | 33kV | f,j | 2007 | 14 | 0.41475 | 0.41475 | 0 | 0 | 0 | 0 | 0 | 0.10538 | 0.30937 | 0 | 0 | 0 | Reinforcement of circuit to 41MVA. Reconfiguration of circuits to teed transformer feeders. | #REF! | #REF! | #REF! | #REF! | #REF! | #REF!
| 73 | Whitfield 132kV group network reinforcement | 132kV | b | 2012 | 150 | 9.0653 | 9.0653 | 0 | 0 | 0 | 0 | 0 | 0 | 0 | 1.029 | 5.0303 | 3.0059 | Installation of third 132kV circuit from Cellarhead to Whitfield or additional circuit from Cellarhead to supply SP Manweb directly, offloading the Cellarhead to Whitfield circuits. | #REF! | #REF! | #REF! | #REF! | #REF! | #REF!
| 74 | Whitfield 33/11kV reinforcement | 33kV | a | 2008 | 14.25 | 1.0425 | 1.0425 | 0 | 0 | 0 | 0 | 0 | 0.52689 | 0.51562 | 0 | 0 | 0 | Uprating transformers to 2 x 12/24 units | #REF! | #REF! | #REF! | #REF! | #REF! | #REF!
|  | Total |  |  |  | 2633.25 | 133.5711 | 128.3121 | 0 | 0 | 0 | 1.4 | 3.859 | 24.2776 | 26.4189 | 25.3128 | 25.7676 | 26.5352

## FBPQ LR6
Main Forecast Business Plan DPCR5 |  |  |  |  | Index
LR6 - Fault levels
Fault level system measures
|  |  | As at 31st March 2010 |  |  | As at 31st March 2015
|  |  | 132kV | EHV | HV | 132kV | EHV | HV
| No. of switchboards |  | 50 | 175 | 411 | 51 | 177 | 420
| No. of switchboards @ >95% of F.L. |  | 5 | 12 | 32 | 5 | 10 | 30
| No. of switchboards having fault level 'operational restrictions' |  | 5 | 12 | 32 | 5 | 10 | 30
Number of fault level schemes
| No. of schemes |  | DPCR4 |  |  | DPCR5
|  |  | 132kV | EHV | HV | 132kV | EHV | HV
| Switchboards |  | 0 | 0 | 0 | 4 | 3 | 0
| Transformers |  | 0 | 0 | 0 | 0 | 0 | 0
| Other |  | 0 | 0 | 0 | 0 | 0 | 0
Fault level reinforcement
|  | DPCR4 |  |  |  |  | DPCR5 |  |  |  |  | DPCR4 |  |  | DPCR5
|  | 2005/06 | 2006/07 | 2007/08 | 2008/09 | 2009/10 | 2010/11 | 2011/12 | 2012/13 | 2013/14 | 2014/15 | Actuals | Forecast | Total | Forecast | % change
|  | (£m) | (£m) | (£m) | (£m) | (£m) | (£m) | (£m) | (£m) | (£m) | (£m) | (£m) | (£m) | (£m) | (£m) | (£m)
Fault level reinforcement:
| LV | 0 | 0 | 0 | 0 | 0 | 0 | 0 | 0 | 0 | 0 | 0 | 0 | 0 | 0 | 0
| HV | 0 | 0 | 0 | 0 | 0 | 0 | 0 | 0 | 0 | 0 | 0 | 0 | 0 | 0 | 0
| EHV | 0 | 0 | 0 | 0 | 0 | 0 | 1.2375 | 1.7493 | 1.2319 | 0 | 0 | 0 | 0 | 4.2187 | 0
| 132kV | 0 | 0 | 0 | 0 | 0 | 0 | 0 | 4.013 | 5.0303 | 6.0119 | 0 | 0 | 0 | 15.0552 | 0
| Total expenditure | 0 | 0 | 0 | 0 | 0 | 0 | 1.2375 | 5.7623 | 6.2623 | 6.0119 | 0 | 0 | 0 | 19.2739 | 0

## FBPQ NL1
Main Forecast Business Plan DPCR5 |  |  |  |  | Index
NL1 - Condition based expenditure
Total condition based replacement
| Asset Categories |  | DPCR 4 |  |  |  |  | DPCR 5 |  |  |  |  | DPCR4 |  |  | DPCR5
|  |  | 2005/06 | 2006/07 | 2007/08 | 2008/09 | 2009/10 | 2010/11 | 2011/12 | 2012/13 | 2013/14 | 2014/15 | Actuals | Forecast | Total | Forecast | % change
|  |  | £m | £m | £m | £m | £m | £m | £m | £m | £m | £m
| Metered LV Services | Overhead | 0.2983 | 0 | 0.19931 | 0.89308 | 1.1118 | 2.3316 | 2.3859 | 2.5899 | 2.6871 | 2.9234 | 0.49761 | 2.0048 | 2.5024 | 12.9178 | 416.2%
|  | Underground | 1.1932 | 1.8922 | 3.7868 | 0.3349 | 0.8894 | 0.42393 | 0.51867 | 0.51797 | 0.6201 | 0.73085 | 6.8722 | 1.2243 | 8.0965 | 2.8115 | -65.28%
| Un-metered LV Services | Overhead | 0 | 0 | 0 | 0 | 0 | 0 | 0 | 0 | 0 | 0 | 0 | 0 | 0 | 0 | 0
|  | Underground | 0 | 0 | 0 | 0 | 0 | 0 | 0 | 0 | 0 | 0 | 0 | 0 | 0 | 0 | 0
| LV System | Overhead mains | 0 | 0.59753 | 0.59792 | 1.5629 | 1.7788 | 2.8615 | 3.0083 | 3.315 | 3.5139 | 3.7587 | 1.1954 | 3.3417 | 4.5371 | 16.4573 | 262.7%
|  | Underground mains | 1.5909 | 1.9918 | 5.481 | 4.6886 | 5.7811 | 4.9811 | 6.1203 | 7.4588 | 8.6813 | 10.2319 | 9.0636 | 10.4698 | 19.5334 | 37.4735 | 91.84%
|  | Switchgear (incl other plant & equipment) | 2.1875 | 2.6889 | 2.4913 | 1.4512 | 1.89 | 2.1196 | 2.1784 | 2.1755 | 2.2737 | 2.4014 | 7.3677 | 3.3412 | 10.709 | 11.1486 | 4.105%
| HV | Overhead lines | 5.8665 | 9.1621 | 10.364 | 12.5031 | 10.117 | 9.9623 | 9.0248 | 8.3912 | 7.8545 | 7.4129 | 25.3926 | 22.62 | 48.0126 | 42.6457 | -11.18%
|  | Underground cables | 1.1932 | 1.4938 | 4.6837 | 1.1163 | 1.4453 | 0.84785 | 1.0373 | 1.4503 | 1.5502 | 1.6705 | 7.3707 | 2.5616 | 9.9324 | 6.5563 | -33.99%
|  | Submarine | 0 | 0 | 0 | 0 | 0 | 0 | 0 | 0 | 0 | 0 | 0 | 0 | 0 | 0 | 0
|  | Switchgear (incl other plant & equipment) | 3.5796 | 4.8798 | 4.1855 | 4.8003 | 4.7805 | 5.723 | 7.1576 | 7.8732 | 6.511 | 8.5614 | 12.6448 | 9.5808 | 22.2257 | 35.8262 | 61.19%
|  | Transformers | 0.19887 | 0.89629 | 0.69758 | 0.89308 | 1.2229 | 1.9077 | 1.9709 | 2.2791 | 2.4804 | 2.819 | 1.7927 | 2.116 | 3.9087 | 11.4571 | 193.1%
|  | Substation | 2.1875 | 0.89629 | 1.8934 | 2.1211 | 3.0017 | 3.0735 | 3.0083 | 3.0042 | 2.9971 | 3.0278 | 4.9772 | 5.1228 | 10.1 | 15.1109 | 49.61%
| EHV | Overhead lines | 0.39773 | 0.099588 | 0 | 2.456 | 0.4447 | 0.42393 | 4.0456 | 3.833 | 6.511 | 2.5058 | 0.49732 | 2.9007 | 3.398 | 17.3193 | 409.7%
|  | Underground cables | 0.79546 | 1.0955 | 1.1958 | 0.11163 | 0.11118 | 3.0735 | 1.556 | 0 | 1.3435 | 0.41763 | 3.0868 | 0.22281 | 3.3096 | 6.3906 | 93.1%
|  | Submarine | 0 | 0 | 0 | 0 | 0 | 0 | 0 | 0 | 0 | 0 | 0 | 0 | 0 | 0 | 0
|  | Switchgear (incl other plant & equipment) | 0 | 0.29876 | 0 | 2.6792 | 0.8894 | 1.4837 | 4.2531 | 0.62157 | 2.1703 | 5.116 | 0.29876 | 3.5686 | 3.8674 | 13.6447 | 252.8%
|  | Transformers | 0.79546 | 2.888 | 2.1924 | 1.5629 | 0.55588 | 0.21196 | 1.7635 | 1.0359 | 0.4134 | 0.62644 | 5.8759 | 2.1188 | 7.9947 | 4.0512 | -49.33%
|  | Substation | 1.8892 | 0.7967 | 1.2955 | 2.3443 | 2.0012 | 1.1658 | 0.72613 | 0.51797 | 0.72344 | 2.6102 | 3.9814 | 4.3455 | 8.3269 | 5.7435 | -31.02%
| 132kV | Overhead lines | 0.099433 | 4.581 | 6.9758 | 12.5031 | 6.2258 | 4.4512 | 3.8381 | 4.8689 | 4.2373 | 2.0881 | 11.6562 | 18.7289 | 30.3851 | 19.4838 | -35.88%
|  | Underground cables | 6.3637 | 9.8592 | 3.9862 | 0.11163 | 1.4453 | 6.6768 | 0 | 4.1438 | 8.888 | 13.7818 | 20.209 | 1.5569 | 21.7659 | 33.4904 | 53.87%
|  | Submarine cables | 0 | 0 | 0 | 0 | 0 | 0 | 0 | 0 | 0 | 0 | 0 | 0 | 0 | 0 | 0
|  | Switchgear (incl other plant & equipment) | 9.7444 | 3.0872 | 11.8588 | 8.3726 | 0.33353 | 8.1606 | 7.1576 | 12.9493 | 10.645 | 8.2482 | 24.6904 | 8.7061 | 33.3965 | 47.1607 | 41.21%
|  | Transformers | 1.5909 | 8.6641 | 2.89 | 1.3396 | 0.55588 | 2.6495 | 8.0912 | 10.3594 | 4.5474 | 2.6102 | 13.145 | 1.8955 | 15.0405 | 28.2578 | 87.88%
|  | Substation | 0.2983 | 1.693 | 0 | 0 | 0 | 1.1698 | 0.67713 | 0.48297 | 0.77079 | 0.48204 | 1.9913 | 0 | 1.9913 | 3.5827 | 79.92%
| Total non-load replacement (£m) |  | 40.2702 | 57.5618 | 64.775 | 61.8455 | 44.5813 | 63.6989 | 68.5188 | 77.868 | 79.4196 | 82.0241 | 162.6069 | 106.4268 | 269.0337 | 371.5295 | 38.1%
Proactive condition based replacement (non fault)
| Asset Categories |  | DPCR 4 2005/06: DPCR 4; DPCR 5 2010/11: DPCR 5 | DPCR4 |  |  | DPCR5
|  |  | 2005/06 | 2006/07 | 2007/08 | 2008/09 | 2009/10 | 2010/11 | 2011/12 | 2012/13 | 2013/14 | 2014/15 | Actuals | Forecast | Total | Forecast | % change
|  |  | £m | £m | £m | £m | £m | £m | £m | £m | £m | £m
| Metered LV Services | Overhead | 0.2983 | 0 | 0.19931 | 0.89308 | 1.1118 | 2.3316 | 2.3859 | 2.5899 | 2.6871 | 2.9234 | 0.49761 | 2.0048 | 2.5024 | 12.9178 | 416.2%
|  | Underground | 1.0938 | 1.7926 | 3.5875 | 0.22327 | 0.77823 | 0.31794 | 0.41493 | 0.41438 | 0.51675 | 0.62644 | 6.4739 | 1.0015 | 7.4754 | 2.2904 | -69.36%
| Un-metered LV Services | Overhead | 0 | 0 | 0 | 0 | 0 | 0 | 0 | 0 | 0 | 0 | 0 | 0 | 0 | 0 | 0
|  | Underground | 0 | 0 | 0 | 0 | 0 | 0 | 0 | 0 | 0 | 0 | 0 | 0 | 0 | 0 | 0
| LV System | Overhead mains | 0 | 0.59753 | 0.59792 | 1.5629 | 1.7788 | 2.8615 | 3.0083 | 3.315 | 3.5139 | 3.7587 | 1.1954 | 3.3417 | 4.5371 | 16.4573 | 262.7%
|  | Underground mains | 1.5909 | 1.9918 | 5.3813 | 4.577 | 5.6699 | 4.8752 | 6.0165 | 7.3552 | 8.578 | 10.1275 | 8.964 | 10.247 | 19.2109 | 36.9524 | 92.35%
|  | Switchgear (incl other plant & equipment) | 1.9887 | 2.4897 | 2.292 | 1.228 | 1.6676 | 1.9077 | 1.9709 | 1.9683 | 2.067 | 2.1926 | 6.7704 | 2.8956 | 9.666 | 10.1064 | 4.557%
| HV | Overhead lines | 5.7671 | 9.0625 | 10.2643 | 12.3914 | 10.0058 | 9.8563 | 8.9211 | 8.2876 | 7.7512 | 7.3085 | 25.0939 | 22.3972 | 47.4911 | 42.1246 | -11.3%
|  | Underground cables | 0.89489 | 1.0955 | 3.4879 | 0.55817 | 0.8894 | 0.31794 | 0.51867 | 0.93235 | 1.0335 | 1.1485 | 5.4782 | 1.4476 | 6.9258 | 3.9509 | -42.95%
|  | Submarine | 0 | 0 | 0 | 0 | 0 | 0 | 0 | 0 | 0 | 0 | 0 | 0 | 0 | 0 | 0
|  | Switchgear (incl other plant & equipment) | 3.1818 | 4.2823 | 3.6872 | 4.3537 | 4.3358 | 5.2991 | 6.7427 | 7.4588 | 6.0976 | 8.1438 | 11.1513 | 8.6896 | 19.8409 | 33.7419 | 70.06%
|  | Transformers | 0.099433 | 0.49794 | 0.39862 | 0.66981 | 1.0006 | 1.3778 | 1.4523 | 1.6575 | 1.8603 | 2.0881 | 0.99599 | 1.6704 | 2.6664 | 8.436 | 216.4%
|  | Substation | 1.3921 | 0.59753 | 1.1958 | 1.5629 | 2.4459 | 2.5436 | 2.4896 | 2.4863 | 2.4804 | 2.5058 | 3.1854 | 4.0087 | 7.1942 | 12.5056 | 73.83%
| EHV | Overhead lines | 0.39773 | 0.099588 | 0 | 2.456 | 0.4447 | 0.42393 | 4.0456 | 3.833 | 6.511 | 2.5058 | 0.49732 | 2.9007 | 3.398 | 17.3193 | 409.7%
|  | Underground cables | 0.69603 | 0.89629 | 0.99654 | 0 | 0 | 2.8615 | 1.3485 | -0.20719 | 1.1368 | 0.20881 | 2.5889 | 0 | 2.5889 | 5.3485 | 106.6%
|  | Submarine | 0 | 0 | 0 | 0 | 0 | 0 | 0 | 0 | 0 | 0 | 0 | 0 | 0 | 0 | 0
|  | Switchgear (incl other plant & equipment) | 0 | 0.29876 | 0 | 2.6792 | 0.8894 | 1.4837 | 4.2531 | 0.62157 | 2.1703 | 5.116 | 0.29876 | 3.5686 | 3.8674 | 13.6447 | 252.8%
|  | Transformers | 0 | 0 | 0 | 0.55817 | 0 | 0.21196 | 1.7635 | 1.0359 | 0.4134 | 0.62644 | 0 | 0.55817 | 0.55817 | 4.0512 | 625.8%
|  | Substation | 1.8892 | 0.7967 | 1.2955 | 2.3443 | 2.0012 | 1.1658 | 0.72613 | 0.51797 | 0.72344 | 2.6102 | 3.9814 | 4.3455 | 8.3269 | 5.7435 | -31.02%
| 132kV | Overhead lines | 0.099433 | 4.581 | 6.9758 | 12.5031 | 6.2258 | 4.4512 | 3.8381 | 4.8689 | 4.2373 | 2.0881 | 11.6562 | 18.7289 | 30.3851 | 19.4838 | -35.88%
|  | Underground cables | 6.3637 | 9.8592 | 3.9862 | 0.11163 | 1.4453 | 6.6768 | 0 | 4.1438 | 8.888 | 13.7818 | 20.209 | 1.5569 | 21.7659 | 33.4904 | 53.87%
|  | Submarine cables | 0 | 0 | 0 | 0 | 0 | 0 | 0 | 0 | 0 | 0 | 0 | 0 | 0 | 0 | 0
|  | Switchgear (incl other plant & equipment) | 9.7444 | 3.0872 | 11.8588 | 8.3726 | 0.33353 | 8.1606 | 7.1576 | 12.9493 | 10.645 | 8.2482 | 24.6904 | 8.7061 | 33.3965 | 47.1607 | 41.21%
|  | Transformers | 1.3921 | 7.4691 | 2.4913 | 0.78144 | 0 | 2.0137 | 7.4688 | 9.7379 | 3.9273 | 1.9837 | 11.3525 | 0.78144 | 12.1339 | 25.1314 | 107.1%
|  | Substation | 0.2983 | 1.693 | 0 | 0 | 0 | 1.1698 | 0.67713 | 0.48297 | 0.77079 | 0.48204 | 1.9913 | 0 | 1.9913 | 3.5827 | 79.92%
| Total proactive condition based replacement (£m) |  | 37.1878 | 51.1882 | 58.6961 | 57.8267 | 41.0237 | 60.3075 | 65.1994 | 74.4494 | 76.0091 | 78.4742 | 147.072 | 98.8504 | 245.9224 | 354.4396 | 44.13%
Reactive condition-based replacement (fault)
| Asset Categories |  | DPCR 4 2005/06: DPCR 4; DPCR 5 2010/11: DPCR 5 | DPCR4 |  |  | DPCR5
|  |  | 2005/06 | 2006/07 | 2007/08 | 2008/09 | 2009/10 | 2010/11 | 2011/12 | 2012/13 | 2013/14 | 2014/15 | Actuals | Forecast | Total | Forecast | % change
|  |  | £m | £m | £m | £m | £m | £m | £m | £m | £m | £m
| Metered LV Services | Overhead | 0 | 0 | 0 | 0 | 0 | 0 | 0 | 0 | 0 | 0 | 0 | 0 | 0 | 0 | 0
|  | Underground | 0.099433 | 0.099588 | 0.19931 | 0.11163 | 0.11118 | 0.10598 | 0.10373 | 0.10359 | 0.10335 | 0.10441 | 0.39833 | 0.22281 | 0.62114 | 0.52107 | -16.11%
| Un-metered LV Services | Overhead | 0 | 0 | 0 | 0 | 0 | 0 | 0 | 0 | 0 | 0 | 0 | 0 | 0 | 0 | 0
|  | Underground | 0 | 0 | 0 | 0 | 0 | 0 | 0 | 0 | 0 | 0 | 0 | 0 | 0 | 0 | 0
| LV System | Overhead mains | 0 | 0 | 0 | 0 | 0 | 0 | 0 | 0 | 0 | 0 | 0 | 0 | 0 | 0 | 0
|  | Underground mains | 0 | 0 | 0.099654 | 0.11163 | 0.11118 | 0.10598 | 0.10373 | 0.10359 | 0.10335 | 0.10441 | 0.099654 | 0.22281 | 0.32246 | 0.52107 | 61.59%
|  | Switchgear (incl other plant & equipment) | 0.19887 | 0.19918 | 0.19931 | 0.22327 | 0.22235 | 0.21196 | 0.20747 | 0.20719 | 0.2067 | 0.20881 | 0.59735 | 0.44562 | 1.043 | 1.0421 | -0.08013%
| HV | Overhead lines | 0.099433 | 0.099588 | 0.099654 | 0.11163 | 0.11118 | 0.10598 | 0.10373 | 0.10359 | 0.10335 | 0.10441 | 0.29867 | 0.22281 | 0.52148 | 0.52107 | -0.08013%
|  | Underground cables | 0.2983 | 0.39835 | 1.1958 | 0.55817 | 0.55588 | 0.52991 | 0.51867 | 0.51797 | 0.51675 | 0.52204 | 1.8925 | 1.114 | 3.0065 | 2.6053 | -13.34%
|  | Submarine | 0 | 0 | 0 | 0 | 0 | 0 | 0 | 0 | 0 | 0 | 0 | 0 | 0 | 0 | 0
|  | Switchgear (incl other plant & equipment) | 0.39773 | 0.59753 | 0.49827 | 0.44654 | 0.4447 | 0.42393 | 0.41493 | 0.41438 | 0.4134 | 0.41763 | 1.4935 | 0.89124 | 2.3848 | 2.0843 | -12.6%
|  | Transformers | 0.099433 | 0.39835 | 0.29896 | 0.22327 | 0.22235 | 0.52991 | 0.51867 | 0.62157 | 0.6201 | 0.73085 | 0.79675 | 0.44562 | 1.2424 | 3.0211 | 143.2%
|  | Substation | 0.79546 | 0.29876 | 0.69758 | 0.55817 | 0.55588 | 0.52991 | 0.51867 | 0.51797 | 0.51675 | 0.52204 | 1.7918 | 1.114 | 2.9058 | 2.6053 | -10.34%
| EHV | Overhead lines | 0 | 0 | 0 | 0 | 0 | 0 | 0 | 0 | 0 | 0 | 0 | 0 | 0 | 0 | 0
|  | Underground cables | 0.099433 | 0.19918 | 0.19931 | 0.11163 | 0.11118 | 0.21196 | 0.20747 | 0.20719 | 0.2067 | 0.20881 | 0.49792 | 0.22281 | 0.72073 | 1.0421 | 44.59%
|  | Submarine | 0 | 0 | 0 | 0 | 0 | 0 | 0 | 0 | 0 | 0 | 0 | 0 | 0 | 0 | 0
|  | Switchgear (incl other plant & equipment) | 0 | 0 | 0 | 0 | 0 | 0 | 0 | 0 | 0 | 0 | 0 | 0 | 0 | 0 | 0
|  | Transformers | 0.79546 | 2.888 | 2.1924 | 1.0047 | 0.55588 | 0 | 0 | 0 | 0 | 0 | 5.8759 | 1.5606 | 7.4365 | 0 | -100%
|  | Substation | 0 | 0 | 0 | 0 | 0 | 0 | 0 | 0 | 0 | 0 | 0 | 0 | 0 | 0 | 0
| 132kV | Overhead lines | 0 | 0 | 0 | 0 | 0 | 0 | 0 | 0 | 0 | 0 | 0 | 0 | 0 | 0 | 0
|  | Underground cables | 0 | 0 | 0 | 0 | 0 | 0 | 0 | 0 | 0 | 0 | 0 | 0 | 0 | 0 | 0
|  | Submarine cables | 0 | 0 | 0 | 0 | 0 | 0 | 0 | 0 | 0 | 0 | 0 | 0 | 0 | 0 | 0
|  | Switchgear (incl other plant & equipment) | 0 | 0 | 0 | 0 | 0 | 0 | 0 | 0 | 0 | 0 | 0 | 0 | 0 | 0 | 0
|  | Transformers | 0.19887 | 1.1951 | 0.39862 | 0.55817 | 0.55588 | 0.63589 | 0.6224 | 0.62157 | 0.6201 | 0.62644 | 1.7925 | 1.114 | 2.9066 | 3.1264 | 7.563%
|  | Substation | 0 | 0 | 0 | 0 | 0 | 0 | 0 | 0 | 0 | 0 | 0 | 0 | 0 | 0 | 0
| Total reactive condition based replacement (£m) |  | 3.0824 | 6.3736 | 6.0789 | 4.0188 | 3.5576 | 3.3914 | 3.3195 | 3.4186 | 3.4105 | 3.5498 | 15.5349 | 7.5765 | 23.1114 | 17.0899 | -26.05%
Overhead line refurbishment / replacement
| Asset Categories |  | DPCR 4 2005/06: DPCR 4; DPCR 5 2010/11: DPCR 5 | DPCR4 |  |  | DPCR5
|  |  | 2005/06 | 2006/07 | 2007/08 | 2008/09 | 2009/10 | 2010/11 | 2011/12 | 2012/13 | 2013/14 | 2014/015 | Actuals | Forecast | Total | Forecast | % change
|  |  | £m | £m | £m | £m | £m | £m | £m | £m | £m | £m
| LV Mains | Refurbishment | 0 | 0 | 0 | 0 | 0.77823 | 0 | 0 | 0 | 0 | 0 | 0 | 0.77823 | 0.77823 | 0 | -100%
|  | Full rebuild | 0 | 0.39835 | 0.39862 | 1.0047 | 0.66705 | 1.0598 | 1.1411 | 1.2431 | 1.3435 | 1.4617 | 0.79697 | 1.6718 | 2.4687 | 6.2493 | 153.1%
|  | Undergrounding | 0 | 0.19918 | 0.19931 | 0.55817 | 0.33353 | 1.8017 | 1.8672 | 2.0719 | 2.1703 | 2.297
|  | Covered Conductor | 0 | 0 | 0 | 0 | 0 | 0 | 0 | 0 | 0 | 0
|  | Pole replacement only (i.e. D poles) | 0 | 0 | 0 | 0 | 0 | 0 | 0 | 0 | 0 | 0
|  | Total OHL expenditure (£m) | 0 | 0.59753 | 0.59792 | 1.5629 | 1.7788 | 2.8615 | 3.0083 | 3.315 | 3.5139 | 3.7587 | 1.1954 | 3.3417 | 4.5371 | 16.4573 | 262.7%
| HV | Refurbishment | 5.4688 | 8.6641 | 9.7661 | 11.8333 | 9.4499 | 9.8563 | 8.9211 | 8.2876 | 7.7512 | 7.3085 | 23.899 | 21.2832 | 45.1822 | 42.1246 | -6.767%
|  | Full rebuild | 0 | 0 | 0 | 0 | 0 | 0 | 0 | 0 | 0 | 0 | 0 | 0 | 0 | 0 | 0
|  | Undergrounding | 0.2983 | 0.39835 | 0.49827 | 0.55817 | 0.55588 | 0 | 0 | 0 | 0 | 0
|  | Covered Conductor | 0 | 0 | 0 | 0 | 0 | 0 | 0 | 0 | 0 | 0
|  | Pole replacement only (i.e. D poles) | 0 | 0 | 0 | 0 | 0 | 0 | 0 | 0 | 0 | 0
|  | Total OHL expenditure (£m) | 5.7671 | 9.0625 | 10.2643 | 12.3914 | 10.0058 | 9.8563 | 8.9211 | 8.2876 | 7.7512 | 7.3085 | 25.0939 | 22.3972 | 47.4911 | 42.1246 | -11.3%
| EHV - Pole line | Refurbishment | 0.39773 | 0.099588 | 0 | 2.456 | 0.4447 | 0.21196 | 0 | 0.82876 | 0.4134 | 0 | 0.49732 | 2.9007 | 3.398 | 1.4541 | -57.21%
|  | Full rebuild | 0 | 0 | 0 | 0 | 0 | 0.21196 | 3.8381 | 1.8647 | 5.4775 | 2.5058 | 0 | 0 | 0 | 13.8981 | 0
|  | Undergrounding | 0 | 0 | 0 | 0 | 0 | 0 | 0 | 0 | 0 | 0
|  | Pole replacement only (i.e. D poles) | 0 | 0 | 0 | 0 | 0 | 0 | 0 | 0 | 0 | 0
| EHV - Tower line | Fittings only | 0 | 0 | 0 | 0 | 0 | 0 | 0 | 0 | 0 | 0 | 0 | 0 | 0 | 0 | 0
|  | Reconductoring | 0 | 0 | 0 | 0 | 0 | 0 | 0 | 0 | 0 | 0 | 0 | 0 | 0 | 0 | 0
|  | Undergrounding | 0 | 0 | 0 | 0 | 0 | 0 | 0.20747 | 0 | 0 | 0
|  | Tower Refurbishment | 0 | 0 | 0 | 0 | 0 | 0 | 0 | 1.1395 | 0.6201 | 0
| EHV Total | Total OHL expenditure (£m) | 0.39773 | 0.099588 | 0 | 2.456 | 0.4447 | 0.42393 | 4.0456 | 3.833 | 6.511 | 2.5058 | 0.49732 | 2.9007 | 3.398 | 17.3193 | 409.7%
| 132kV - Pole Line | Refurbishment | 0 | 0 | 0 | 0 | 0 | 0 | 0 | 0 | 0 | 0 | 0 | 0 | 0 | 0 | 0
|  | Full rebuild | 0 | 0 | 0 | 0 | 0 | 0 | 0 | 0 | 0 | 0 | 0 | 0 | 0 | 0 | 0
|  | Undergrounding | 0 | 0 | 0 | 0 | 0 | 0 | 0 | 0 | 0 | 0
|  | Pole replacement only (i.e. D poles) | 0 | 0 | 0 | 0 | 0 | 0 | 0 | 0 | 0 | 0
| 132kV - Tower line | Fittings only | 0 | 0 | 0 | 0 | 0 | 0 | 0 | 0 | 0 | 0
|  | Reconductoring | 0.099433 | 4.581 | 6.9758 | 4.6886 | 2.3347 | 4.4512 | 3.8381 | 4.8689 | 4.2373 | 2.0881 | 11.6562 | 7.0233 | 18.6796 | 19.4838 | 4.305%
|  | Undergrounding | 0 | 0 | 0 | 7.8144 | 3.8911 | 0 | 0 | 0 | 0 | 0
|  | Tower Refurbishment | 0 | 0 | 0 | 0 | 0 | 0 | 0 | 0 | 0 | 0 | 0 | 0 | 0 | 0 | 0
| 132 kV Total | Total OHL expenditure (£m) | 0.099433 | 4.581 | 6.9758 | 12.5031 | 6.2258 | 4.4512 | 3.8381 | 4.8689 | 4.2373 | 2.0881 | 11.6562 | 18.7289 | 30.3851 | 19.4838 | -35.88%

## FBPQ C2
Main Forecast Business Plan DPCR5 |  |  |  | Index
C2 - Unit costs
|  |  | Asset categories | Units | New build |  | Replacement
[5 empty] | Direct costs | Cost including indirects (absorbed costs in T2A) | Direct costs | Cost including indirects (absorbed costs in T2A) | TOTAL
[5 empty] | (£k) | (£k) | (£k) | (£k) | (£k)
LV Network
Overhead lines
|  |  | LV Main (OHL) | km | 26.001 | 5.2128 | 35.096 | 6.6042 | 41.7002
|  |  | LV Service (OHL) | Each | 0.214 | 0.042903 | 0.428 | 0.08054 | 0.50854
Overhead lines - Support
|  |  | LV Support | Each | 0 | 0 | 0 | 0 | 0
Underground cables
|  |  | LV Main (UG Consac) | km | 103.469 | 20.7438 | 107 | 20.1349 | 127.1349
|  |  | LV Main (UG Plastic) | km | 103.469 | 20.7438 | 107 | 20.1349 | 127.1349
|  |  | LV Main (UG Paper) | km | 103.469 | 20.7438 | 107 | 20.1349 | 127.1349
|  |  | LV Service (UG) | Each | 1.0598 | 0.21248 | 1.4308 | 0.26925 | 1.7001
Switchgear
|  |  | LV Pillar (ID) | Each | 3.424 | 0.68645 | 4.815 | 0.90607 | 5.7211
|  |  | LV Pillar (OD) | Each | 3.424 | 0.68645 | 4.815 | 0.90607 | 5.7211
|  |  | LV Board (WM) | Each | 3.424 | 0.68645 | 4.815 | 0.90607 | 5.7211
|  |  | LV UGB | Each | 3.103 | 0.6221 | 4.066 | 0.76513 | 4.8311
|  |  | LV Fuses (PM) | Each
|  |  | LV Fuses (TM) | Each
HV network
Overhead lines
|  |  | 6.6/11 kV OHL (Open) | km | 30.388 | 6.0923 | 36.273 | 6.8257 | 43.0987
|  |  | 6.6/11 kV OHL (Covered) | km | 30.388 | 6.0923 | 36.273 | 6.8257 | 43.0987
|  |  | 20 kV OHL (Open) | km | 0 | 0 | 0 | 0 | 0
|  |  | 20 kV OHL (Covered) | km | 0 | 0 | 0 | 0 | 0
Overhead lines - Support
|  |  | 6.6/11 kV Support | Each | 0 | 0 | 0 | 0 | 0
|  |  | 20 kV Support | Each | 0 | 0 | 0 | 0 | 0
Underground cables (kms)
|  |  | 6.6/11kV UG Cable | km | 66.768 | 13.3859 | 71.155 | 13.3897 | 84.5447
|  |  | 20kV UG Cable | km | 0 | 0 | 0 | 0 | 0
Submarine cables (kms)
|  |  | HV Sub Cable | km | 0 | 0 | 0 | 0 | 0
Switchgear
|  |  | 6.6/11 kV CB (PM) | Each | 11.235 | 2.2524 | 11.77 | 2.2148 | 13.9848
|  |  | 6.6/11 kV CB (GM) | Each | 24.182 | 4.8481 | 26.001 | 4.8928 | 30.8938
|  |  | 6.6/11 kV Switch (PM) | Each | 0.963 | 0.19307 | 1.391 | 0.26175 | 1.6528
|  |  | 6.6/11 kV Switch (GM) | Each | 3.852 | 0.77226 | 4.387 | 0.82553 | 5.2125
|  |  | 6.6/11 kV RMU | Each | 12.947 | 2.5957 | 13.803 | 2.5974 | 16.4004
|  |  | 6.6/11 kV Switchgear - Other (PM) | Each
|  |  | 6.6/11 kV Switchgear - Other (GM) | Each
|  |  | 20 kV CB (PM) | Each | 0 | 0 | 0 | 0 | 0
|  |  | 20 kV CB (GM) | Each | 0 | 0 | 0 | 0 | 0
|  |  | 20 kV Switch (PM) | Each | 0 | 0 | 0 | 0 | 0
|  |  | 20 kV Switch (GM) | Each | 0 | 0 | 0 | 0 | 0
|  |  | 20 kV RMU | Each | 0 | 0 | 0 | 0 | 0
|  |  | 20 kV Switchgear - Other (PM) | Each
|  |  | 20 kV Switchgear - Other (GM) | Each
Transformers
|  |  | 6.6/11 kV Transformer (PM) | Each | 3.103 | 0.6221 | 3.103 | 0.58391 | 3.6869
|  |  | 6.6/11 kV Transformer (GM) | Each | 9.309 | 1.8663 | 10.058 | 1.8927 | 11.9507
|  |  | 20 kV Transformer (PM) | Each | 0 | 0 | 0 | 0 | 0
|  |  | 20 kV Transformer (GM) | Each | 0 | 0 | 0 | 0 | 0
EHV Network
Overhead lines
|  |  | 33kV OHL (Pole Line) | km | 73.723 | 14.7802 | 82.818 | 15.5844 | 98.4024
|  |  | 33kV OHL (Tower Line) | km | 116.416 | 23.3394 | 131.931 | 24.8263 | 156.7573
|  |  | 66kV OHL (Pole Line) | km | 147.125 | 29.4961 | 156.22 | 29.397 | 185.617
|  |  | 66kV OHL (Tower Line) | km | 147.125 | 29.4961 | 156.22 | 29.397 | 185.617
Overhead lines - Support
|  |  | 33kV Pole | Each | 0 | 0 | 0 | 0 | 0
|  |  | 33kV Tower | Each | 0 | 0 | 0 | 0 | 0
|  |  | 66kV Pole | Each | 0 | 0 | 0 | 0 | 0
|  |  | 66kV Tower | Each | 0 | 0 | 0 | 0 | 0
Underground cables (kms)
|  |  | 33kV UG Cable (Non Pressurised) | km | 210.576 | 42.2169 | 216.354 | 40.7128 | 257.0668
|  |  | 33kV UG Cable (Oil) | km | 210.576 | 42.2169 | 216.354 | 40.7128 | 257.0668
|  |  | 33kV UG Cable (Gas) | km | 0 | 0 | 0 | 0 | 0
|  |  | 66kV UG Cable (Non Pressurised) | km | 1003.874 | 201.2598 | 1015.43 | 191.0802 | 1206.5102
|  |  | 66kV UG Cable (Oil) | km | 1003.874 | 201.2598 | 1015.43 | 191.0802 | 1206.5102
|  |  | 66kV UG Cable (Gas) | km | 0 | 0 | 0 | 0 | 0
Submarine cables (kms)
|  |  | EHV Sub Cable | km | 0 | 0 | 0 | 0 | 0
Switchgear
|  |  | 33 KV CB (ID) | Each | 152.796 | 30.633 | 155.685 | 29.2963 | 184.9813
|  |  | 33 kV CB (OD) | Each | 152.796 | 30.633 | 155.685 | 29.2963 | 184.9813
|  |  | 33 kV Switch (GM) | Each | 0 | 0 | 0 | 0 | 0
|  |  | 33 kV Switch (PM) | Each | 0 | 0 | 0 | 0 | 0
|  |  | 33 kV RMU | Each | 488.776 | 97.9913 | 495.303 | 93.2044 | 588.5074
|  |  | 33 kV Switchgear - Other | Each
|  |  | 66 KV CB (ID & OD) | Each | 575.981 | 115.4745 | 587.323 | 110.5205 | 697.8435
|  |  | 66 KV Switchgear - Other | Each
Transformers
|  |  | 33 kV Transformer (PM) | Each | 433.457 | 86.9008 | 448.223 | 84.3451 | 532.5681
|  |  | 33 kV Transformer (GM) | Each | 446.404 | 89.4965 | 481.393 | 90.5869 | 571.9799
|  |  | 33 kV AuxiliaryTransfomer | Each
|  |  | 66 kV Transformer | Each | 1778.554 | 356.5701 | 1880.953 | 353.9514 | 2234.9044
|  |  | 66 kV AuxiliaryTransfomer | Each
132kV Network
Overhead lines
|  |  | 132kV OHL Conductor (Pole Line) | km | 549.552 | 110.1759 | 601.661 | 113.2185 | 714.8795
|  |  | 132kV OHL Conductor (Tower Line) | km | 929.83 | 186.4152 | 1033.941 | 194.5635 | 1228.5045
Overhead lines - Support
|  |  | 132kV Pole | Each | 0 | 0 | 0 | 0 | 0
|  |  | 132kV Tower | Each | 0 | 0 | 0 | 0 | 0
|  |  | 132kV Fittings (Tower Line) | Each | 0 | 0 | 0 | 0 | 0
Underground cables (kms)
|  |  | 132kV UG Cable (Non Pressurised) | km | 1031.587 | 206.8158 | 1043.25 | 196.3153 | 1239.5653
|  |  | 132kV UG Cable (Oil) | km | 1031.587 | 206.8158 | 1043.25 | 196.3153 | 1239.5653
|  |  | 132kV UG Cable (Gas) | km | 0 | 0 | 0 | 0 | 0
Submarine cables (kms)
|  |  | 132 kV Sub Cable | km | 0 | 0 | 0 | 0 | 0
Switchgear
|  |  | 132 kV CB (ID & OD) | Each | 919.986 | 184.4417 | 931.221 | 175.234 | 1106.455
|  |  | 132 kV Switchgear (other) | Each
Transformers
|  |  | 132 kV Transformer | Each | 1796.53 | 360.1739 | 1880.953 | 353.9514 | 2234.9044
|  |  | 132 kV AuxiliaryTransfomer | Each
Tele-control / SCADA
Primary substation
|  |  | 132 kV/EHV RTU (PM) | Each
|  |  | 132 kV/EHV RTU (GM) | Each
Secondary substation
|  |  | HV RTU (PM) | Each
|  |  | HV RTU (GM) | Each
HV network switchgear
6.6/11 kV CB (GM)
|  |  | Primary | Each | 24.182 | 4.8481 | 26.001 | 4.8928 | 30.8938
|  |  | Distribution | Each | 6.099 | 1.2227 | 6.634 | 1.2484 | 7.8824
20 kV Switch (GM)
|  |  | Primary | Each | 0 | 0 | 0 | 0 | 0
|  |  | Distribution | Each | 0 | 0 | 0 | 0 | 0

## RRP 1.3
Regulatory Reporting Pack (RRP) |  |  |  | Index |  | CAUTION - THIS PACK DOES NOT BALANCE
2007/08
Electricity Distribution Industry Activity Costs - individual DNO input
|  | Cash typical costs (excluding disallowed related party margins) | [20 empty] | Atypical cash costs | Pension deficit payments | Metering | Excluded services & de minimis | Relevant distributed generation (less contributions) | IFI | Disallowed Related Party Margins | Statutory Depreciation | Network Rates | Transmission Exit Charges | Pension deficit repair payments by related parties (note 2) | Non activity costs and reconciling amounts (note 3) | Total Annual Operating & Capital Expenditure per Regulatory Accounts
|  | Direct activities | [5 empty] | Indirect activities
| Year ended | Load related new connections & reinforcement (net of contributions) | Non-load new & replacement assets (net of contributions) | Non-operational capex | Faults | Inspections, & Maintenance | Tree Cutting | Network Policy | Network Design & Engineering | Project Management | Engineering Mgt & Clerical Support | Control Centre | System Mapping - Cartographical | Customer Call Centre | Stores | Vehicles & Transport | IT & Telecoms | Property Mgt | HR & Non-operational Training | Health & Safety & Operational Training | Finance & Regulation | CEO etc
|  | £'m | £'m | £'m | £'m | £'m | £'m | £'m | £'m | £'m | £'m | £'m | £'m | £'m | £'m | £'m | £'m | £'m | £'m | £'m | £'m | £'m | £'m | £'m | £'m | £'m | £'m | £'m | £'m | £'m | £'m | £'m | £'m | £'m | £'m
| 31 March 2008 | 11.2608 | 86.7387 | 2.2902 | 23.6075 | 11.6834 | 4.9083 | 0.77487 | 5.6236 | 4.1963 | 23.3922 | 3.9933 | 1.8431 | 1.4395 | 1.3631 | 5.4399 | 11.4137 | 5.5344 | 1.3726 | 1.9615 | 7.7817 | 1.5368 | 2.2419 | 7.62 | 0.81564 | 12.1839 | 1.4e-07 | 1.0147 | -5.1969 | 39.1305 | 20.1842 | 8 | -7.62 | 2.4709 | 299
| Adjustments on T4.3 | [33 empty] | 0
| 31 March 2008 | 11.2608 | 86.7387 | 2.2902 | 23.6075 | 11.6834 | 4.9083 | 0.77487 | 5.6236 | 4.1963 | 23.3922 | 3.9933 | 1.8431 | 1.4395 | 1.3631 | 5.4399 | 11.4137 | 5.5344 | 1.3726 | 1.9615 | 7.7817 | 1.5368 | 2.2419 | 7.62 | 0.81564 | 12.1839 | 1.4e-07 | 1.0147 | -5.1969 | 39.1305 | 20.1842 | 8 | -7.62 | 2.4709 | 299
| 31 March 2007 | 8.6407 | 69.0503 | 2.6979 | 26.5859 | 8.4934 | 5.7801 | 1.1741 | 3.8078 | 5.042 | 18.2041 | 4.1451 | 1.7043 | 1.5748 | 1.4759 | 4.6742 | 11.684 | 4.6001 | 2.0877 | 2.3444 | 7.7182 | 1.8922 | 3.1853 | 2.1 | 5.2757 | 10.8393 | 0 | 0 | 1.1714 | 39.3241 | 20.2762 | 7.2445 | -2.1 | 11.876 | 292.5696
| 31 March 2006 | 22.0538 | 52.0102 | 1.6653 | 25.7397 | 6.2839 | 2.1593 | 0.46992 | 3.7711 | 6.1367 | 10.7974 | 3.2604 | 2.0259 | 1.3641 | 2.1503 | 2.7402 | 7.4526 | 5.0307 | 1.1978 | 1.7612 | 8.0877 | 2.2973 | 3.7658 | 68.1 | 8.7183 | 9.9485 | 0 | 0 | 0 | 44.9994 | 21.8291 | 6.6293 | -68.1 | -3.9633 | 260.3826
Notes
| 1 | The individual activities are defined in the Electricity Distribution Price Control Review Price control cost reporting rules: Instructions and Guidance April 2008
| 2 | Pension deficit payments made by a related party and not charged in the regulatory accounts of the DNO
| 3 | Non-activity costs include Ofgem licence fee, Shetland Balancing Costs (SHEPD only), Scottish Electricity Settlements run-off (Scottish DNOs only) and proceeds of asset sales; and reconciling amounts, e.g. intra-group recharges treated as de minimis costs
| 4 | Total Annual Operating & Capital Expenditure per Regulatory Accounts has been adjusted, where appropriate, to include intangible fixed assets and customer contributions, the latter may be reported within Creditors as deferred income
| 5 | This information has not been audited.

## RRP 2.3
Regulatory Reporting Pack (RRP) |  |  | Index
2007/08
Inspections & Maintenance, Tree Cutting and Fault Costs
Memorandum Information - Scottish DNOs 132kV
|  |  | Inspections & Maintenance |  |  | Fault Costs |  | Inspections & Maintenance |  |  | Faults
|  |  |  | Cash typicals |  | Cash typicals | Atypicals
Inspection and Maintenance |  |  | Inspections | Maintenance | Total | Total | Total | Inspections | Maintenance | Total | Total
|  |  | £'m | £'m | £'m | £'m | £'m | £'m | £'m | £'m | £'m
LV Services | Overhead |  | 0 | 0.34993 | 0.34993 | 0.75028 | 0.00072266
| Underground |  |  |  |  | 3.7494 | 0
LV System | Overhead Mains |  | 0.64933 | 0.18712 | 0.83645 | 1.0917 | 0.74839
| Underground Mains - Consac |  | 0.16516 | 0.19257 | 0.35773 | 2.6924 | 0
| Underground Mains - Non Consac |  |  |  |  | 6.7963 | 0
| Switchgear (incl other plant & equipment) |  |  |  |  | 0.19231 | 0
HV | Overhead lines |  | 0.14861 | 0.24475 | 0.39336 | 1.4773 | 0.43749
| Underground Cables |  | 0 | 0.0429 | 0.0429 | 3.8019 | 0
| Switchgear, Transformers, Substation |  | 0.45719 | 4.8269 | 5.2841 | 0.58234 | 0
EHV | Overhead lines |  | 0 | 0 | 0 | 0.10286 | 0.0026302
| Underground - Pressure assisted |  | 0 | 0 | 0 | 1.0528 | 0
| Underground - Non Pressure assisted |  | 0 | 0 | 0 | 0.66605 | 0
| Switchgear, Transformers, Substation |  | 0.00024185 | 0.22123 | 0.22147 | 0 | 0
132kV | Overhead lines |  | 0.24943 | 0.003228 | 0.25265 | 0.0046926 | 0 | 0 | 0 | 0 | 0
| Underground - Pressure assisted |  | 0.33499 | 0 | 0.33499 | 0.68781 | 0 | 0 | 0 | 0 | 0
| Underground - Non Pressure assisted |  | 0 | 0 | 0 | 0 | 0 | 0 | 0 | 0 | 0
| Switchgear, Transformers, Substation |  | 0.093965 | 1.8011 | 1.8951 | 0.20076 | 0 | 0 | 0 | 0 | 0
Submarine cables - all voltages |  |  | 0 | 0 | 0 | 0 | 0 | 0 | 0 | 0 | 0
Non-QoS Faults | [5 empty] | 1.5264 | 0
Substation electricity |  |  |  | 0 | 0
Diesel generation costs (permanent emergency back up on islands) |  |  |  | 0 | 0
Third party cable damage - recoveries | [5 empty] | -2.2975
Dismantlement |  |  |  | 1.7147 | 1.7147
Total |  |  | 2.0989 | 9.5845 | 11.6834 | 23.0778 | 1.1892 | 0 | 0 | 0 | 0
|  |  | Fault costs allocated to Opex and Capex |  |  | Cash typicals | Atypicals
[6 empty] | £'m | £'m
|  |  | Fault opex |  |  | 6.2859 | 1.1892
|  |  | Fault capex |  |  | 16.7919 | 0
|  |  | Total Fault Costs |  |  | 23.0778 | 1.1892
|  | Tree Cutting | [5 empty] | Tree Cutting
[5 empty] | £'m |  |  |  |  | £'m
|  | LV |  |  | 3.1008 |  |  | 132kV |  | 0
|  | HV |  |  | 5.282
|  | EHV |  |  | 0.31449
|  | 132kV |  |  | 0.22677
|  | Total Tree Cutting |  |  | 8.9241

## RRP 2.4
Regulatory Reporting Pack (RRP) |  |  | Index
2007/08
NEW AND REPLACEMENT ASSETS (EXCL. FAULTS)
Load Related New Connections & Reinforcement
| Direct Costs only |  | New Connections (carried out by DNO/RP) | New Connections (carried out by Third Parties) | Customer Specific Reinforcement - Chargeable | Customer Specific Reinforcement - Non Chargeable | General Reinforcement | Fault Level Reinforcement | Non Relevant Distributed Generation | Total
|  |  | £'m | £'m | £'m | £'m | £'m | £'m | £'m | £'m
| New Connections & Customer Specific Reinforcement: | [8 empty] | 0
| Connections provided at LV |  | 30.64 | 0 | 0 | 6.24 |  |  |  | 36.88
| Connections provided at HV |  | 5.54 | 0 | 0 | 1.74 |  |  |  | 7.28
| Connections provided at EHV |  | 0.00029521 | 0 | 0 | 0.022741 |  |  |  | 0.023036
| Connections provided at 132kV |  | 0 | 0 | 0 | 0 |  |  |  | 0
| General Reinforcement: | [8 empty] | 0
| LV System | [5 empty] | 0.84 | 0 |  | 0.84
| HV System | [5 empty] | 4.64 | 0 |  | 4.64
| EHV System | [5 empty] | 8.34 | 0 |  | 8.34
| 132kV System | [5 empty] | 1.84 | 0 |  | 1.84
| Non Relevant Distributed Generation | [7 empty] | 0 | 0
| Total Direct Costs excluding Reallocations |  | 36.1803 | 0 | 0 | 8.0027 | 15.66 | 0 | 0 | 59.843
| Direct Cost Reallocation |  | 0 |  | 0 | 0 | 0 | 0 | 0 | 0
| Total Costs including Reallocations |  | 36.1803 | 0 | 0 | 8.0027 | 15.66 | 0 | 0 | 59.843
| Customer Contributions (-ve) |  | -54.2 | 0 | 0 |  |  |  | 0 | -54.2
| Total Costs less Capital Contributions |  | -18.0197 | 0 | 0 | 8.0027 | 15.66 | 0 | 0 | 5.643
Non-load related replacement (Condition based)
Condition based
| Direct Costs only |  | Non-fault Related | Fault Related | Total
|  |  | £'m | £'m | £'m
| Metered LV Services | Overhead | 0.24 | 0.046293 | 0.28629
|  | Underground | 3.64 | 0.21369 | 3.8537
| Un-metered LV Services | Overhead | 0 | 0 | 0
|  | Underground | 0 | 0 | 0
| LV System | Overhead Mains | 0.58804 | 0.0081543 | 0.59619
|  | Underground Mains | 5.3745 | 0.071869 | 5.4463
|  | Switchgear (incl other plant & equipment) | 2.3075 | 0.19078 | 2.4983
| HV | Overhead lines | 10.3497 | 0.069203 | 10.4189
|  | Underground Cables | 3.54 | 1.24 | 4.78
|  | Submarine | 0 | 0 | 0
|  | Switchgear (incl other plant & equipment) | 3.74 | 0.54822 | 4.2882
|  | Transformers | 0.37899 | 0.32117 | 0.70016
|  | Substation | 1.24 | 0.7 | 1.94
| EHV | Overhead lines | 0.045748 | 0.0058758 | 0.051624
|  | Underground Cables | 1.04 | 0.22404 | 1.264
|  | Submarine | 0 | 0 | 0
|  | Switchgear (incl other plant & equipment) | 0.038405 | 0.031894 | 0.070299
|  | Transformers | -0.04391 | 2.247 | 2.2031
|  | Substation | 1.5925 | 0.0042915 | 1.5968
| 132kV | Overhead lines | 7.04 | 0 | 7.04
|  | Underground Cables | 3.9669 | 0 | 3.9669
|  | Submarine Cables | 0 | 0 | 0
|  | Switchgear (incl other plant & equipment) | 11.94 | 0 | 11.94
|  | Transformers | 2.5499 | 0.40074 | 2.9507
|  | Substation | -0.020865 | 0.011137 | -0.009728
| Total Non-load replacement |  | 59.5474 | 6.3343 | 65.8818
| Customer Contributions (-ve) |  | 0 | 0 | 0
| Total Net Non-load replacement |  | 59.5474 | 6.3343 | 65.8818
| Non-load related (other) |  | LV | HV | EHV | 132kV | Total
| Direct Costs only |  | £'m | £'m | £'m | £'m | £'m
| Quality of Service |  | 0.11144 | 7.8517 | 0.012427 | 0 | 7.9755
| Safety |  | 1.44 | 0.81453 | 0.27668 | 0.056893 | 2.5881
| Environment |  | 0.0079133 | 0.031718 | 0.067633 | 0 | 0.10726
| Visual Amenity |  | 0.017022 | 0.028013 | 0 | 0 | 0.045035
| ESQCR |  | 0 | 0.0087547 | 0 | 0 | 0.0087547
| Resilience |  | 0 | 0 | 0 | 0 | 0
| Operational IT & Telecoms - BT 21CN |  | 0 | 0 | 0 | 0 | 0
| Operational IT & Telecoms - other |  | 0 | 0.00020675 | 0.052095 | 0 | 0.052301
| Non - rechargeable diversions |  | 1.7072 | 1.9142 | 0.12843 | 2.2767 | 6.0265
| Total Non-load related (other non-fault) |  | 3.2836 | 10.6491 | 0.53726 | 2.3336 | 16.8035
| Customer Contributions (-ve) |  | 0 | 0 | 0 | 0 | 0
| Total Net Non-load related (other non-fault) |  | 3.2836 | 10.6491 | 0.53726 | 2.3336 | 16.8035
| Total Non-load related expenditure (direct costs) |  | 82.6853
| Customer Contributions (-ve) |  | 0
| Total Net Non-load replacement (Direct Costs) |  | 82.6853
Non-operational
| Direct Costs only |  | Total | Owned by DNO | Owned by related party
|  |  | £'m | £'m | £'m
| Vehicles |  | 0.2 | 0.2
| Plant & Machinery |  | 0
| Small Tools & Equipment |  | 1.359 | 1.359
| Office Equipment |  | 0
| Non-operational property |  | 0
| IT Non-operational Capital Expenditure |  | 0.689 | 0.689
| Telecoms Non-operational Capital Expenditures |  | 0
| Total Non-operational New Assets & Replacement |  | 2.248 | 2.248 | 0

## RRP 2.6
Regulatory Reporting Pack |  |  |  | Index
2007/08
MISCELLANEOUS
Non-activity based costs (excluded from Table 2.2)(enter as positive)
[5 empty] | £'m | £'m
Pass through Costs
|  | Transmission exit charges |  |  | 8
|  | Wheeled units imported |  |  | 0
|  | Network rates |  |  | 20.1842
|  | Ofgem licence fee |  |  | 1.4501
|  | Shetland Balancing Costs (SHEPD only) |  |  | 0
|  | Scottish Electricity Settlements run-off (Scottish DNOs only) |  |  | 0 | 29.6343
Costs inside scope of DPCR4 allowances
|  | Guaranteed standard of performance compensation payments |  |  | 0
|  | Ex-gratia compensation payments |  |  | 0.68664
|  | Bad debt expense (net of recoveries) |  |  | 0.31245 | 0.99909
Costs outside scope of DPCR4 allowances
|  | (Profit)/loss on sale of fixed assets and scrap[(-ve)/+ve] |  |  | 0.00078897
|  | Statutory Depreciation on operational assets |  |  | 36.1305
|  | Pension deficit repair payments |  |  | 7.62 | 43.7513
|  |  | Total Non-Activity Based Costs |  |  | 74.3847
OTHER ITEMS adjusting RAV
Proceeds of sale of assets and scrap (not recorded on Table 2.2)
|  |  | Cash proceeds received on sale of: |  | £'m
Operational assets (-ve)
|  |  | Sales of scrap (-ve) |  | -0.5069
|  |  | Non-operational assets (-ve) |  | -0.17633
|  |  | Total |  | -0.68323
|  |  | ANALYSIS OF ASSET DISPOSALS |  | Cost | Depn. | Net Book Value | Net Sales Proceeds | (Profit) / Loss on Disposal | Asset Owner
|  |  | Asset Type |  | £m | £m | £m | £m | £m
[5 empty] | 1.5407 | 0.86561 | 0.6751 |  | 0.6751
[5 empty] | 1.3666 | 1.3576 | 0.0089134 | 0.17633 | -0.16742
[7 empty] | 0 | 0.5069 | -0.5069
[7 empty] | 0 |  | 0
[7 empty] | 0 |  | 0
[7 empty] | 0 |  | 0
[7 empty] | 0 |  | 0
[7 empty] | 0 |  | 0
[7 empty] | 0 |  | 0
[7 empty] | 0 |  | 0
[7 empty] | 0 |  | 0
[7 empty] | 0 |  | 0
[7 empty] | 0 |  | 0
|  |  | Total |  | 2.9073 | 2.2233 | 0.68402 | 0.68323 | 0.00078897
[8 empty] | OK | OK
|  | Use of System Bad Debts |  |  | £m | £m
previously allowed
Costs incurred (excluding VAT)
Receipts/(recoveries)
|  |  | Total Use of System Bad Debts |  | 0
|  | Salary sacrifice schemes (including flexible benefit schemes) |  |  | Total | Direct capex | Direct opex, faults & Non-op capex | Indirect costs | All Other non-distrib'n activities
[5 empty] | £m | £m | £m | £m | £m
|  |  | Salary element sacrificed by employee(-ve) |  | 0
|  |  | Additional employer pension contributions (+ve) |  | 0
|  | Lane rentals analysis: including logged up costs (see below): |  |  | Total | Load Related New Connections & Reinforcement | Non-load non-fault new & replacement assets | Faults | Inspectns & Maint. (exc. Tree Cutting) | Tree Cutting
[5 empty] | £m | £m | £m | £m | £m | £m
|  |  | Fines and penalties |  | 0.72594 | 0.51739 | 0.099902 | 0.10865
|  |  | Road occupation costs |  | 0
|  |  | Permit scheme costs |  | 0
|  |  | Congestion charges |  | 0
|  |  | Total per Table 2.2 |  | 0.72594 | 0.51739 | 0.099902 | 0.10865 | 0 | 0
[6 empty] | OK | OK | OK | OK | OK
Uncertain Costs (included in table 2.2 costs)
|  | Road Occupation & Permit Scheme Costs included within Lane Rentals, previously agreed in writing with Ofgem to be treated as logged up costs: |  |  | Total | Load Related New Connections & Reinforcement | Non-load non-fault new & replacement assets | Faults | Inspectns & Maint. (exc. Tree Cutting) | Tree Cutting
[5 empty] | £m | £m | £m | £m | £m | £m
|  |  | Road occupation costs |  | 0
|  |  | Permit scheme costs |  | 0
|  |  | Congestion charges |  | 0
|  |  | Total |  | 0 | 0 | 0 | 0 | 0 | 0
|  | Costs previously agreed with Ofgem in writing for additional security |  |  | 0
Miscellaneous costs (included in table 2.2 costs)
£m
Pension administration costs (reported in HR & Non-op training)
LV Control centre costs (where it remotely controls LV network)
[5 empty] | £m | km
Expenditure replacing Pressure Assisted cables
|  | Undergrounding in National Parks / AONB - direct costs |  |  | £m | km
LV
HV
EHV/132kV
Undergrounding in National Parks / AONB - indirect costs
|  |  | Total Undergrounding in National Parks / AONB |  | 0 | 0

## RRP 5.1
Regulatory Reporting Pack (RRP) |  |  |  | Index
2007/08
Network Data
|  | Units | 2005/06 | 2006/07 | 2007/08 | 2008/09 | 2009/10
| QUALITY OF SERVICE |  | Historical data |  |  | For Future years
| Customer Numbers | Millions |  |  | 2434837
| Total CIs (Excluding EE) | CIs |  |  | 2920359
| Total CMLs (Excluding EE) | CMLs |  |  | 270558581
NETWORK ACTIVITY INDICATORS
CONNECTIONS
Number of new connections
| EHV (Includes 132kV) | No. Connections |  |  | 0
| HV | No. Connections |  |  | 20
| LV | No. Connections |  |  | 20219
| DG | No. Connections |  |  | 9
Total Connected Distributed Generation
| 132kV | MW |  |  | 0
| EHV | MW |  |  | 65
| HV | MW |  |  | 95.1
| LV | MW |  |  | 2.9
| Total |  |  |  | 163
DEMANDS
| System Maximum Demand | MW |  |  | 5215
| System Maximum Demand (Weather corrected) | MW |  |  | 4974
Units Distributed
| EHV (Includes 132kV) | GWh |  |  | 616
| HV | GWh |  |  | 9051
| LV | GWh |  |  | 17084
| Total |  |  |  | 26751
LOSSES
| Units of distribution losses | (GWh) |  |  | 1381
| Losses | (%) |  |  | 5.162%
SYSTEM PARAMETERS
Distribution Circuit Length - Overhead (km)
| 132kV | Circuit km |  |  | 1368
| EHV | Circuit km |  |  | 1830
| HV | Circuit km |  |  | 14538
| LV | Circuit km |  |  | 6120
| Total | Circuit km |  |  | 23856
Distribution Circuit Length - Underground (km)
| 132kV | Circuit km |  |  | 303
| EHV | Circuit km |  |  | 380
| HV | Circuit km |  |  | 12085
| LV | Circuit km |  |  | 25340
| Total | Circuit km |  |  | 38108
Distribution Circuit Length - Total (km)
| 132kV | Circuit km |  |  | 1671
| EHV | Circuit km |  |  | 2210
| HV | Circuit km |  |  | 26623
| LV | Circuit km |  |  | 31460
| Total | Circuit km |  |  | 61964
Number of Substations and Switching Stations
| 132kV | No. Subs |  |  | 84
| EHV ground mounted | No. Subs |  |  | 138
| EHV pole mounted | No. Subs |  |  | 3
| HV ground mounted | No. Subs |  |  | 16210
| HV pole mounted | No. Subs |  |  | 34355
| Total | No. Subs |  |  | 50790