## Overview
CDCM model 100: Overview |  | WPD West Midlands | 2012/13 | April Tariffs 2012/13
This workbook contains internal hyperlinks to indicate source data for each calculation. |  |  | Colour coding
Data input
The "Back" and "Forward" buttons in Microsoft Excel 2003's "Web" toolbar |  |  | Void cell in input data table
are useful to navigate around the workbook. In Microsoft Excel 2007, the |  |  | Calculation
"Back" and "Forward" buttons can be added to the "Quick Access Toolbar". |  |  | Copy data
Void cell in calculation table
Unless stated otherwise, all the data in this model are for illustration only. |  |  | Constant value
Space for user notes
List of data tables in this workbook
This table lists the data tables (inputs and calculations) in the model. The link is to the first data cell of each table.
Worksheet | Data table |  | Type of table
Input | 1000. Company, charging year, data version |  | Input data
Input | 1010. Financial and general assumptions |  | Composite
Input | 1017. Diversity allowance between top and bottom of network level |  | Input data
Input | 1018. Proportion of relevant load going through 132kV/HV direct transformation |  | Input data
Input | 1019. Network model GSP peak demand (MW) |  | Input data
Input | 1020. Gross asset cost by network level (£) |  | Input data
Input | 1022. LV service model asset cost (£) |  | Input data
Input | 1023. HV service model asset cost (£) |  | Input data
Input | 1025. Matrix of applicability of LV service models to tariffs with fixed charges |  | Input data
Input | 1026. Matrix of applicability of LV service models to unmetered tariffs |  | Input data
Input | 1028. Matrix of applicability of HV service models to tariffs with fixed charges |  | Input data
Input | 1032. Loss adjustment factors to transmission |  | Input data
Input | 1037. Embedded network (LDNO) discounts |  | Input data
Input | 1041. Load profile data for demand users |  | Input data
Input | 1053. Volume forecasts for the charging year |  | Input data
Input | 1055. Transmission exit charges (£/year) |  | Input data
Input | 1059. Other expenditure |  | Input data
Input | 1060. Customer contributions under current connection charging policy |  | Input data
Input | 1061. Average split of rate 1 units by distribution time band |  | Input data
Input | 1062. Average split of rate 2 units by distribution time band |  | Input data
Input | 1068. Typical annual hours by distribution time band |  | Input data
Input | 1069. Peaking probabilities by network level |  | Input data
Input | 1076. Target revenue |  | Input data
Input | 1092. Average kVAr by kVA, by network level |  | Input data
Input | 1201. Current tariff information |  | Input data
LAFs | 2001. Loss adjustment factors to transmission |  | Composite
LAFs | 2002. Mapping of DRM network levels to core network levels |  | Fixed data
LAFs | 2003. Loss adjustment factor to transmission for each DRM network level |  | Sum-product calculation
LAFs | 2004. Loss adjustment factor to transmission for each network level |  | Combine tables
LAFs | 2005. Network use factors |  | Fixed data
LAFs | 2006. Proportion going through 132kV/EHV |  | Cell-by-cell calculation
LAFs | 2007. Proportion going through EHV |  | Cell-by-cell calculation
LAFs | 2008. Proportion going through EHV/HV |  | Cell-by-cell calculation
LAFs | 2009. Rerouteing matrix for all network levels |  | Combine tables
LAFs | 2010. Network use factors including 132kV/HV (except for HV Sub) |  | Sum-product calculation
LAFs | 2011. Network use factors including 132kV/HV |  | Combine tables
LAFs | 2012. Loss adjustment factors between end user meter reading and each network level, scaled by network use |  | Cell-by-cell calculation
DRM | 2101. Annuity rate |  | Cell-by-cell calculation
DRM | 2102. Loss adjustment factor to transmission for each core level |  | Combine tables
DRM | 2103. Loss adjustment factors |  | Composite
DRM | 2104. Diversity calculations |  | Special calculation
DRM | 2105. Network model total maximum demand at substation (MW) |  | Cell-by-cell calculation
DRM | 2106. Network model contribution to system maximum load measured at network level exit (MW) |  | Cell-by-cell calculation
DRM | 2107. Rerouteing matrix for DRM network levels |  | Combine tables
DRM | 2108. GSP simultaneous maximum load assumed through each network level (MW) |  | Sum-product calculation
DRM | 2109. Network model annuity by simultaneous maximum load for each network level (£/kW/year) |  | Cell-by-cell calculation
SM | 2201. Asset £/customer from LV service models |  | Sum-product calculation
SM | 2202. Asset £/(MWh/year) from LV service models |  | Sum-product calculation
SM | 2203. Service model asset p/kWh charge for unmetered tariffs |  | Cell-by-cell calculation
SM | 2204. Asset £/customer from HV service models |  | Sum-product calculation
SM | 2205. Service model assets by tariff (£) |  | Combine tables
SM | 2206. Replacement annuities for service models |  | Composite
Loads | 2301. Demand coefficient (load at time of system maximum load divided by average load) |  | Cell-by-cell calculation
Loads | 2302. Load coefficient |  | Combine tables
Loads | 2303. Discount map |  | Fixed data
Loads | 2304. LDNO discounts and volumes adjusted for discount |  | Composite
Loads | 2305. Equivalent volume for each end user |  | Cell summation
Multi | 2401. Adjust annual hours by distribution time band to match days in year |  | Composite
Multi | 2402. Normalisation of split of rate 1 units |  | Composite
Multi | 2403. Split of rate 1 units between distribution time bands |  | Combine tables
Multi | 2404. Normalisation of split of rate 2 units |  | Composite
Multi | 2405. Split of rate 2 units between distribution time bands |  | Combine tables
Multi | 2406. Split of rate 3 units between distribution time bands (default) |  | Fixed data
Multi | 2407. All units (MWh) |  | Cell-by-cell calculation
Multi | 2408. Calculation of implied load coefficients for two-rate users |  | Cell-by-cell calculation
Multi | 2409. Calculation of implied load coefficients for three-rate users |  | Cell-by-cell calculation
Multi | 2410. Calculation of adjusted time band load coefficients |  | Composite
Multi | 2411. Normalisation of peaking probabilities |  | Composite
Multi | 2412. Peaking probabilities by network level (reshaped) |  | Reshape table
Multi | 2413. Pseudo load coefficient by time band and network level |  | Cell-by-cell calculation
Multi | 2414. Unit rate 1 pseudo load coefficient by network level |  | Sum-product calculation
Multi | 2415. Unit rate 2 pseudo load coefficient by network level |  | Sum-product calculation
Multi | 2416. Unit rate 3 pseudo load coefficient by network level |  | Sum-product calculation
SMD | 2501. Contributions of users on one-rate multi tariffs to system simultaneous maximum load by network level (kW) |  | Cell-by-cell calculation
SMD | 2502. Contributions of users on two-rate multi tariffs to system simultaneous maximum load by network level (kW) |  | Cell-by-cell calculation
SMD | 2503. Contributions of users on three-rate multi tariffs to system simultaneous maximum load by network level (kW) |  | Cell-by-cell calculation
SMD | 2504. Estimated contributions of users on each tariff to system simultaneous maximum load by network level (kW) |  | Cell-by-cell calculation
SMD | 2505. Contributions of users on each tariff to system simultaneous maximum load by network level (kW) |  | Combine tables
SMD | 2506. Forecast system simultaneous maximum load (kW) from forecast units |  | Cell summation
AMD | 2601. Pre-processing of data for standing charge factors |  | Composite
AMD | 2602. Standing charges factors adapted to use 132kV/HV |  | Combine tables
AMD | 2603. Capacity-based contributions to chargeable aggregate maximum load by network level (kW) |  | Cell-by-cell calculation
AMD | 2604. Unit-based contributions to chargeable aggregate maximum load (kW) |  | Cell-by-cell calculation
AMD | 2605. Contributions to aggregate maximum load by network level (kW) |  | Combine tables
AMD | 2606. Forecast chargeable aggregate maximum load (kW) |  | Cell summation
AMD | 2607. Forecast simultaneous load subject to standing charge factors (kW) |  | Cell-by-cell calculation
AMD | 2608. Forecast simultaneous load replaced by standing charge (kW) |  | Cell summation
AMD | 2609. Calculated LV diversity allowance |  | Cell-by-cell calculation
AMD | 2610. Network level mapping for diversity allowances |  | Fixed data
AMD | 2611. Diversity allowances including 132kV/HV |  | Sum-product calculation
AMD | 2612. Diversity allowances (including calculated LV value) |  | Combine tables
AMD | 2613. Forecast simultaneous maximum load (kW) adjusted for standing charges |  | Cell-by-cell calculation
Otex | 2701. Operating expenditure coded by network level (£/year) |  | Combine tables
Otex | 2702. Network model assets (£) scaled by load forecast |  | Cell-by-cell calculation
Otex | 2703. Annual consumption by tariff for unmetered users (MWh) |  | Copy cells
Otex | 2704. Service model asset data |  | Composite
Otex | 2705. Data for allocation of operating expenditure |  | Composite
Otex | 2706. Amount of expenditure to be allocated according to asset values (£/year) |  | Cell-by-cell calculation
Otex | 2707. Total operating expenditure by network level (£/year) |  | Cell-by-cell calculation
Otex | 2708. Operating expenditure percentage by network level |  | Cell-by-cell calculation
Otex | 2709. Unit operating expenditure based on simultaneous maximum load (£/kW/year) |  | Cell-by-cell calculation
Otex | 2710. Operating expenditure for customer assets p/MPAN/day |  | Composite
Otex | 2711. Operating expenditure for unmetered customer assets (p/kWh) |  | Cell-by-cell calculation
Contrib | 2801. Network level of supply (for customer contributions) by tariff |  | Fixed data
Contrib | 2802. Contribution proportion by customer type and network level of assets (proportion of assets annuities deemed to be covered by customer contributions) |  | Cell-by-cell calculation
Contrib | 2803. Contribution proportion by tariff and network level (proportion of assets annuities deemed to be covered by customer contributions) |  | Sum-product calculation
Contrib | 2804. Proportion of annual charge covered by contributions (for all charging levels) |  | Combine tables
Yard | 2901. Unit cost at each level, £/kW/year (relative to system simultaneous maximum load) |  | Combine tables
Yard | 2902. Pay-as-you-go yardstick unit costs by charging level (p/kWh) |  | Cell-by-cell calculation
Yard | 2903. Pay-as-you-go unit rate 1 p/kWh |  | Composite
Yard | 2904. Pay-as-you-go unit rate 2 p/kWh |  | Composite
Yard | 2905. Pay-as-you-go unit rate 3 p/kWh |  | Composite
Standing | 3001. Costs based on aggregate maximum load (£/kW/year) |  | Cell-by-cell calculation
Standing | 3002. Capacity elements p/kVA/day |  | Cell-by-cell calculation
Standing | 3003. Yardstick unit rate p/kWh (taking account of standing charges) |  | Composite
Standing | 3004. Unit rate 1 (taking account of standing charges) |  | Composite
Standing | 3005. Unit rate 2 (taking account of standing charges) |  | Composite
Standing | 3006. Unit rate 3 (taking account of standing charges) |  | Composite
NHH | 3101. Average maximum kVA/MPAN by end user class, for user classes without an agreed import capacity |  | Cell-by-cell calculation
NHH | 3102. Capacity-driven fixed charge elements from standing charges factors p/MPAN/day |  | Cell-by-cell calculation
NHH | 3103. Capacity used by LV users without an agreed capacity |  | Composite
NHH | 3104. Aggregate data for LV users without agreed capacity for allocation of LV circuit costs |  | Composite
NHH | 3105. LV fixed charge elements from standing charges factors p/MPAN/day |  | Cell-by-cell calculation
NHH | 3106. Fixed charge elements from standing charges factors p/MPAN/day |  | Combine tables
Reactive | 3201. Standard components p/kWh for reactive power (absolute value) |  | Cell-by-cell calculation
Reactive | 3202. Standard reactive p/kVArh |  | Cell-by-cell calculation
Reactive | 3203. Network use factors for generator reactive unit charges |  | Fixed data
Reactive | 3204. Absolute value of load coefficient (kW peak / average kW) |  | Cell-by-cell calculation
Reactive | 3205. Pay-as-you-go components p/kWh for reactive power (absolute value) |  | Cell-by-cell calculation
Reactive | 3206. Pay-as-you-go reactive p/kVArh |  | Cell-by-cell calculation
Aggreg | 3301. Unit rate 1 p/kWh (elements) |  | Combine tables
Aggreg | 3302. Unit rate 2 p/kWh (elements) |  | Combine tables
Aggreg | 3303. Unit rate 3 p/kWh (elements) |  | Combine tables
Aggreg | 3304. Fixed charge p/MPAN/day (elements) |  | Combine tables
Aggreg | 3305. Capacity charge p/kVA/day (elements) |  | Copy cells
Aggreg | 3306. Reactive power charge p/kVArh (elements) |  | Combine tables
Aggreg | 3307. Summary of charges before revenue matching |  | Cell summation
Revenue | 3401. Net revenues by tariff before matching (£/year) |  | Cell-by-cell calculation
Revenue | 3402. Allowed revenue (£/year) |  | Cell-by-cell calculation
Revenue | 3403. Revenue surplus or shortfall |  | Composite
Scaler | 3501. Factor to scale to £1/kW at transmission exit level |  | Cell-by-cell calculation
Scaler | 3502. Applicability factor for £1/kW scaler |  | Combine tables
Scaler | 3503. Scalable elements of tariff components |  | Sum-product calculation
Scaler | 3504. Marginal revenue effect of scaler |  | Cell-by-cell calculation
Scaler | 3505. Scaler value at which the minimum is breached |  | Cell-by-cell calculation
Scaler | 3506. Root if there were no constraints |  | Special calculation
Scaler | 3507. Starting point |  | Special calculation
Scaler | 3508. Solve a simple linear programming problem |  | Composite
Scaler | 3509. General scaler rate |  | Optimisation result
Scaler | 3510. Scaler |  | Cell-by-cell calculation
Adjust | 3601. Tariffs before rounding |  | Cell-by-cell calculation
Adjust | 3602. Decimal places |  | Fixed data
Adjust | 3603. Tariff rounding |  | Cell-by-cell calculation
Adjust | 3604. All the way tariffs |  | Cell-by-cell calculation
Adjust | 3605. Tariffs |  | Cell-by-cell calculation
Adjust | 3606. Net revenues by tariff from rounding |  | Cell-by-cell calculation
Adjust | 3607. Revenue forecast summary |  | Composite
Tariffs | 3701. Tariffs |  | Composite
Summary | 3801. Workbook build options and main parameters |  | Composite
Summary | 3802. Revenue summary |  | Composite
Summary | 3803. Revenue summary by tariff component |  | Cell summation
M-Rev | 3901. Revenue matrix by tariff |  | Composite
M-Rev | 3902. Revenues by charging element and network level |  | Cell summation
CData | 4001. Revenues under current tariffs (£/year) |  | Cell-by-cell calculation
CData | 4002. All-the-way volumes |  | Copy cells
CData | 4003. Normalised to |  | Fixed data
CData | 4004. Normalised volumes for comparisons |  | Cell-by-cell calculation
CData | 4005. LDNO LV charges (normalised £/year) |  | Copy cells
CData | 4006. LDNO HV charges (normalised £/year) |  | Copy cells
CTables | 4101. Comparison with current all-the-way demand tariffs |  | Composite
CTables | 4102. LDNO margins in use of system charges |  | Composite
M-ATW | Tariff matrices |  | Notes
Model configuration 100
Options:
---
datafile: no
drm: top500gsp
extraLevels: 1
matrices: big
noReplacement: blanket
pcd: 1
portfolio: 1
protect: 1
revision: 2441
scaler: levelledpickexitnogenminzero
standing: sub132
summary: consultation
tariffs: commongensub
validation: lenientnomsg
Generated on Tue 8 Dec 2009 08:36:38 by shadow.unitedhosting.co.uk

## Input
CDCM model 100: Input data |  | WPD West Midlands |  | 2012/13 |  | April Tariffs 2012/13
This sheet contains all the input data (except LLFCs which can be entered directly into the Tariff sheet).
1000. Company, charging year, data version
| Company | Year | Version
Company, charging year, data version | WPD West Midlands | 2012/13 | April Tariffs 2012/13
1010. Financial and general assumptions
Sources: financial assumptions; calendar; network model.
These financial assumptions determine the annuity rate applied to convert the asset values of the network model into an annual charge.
| Rate of return | Annualisation period (years) | Annuity proportion for customer-contributed assets | Power factor | Days in the charging period
Financial and general assumptions | 5.6% | 40 | 0 | 0.95 | 365
1017. Diversity allowance between top and bottom of network level
Source: operational data analysis and/or network model.
The diversity figure against GSP is the diversity between GSP Group (the whole system) and individual GSPs.
The diversity figure against 132kV is the diversity between GSPs (the top of the 132kV network) and 132kV/EHV bulk supply points (the bottom of the 132kV network).
The diversity figure against EHV is the diversity between 132kV/EHV bulk supply points (the top of the EHV network) and EHV/HV primary substations (the bottom of the EHV network).
The diversity figure against HV is the diversity between EHV/HV primary substations (the top of the HV network) and HV/LV substations (the bottom of the HV network).
Diversity allowance between top and bottom of network level
GSPs | 5.649%
132kV | 2.557%
132kV/EHV
EHV | 2.663%
EHV/HV
HV | 34%
HV/LV
LV circuits
1018. Proportion of relevant load going through 132kV/HV direct transformation
132kV/HV
EHV/HV | 69.26%
1019. Network model GSP peak demand (MW)
Network model GSP peak demand (MW)
Network model GSP peak demand (MW) | 500
1020. Gross asset cost by network level (£)
Gross assets £
132kV | 99354441.1322
132kV/EHV | 12895932.2098
EHV | 10494134.8129
EHV/HV | 23710501.1521
132kV/HV | 26797550.1017
HV | 117191230.9602
HV/LV | 81325177.9594
LV circuits | 103958997.437
1022. LV service model asset cost (£)
| LV service model 1 | LV service model 2 | LV service model 3 | LV service model 4 | LV service model 5 | LV service model 6 | LV service model 7 | LV service model 8
LV service model asset cost (£) | 9660.0669 | 715.2995 | 1687.3083 | 1687.3083 | 1687.3083 | 186.5633 | 0 | 0
1023. HV service model asset cost (£)
| HV service model 1 | HV service model 2 | HV service model 3 | HV service model 4 | HV service model 5
HV service model asset cost (£) | 16967.5492 | 16967.5492 | 2913.0498 | 0 | 0
1025. Matrix of applicability of LV service models to tariffs with fixed charges
| LV service model 1 | LV service model 2 | LV service model 3 | LV service model 4 | LV service model 5 | LV service model 6 | LV service model 7 | LV service model 8
Domestic Unrestricted | 5% | 0% | 0% | 0% | 0% | 0% | 0% | 0%
Domestic Two Rate | 5% | 0% | 0% | 0% | 0% | 0% | 0% | 0%
Small Non Domestic Unrestricted | 0% | 100% | 0% | 0% | 0% | 0% | 0% | 0%
Small Non Domestic Two Rate | 0% | 100% | 0% | 0% | 0% | 0% | 0% | 0%
LV Medium Non-Domestic | 0% | 0% | 100% | 0% | 0% | 0% | 0% | 0%
LV Sub Medium Non-Domestic | 0% | 0% | 0% | 0% | 100% | 0% | 0% | 0%
LV HH Metered | 0% | 0% | 0% | 100% | 0% | 0% | 0% | 0%
LV Sub HH Metered | 0% | 0% | 0% | 0% | 100% | 0% | 0% | 0%
LV Generation NHH | 0% | 0% | 0% | 0% | 0% | 0% | 0% | 0%
LV Sub Generation NHH | 0% | 0% | 0% | 0% | 0% | 0% | 0% | 0%
LV Generation Intermittent | 0% | 0% | 0% | 0% | 0% | 0% | 0% | 0%
LV Generation Non-Intermittent | 0% | 0% | 0% | 0% | 0% | 0% | 0% | 0%
LV Sub Generation Intermittent | 0% | 0% | 0% | 0% | 0% | 0% | 0% | 0%
LV Sub Generation Non-Intermittent | 0% | 0% | 0% | 0% | 0% | 0% | 0% | 0%
1026. Matrix of applicability of LV service models to unmetered tariffs
Source: service models
Proportion of service model involved in connecting load of 1 MWh/year
| LV service model 1 | LV service model 2 | LV service model 3 | LV service model 4 | LV service model 5 | LV service model 6 | LV service model 7 | LV service model 8
NHH UMS | 0 | 0 | 0 | 0 | 0 | 1.5221 | 0 | 0
LV UMS (Pseudo HH Metered) | 0 | 0 | 0 | 0 | 0 | 1.5221 | 0 | 0
1028. Matrix of applicability of HV service models to tariffs with fixed charges
| HV service model 1 | HV service model 2 | HV service model 3 | HV service model 4 | HV service model 5
HV Medium Non-Domestic | 100% | 0% | 0% | 0% | 0%
HV HH Metered | 100% | 0% | 0% | 0% | 0%
HV Sub HH Metered | 0% | 100% | 0% | 0% | 0%
HV Generation Intermittent | 0% | 0% | 100% | 0% | 0%
HV Generation Non-Intermittent | 0% | 0% | 100% | 0% | 0%
HV Sub Generation Non-Intermittent | 0% | 0% | 100% | 0% | 0%
HV Sub Generation Intermittent | 0% | 0% | 100% | 0% | 0%
1032. Loss adjustment factors to transmission
Source: losses model or loss adjustment factors at time of system peak.
| 132kV | 132kV/EHV | EHV | EHV/HV | HV | HV/LV | LV circuits
Loss adjustment factor | 1.002 | 1.003 | 1.006 | 1.027 | 1.044 | 1.051 | 1.077
1037. Embedded network (LDNO) discounts
Source: separate price control disaggregation model.
| No discount | LDNO LV: LV user | LDNO HV: LV user | LDNO HV: LV sub user | LDNO HV: HV user
LDNO discount |  | 30.88% | 51.24% | 27.16% | 17.19%
1041. Load profile data for demand users
Source: load data analysis.
| Coincidence factor | Load factor
Domestic Unrestricted | 0.88473 | 0.41265
Domestic Two Rate | 0.40852 | 0.25905
Domestic Off Peak (related MPAN) |  | 0.15729
Small Non Domestic Unrestricted | 0.66764 | 0.3457
Small Non Domestic Two Rate | 0.61689 | 0.41283
Small Non Domestic Off Peak (related MPAN) |  | 0.18766
LV Medium Non-Domestic | 0.79873 | 0.50026
LV Sub Medium Non-Domestic | 0.79873 | 0.50026
HV Medium Non-Domestic | 0.62861 | 0.42471
LV HH Metered | 0.76911 | 0.52747
LV Sub HH Metered | 0.76911 | 0.52747
HV HH Metered | 0.75732 | 0.64412
HV Sub HH Metered | 0.75732 | 0.64412
NHH UMS | 0.94515 | 0.48959
LV UMS (Pseudo HH Metered) | 0.94515 | 0.48959
1053. Volume forecasts for the charging year
Source: forecast.
Please include MPAN counts for tariffs with no fixed charge (e.g. off-peak tariffs),
but exclude MPANs on tariffs with a fixed charge that are not subject to a fixed charge due to a site grouping arrangement.
| Rate 1 units (MWh) | Rate 2 units (MWh) | Rate 3 units (MWh) | MPANs | Import capacity (kVA) | Reactive power units (MVArh)
> Domestic Unrestricted
Domestic Unrestricted | 7374893.6776 |  |  | 1915000
LDNO LV: Domestic Unrestricted | 3887.858 |  |  | 2150
LDNO HV: Domestic Unrestricted | 16980.869 |  |  | 7000
> Domestic Two Rate
Domestic Two Rate | 1112243.5081 | 879826.5342 |  | 320000
LDNO LV: Domestic Two Rate | 265.39 | 169.685 |  | 92
LDNO HV: Domestic Two Rate | 306.171 | 205.419 |  | 160
> Domestic Off Peak (related MPAN)
Domestic Off Peak (related MPAN) | 50009.2812 |  |  | 12000
LDNO LV: Domestic Off Peak (related MPAN)
LDNO HV: Domestic Off Peak (related MPAN)
> Small Non Domestic Unrestricted
Small Non Domestic Unrestricted | 1681001.5856 |  |  | 131000
LDNO LV: Small Non Domestic Unrestricted | 285.749 |  |  | 296
LDNO HV: Small Non Domestic Unrestricted | 5564.434 |  |  | 60
> Small Non Domestic Two Rate
Small Non Domestic Two Rate | 454803.1384 | 221815.0541 |  | 31900
LDNO LV: Small Non Domestic Two Rate | 252.216 | 81.004 |  | 6
LDNO HV: Small Non Domestic Two Rate | 972.128 | 340.503 |  | 35
> Small Non Domestic Off Peak (related MPAN)
Small Non Domestic Off Peak (related MPAN) | 8802.9317 |  |  | 1035
LDNO LV: Small Non Domestic Off Peak (related MPAN)
LDNO HV: Small Non Domestic Off Peak (related MPAN)
> LV Medium Non-Domestic
LV Medium Non-Domestic | 1309103.9816 | 324805.3475 |  | 17669.5677
LDNO LV: LV Medium Non-Domestic | 196.884 | 68.055 |  | 7
LDNO HV: LV Medium Non-Domestic | 7448.41 | 1699.716 |  | 58
> LV Sub Medium Non-Domestic
LV Sub Medium Non-Domestic | 0 | 0 |  | 1
> HV Medium Non-Domestic
HV Medium Non-Domestic | 35190.7846 | 9519.4739 |  | 355
> LV HH Metered
LV HH Metered | 207936.8607 | 833949.2917 | 852510.1181 | 5900 | 950000 | 187442.169
LDNO LV: LV HH Metered
LDNO HV: LV HH Metered | 4078.6948 | 13831.3308 | 15221.482 | 69 | 19500 | 1055.8254
> LV Sub HH Metered
LV Sub HH Metered | 173.9622 | 699.3383 | 919.8888 | 17 | 8000 | 0
LDNO HV: LV Sub HH Metered
> HV HH Metered
HV HH Metered | 795842.8894 | 3201247.3956 | 4069886.855 | 3710 | 2861000 | 1261753.689
LDNO HV: HV HH Metered | 1578.2012 | 5007.7476 | 5096.1828 | 9 | 7600 | 694.6218
> HV Sub HH Metered
HV Sub HH Metered
> NHH UMS
NHH UMS | 107026.9023 |  |  | 1682.0499
LDNO LV: NHH UMS | 34.034 |  |  | 13
LDNO HV: NHH UMS | 288.575 |  |  | 34
> LV UMS (Pseudo HH Metered)
LV UMS (Pseudo HH Metered) | 14139.3629 | 24772.5151 | 204407.0872 | 16
LDNO LV: LV UMS (Pseudo HH Metered)
LDNO HV: LV UMS (Pseudo HH Metered)
> LV Generation NHH
LV Generation NHH | 297.333 |  |  | 76
LDNO LV: LV Generation NHH
LDNO HV: LV Generation NHH
> LV Sub Generation NHH
LV Sub Generation NHH
LDNO HV: LV Sub Generation NHH
> LV Generation Intermittent
LV Generation Intermittent | 32.1196 |  |  | 2 |  | 0
LDNO LV: LV Generation Intermittent
LDNO HV: LV Generation Intermittent
> LV Generation Non-Intermittent
LV Generation Non-Intermittent | 104.016 | 307.363 | 632.92 | 19 |  | 0
LDNO LV: LV Generation Non-Intermittent
LDNO HV: LV Generation Non-Intermittent
> LV Sub Generation Intermittent
LV Sub Generation Intermittent | [5 empty] | 0
LDNO HV: LV Sub Generation Intermittent
> LV Sub Generation Non-Intermittent
LV Sub Generation Non-Intermittent | [5 empty] | 0
LDNO HV: LV Sub Generation Non-Intermittent
> HV Generation Intermittent
HV Generation Intermittent | 755.841 |  |  | 2 |  | 375.51
LDNO HV: HV Generation Intermittent
> HV Generation Non-Intermittent
HV Generation Non-Intermittent | 37631.117 | 124344.926 | 243894.852 | 76 |  | 396.993
LDNO HV: HV Generation Non-Intermittent
> HV Sub Generation Non-Intermittent
HV Sub Generation Non-Intermittent
> HV Sub Generation Intermittent
HV Sub Generation Intermittent
1055. Transmission exit charges (£/year)
Source: forecast.
Transmission exit
Transmission exit charges (£/year) | 11457927
1059. Other expenditure
| Direct cost (£/year) | Indirect cost (£/year) | Indirect cost proportion | Network rates (£/year)
Other expenditure | 37427196.4822 | 123008530.572 | 60% | 24281000
1060. Customer contributions under current connection charging policy
Source: analysis of expenditure data and/or survey of capital expenditure schemes.
Customer contribution percentages by network level of supply and by asset network level.
These proportions should reflect the current connection charging method, not necessarily the method that was in place when the connection was built.
| Assets 132kV | Assets 132kV/EHV | Assets EHV | Assets EHV/HV | Assets 132kV/HV | Assets HV | Assets HV/LV | Assets LV circuits
LV network | 0% | 0% | 0% | 0% | 0% | 38.68% | 64.12% | 89.56%
LV substation | 0% | 0% | 0% | 0% | 0% | 38.68% | 64.12%
HV network | 0% | 0% | 0% | 25.76% | 25.76% | 51.53%
HV substation | 0% | 0% | 0% | 25.76%
1061. Average split of rate 1 units by distribution time band
Source: load data analysis.
This table relates to the first TPR or charging period for each tariff.
Each line relates to a different user type and tariff structure.
For each user type and tariff structure, the figure entered against each of the time bands used for network analysis is
the proportion of the units recorded on the relevant TPR or within the relevant charging period that would fall with each time band.
| Red | Amber | Green
Domestic Two Rate | 15.14% | 40.93% | 43.93%
Domestic Off Peak (related MPAN) | 0.2384% | 20.18% | 79.58%
Small Non Domestic Two Rate | 13.42% | 54.03% | 32.55%
Small Non Domestic Off Peak (related MPAN) | 2.101% | 17.63% | 80.26%
LV Medium Non-Domestic | 13.89% | 54.01% | 32.1%
LV Sub Medium Non-Domestic | 13.89% | 54.01% | 32.1%
HV Medium Non-Domestic | 13.33% | 57.61% | 29.07%
1062. Average split of rate 2 units by distribution time band
Source: load data analysis.
This table relates to the second TPR or charging period for each tariff.
See notes on table 1061.
| Red | Amber | Green
Domestic Two Rate |  |  | 100%
Small Non Domestic Two Rate |  |  | 100%
LV Medium Non-Domestic |  |  | 100%
LV Sub Medium Non-Domestic |  |  | 100%
HV Medium Non-Domestic |  |  | 100%
1068. Typical annual hours by distribution time band
Source: definition of distribution time bands.
The figures in this table will be automatically adjusted to match the number of days in the charging period.
| Red | Amber | Green
Annual hours | 780 | 2730 | 5250
1069. Peaking probabilities by network level
Source: operational data analysis.
| Red | Amber | Green
GSPs | 92.74% | 6.569%
132kV | 70.71% | 26.82% | 2.462%
132kV/EHV | 70.71% | 26.82% | 2.462%
EHV | 64.96% | 27.53% | 7.514%
EHV/HV | 64.96% | 27.53% | 7.514%
132kV/HV | 70.71% | 26.82% | 2.462%
HV | 64.96% | 27.53% | 7.514%
HV/LV | 64.96% | 27.53% | 7.514%
LV circuits | 64.96% | 27.53% | 7.514%
1076. Target revenue
Source: forecast.
| Allowed revenue (£/year) | Pass-through charges (£/year) | Adjustment for previous year's under (over) recovery (£/year) | Revenue raised outside this model (£/year)
Target revenue | 407950817.3119 | 0 | 10846262.6881 | 3020351.1025 | 415776728.8975
[5 empty] | 415764845.311 | 418785196.4135
1092. Average kVAr by kVA, by network level |  |  |  |  | 11883.5865
Source: analysis of operational data.
This is the average of MVAr/MVA or SQRT(1-PF^2) across relevant network elements.
| GSPs | 132kV | 132kV/EHV | EHV | EHV/HV | 132kV/HV | HV | HV/LV | LV circuits
Average kVAr by kVA, by network level | 0.28106 | 0.28106 | 0.28106 | 0.28106 | 0.28106 | 0.28106 | 0.28106 | 0.28106 | 0.28106
1201. Current tariff information
| Current revenues if known (£/year) | Current Unit rate 1 p/kWh | Current Unit rate 2 p/kWh | Current Unit rate 3 p/kWh | Current Fixed charge p/MPAN/day | Current Capacity charge p/kVA/day | Current Reactive power charge p/kVArh
Domestic Unrestricted | 0 | 1.71 | 0 | 0 | 3.67 | 0 | 0
Domestic Two Rate | 0 | 1.976 | 0.066 | 0 | 3.67 | 0 | 0
Domestic Off Peak (related MPAN) | 0 | 0.187 | 0 | 0 | 0 | 0 | 0
Small Non Domestic Unrestricted | 0 | 1.516 | 0 | 0 | 4.71 | 0 | 0
Small Non Domestic Two Rate | 0 | 1.654 | 0.056 | 0 | 4.71 | 0 | 0
Small Non Domestic Off Peak (related MPAN) | 0 | 0.292 | 0 | 0 | 0 | 0 | 0
LV Medium Non-Domestic | 0 | 1.527 | 0.051 | 0 | 27.87 | 0 | 0
LV Sub Medium Non-Domestic | 0 | 1.097 | 0.037 | 0 | 7.57 | 0 | 0
HV Medium Non-Domestic | 0 | 0.721 | 0.025 | 0 | 212.2 | 0 | 0
LV HH Metered | 0 | 6.892 | 0.709 | 0.046 | 7.57 | 2.64 | 0.319
LV Sub HH Metered | 0 | 4.496 | 0.395 | 0.03 | 7.57 | 3.6 | 0.26
HV HH Metered | 0 | 3.917 | 0.275 | 0.023 | 76.11 | 4.22 | 0.161
HV Sub HH Metered | 0 | 4.029 | 0.288 | 0.028 | 76.11 | 3.67 | 0.193
NHH UMS | 0 | 2.17 | 0 | 0 | 0 | 0 | 0
LV UMS (Pseudo HH Metered) | 0 | 21.582 | 2.932 | 0.609 | 0 | 0 | 0

## Tariffs
CDCM model 100: Tariffs |  | WPD West Midlands |  | 2012/13 |  | April Tariffs 2012/13
3701. Tariffs
Data sources:
x1 = 3605. Unit rate 1 p/kWh (in Tariffs)
x2 = 3605. Unit rate 2 p/kWh (in Tariffs)
x3 = 3605. Unit rate 3 p/kWh (in Tariffs)
x4 = 3605. Fixed charge p/MPAN/day (in Tariffs)
x5 = 3605. Capacity charge p/kVA/day (in Tariffs)
x6 = 3605. Reactive power charge p/kVArh (in Tariffs)
Kind: | Input data | Fixed data | Copy cells | Copy cells | Copy cells | Copy cells | Copy cells | Copy cells | Input data
Formula: |  |  | = x1 | = x2 | = x3 | = x4 | = x5 | = x6
| Open LLFCs | PCs | Unit rate 1 p/kWh | Unit rate 2 p/kWh | Unit rate 3 p/kWh | Fixed charge p/MPAN/day | Capacity charge p/kVA/day | Reactive power charge p/kVArh | Closed LLFCs
Domestic Unrestricted | 1 | 1 | 1.92 | 0 | 0 | 4.76 | 0 | 0 | 2,3
Domestic Two Rate | 4 | 2 | 2.349 | 0.095 | 0 | 4.76 | 0 | 0 | 5,6,30
Domestic Off Peak (related MPAN) | 34 | 2 | 0.19 | 0 | 0 | 0 | 0 | 0 | 35,36
Small Non Domestic Unrestricted | 7 | 3 | 1.729 | 0 | 0 | 6.15 | 0 | 0 | 8,9,13,14,15,46,47, 49,107,108,109
Small Non Domestic Two Rate | 10 | 4 | 2.007 | 0.084 | 0 | 6.15 | 0 | 0 | 11,12,110,111,112
Small Non Domestic Off Peak (related MPAN) | 40 | 4 | 0.313 | 0 | 0 | 0 | 0 | 0 | 41,42
LV Medium Non-Domestic | 21 | 5-8 | 1.783 | 0.073 | 0 | 35.86 | 0 | 0 | 20,22,25,26,27
LV Sub Medium Non-Domestic | 19 | 5-8 | 1.221 | 0.044 | 0 | 10.13 | 0 | 0
HV Medium Non-Domestic | Not available to new MPANS | 5-8 | 0.882 | 0.014 | 0 | 276.6 | 0 | 0 | 322, 323
LV HH Metered | 127 | 0 | 7.706 | 0.604 | 0.048 | 10.13 | 3.16 | 0.298 | 121,124,132
LV Sub HH Metered | 128 | 0 | 7.11 | 0.497 | 0.029 | 10.13 | 4.16 | 0.234
HV HH Metered | 365 | 0 | 4.438 | 0.26 | 0.012 | 101.91 | 4.9 | 0.143 | 130,723,724,725,726,727,728,729
HV Sub HH Metered | 366 | 0 | 4.703 | 0.304 | 0.012 | 101.91 | 4.17 | 0.163
NHH UMS | 85,86,87,88,95, 96,97,98 | 1&8 | 2.5 | 0 | 0 | 0 | 0 | 0
LV UMS (Pseudo HH Metered) | 99 | 0 | 24.404 | 2.679 | 0.82 | 0 | 0 | 0
LV Generation NHH | 625 | 8 | -0.692 | 0 | 0 | 0 | 0 | 0
LV Sub Generation NHH | 570 | 8 | -0.583 | 0 | 0 | 0 | 0 | 0
LV Generation Intermittent | 571 | 0 | -0.692 | 0 | 0 | 0 | 0 | 0.275
LV Generation Non-Intermittent | 573 | 0 | -5.339 | -0.584 | -0.057 | 0 | 0 | 0.275
LV Sub Generation Intermittent | 572 | 0 | -0.583 | 0 | 0 | 0 | 0 | 0.248
LV Sub Generation Non-Intermittent | 574 | 0 | -4.54 | -0.489 | -0.044 | 0 | 0 | 0.248
HV Generation Intermittent | 575 | 0 | -0.379 | 0 | 0 | 17.5 | 0 | 0.203
HV Generation Non-Intermittent | 577 | 0 | -3.046 | -0.309 | -0.02 | 17.5 | 0 | 0.203
HV Sub Generation Non-Intermittent | 578 | 0 | -3.189 | -0.326 | -0.021 | 17.5 | 0 | 0.128
HV Sub Generation Intermittent | 576 | 0 | -0.398 | 0 | 0 | 17.5 | 0 | 0.128
LDNO LV: Domestic Unrestricted | 200 | 1 | 1.327 | 0 | 0 | 3.29 | 0 | 0
LDNO LV: Domestic Two Rate | 201 | 2 | 1.6236 | 0.065661 | 0 | 3.29 | 0 | 0
LDNO LV: Domestic Off Peak (related MPAN) | 202 | 2 | 0.13132 | 0 | 0 | 0 | 0 | 0
LDNO LV: Small Non Domestic Unrestricted | 203 | 3 | 1.195 | 0 | 0 | 4.2507 | 0 | 0
LDNO LV: Small Non Domestic Two Rate | 204 | 4 | 1.3872 | 0.058058 | 0 | 4.2507 | 0 | 0
LDNO LV: Small Non Domestic Off Peak (related MPAN) | 205 | 4 | 0.21634 | 0 | 0 | 0 | 0 | 0
LDNO LV: LV Medium Non-Domestic | 206 | 5-8 | 1.2324 | 0.050455 | 0 | 24.7853 | 0 | 0
LDNO LV: LV HH Metered | 207 | 0 | 5.3261 | 0.41747 | 0.033176 | 7.0015 | 2.1841 | 0.20597
LDNO LV: NHH UMS | 208 | 1&8 | 1.7279 | 0 | 0 | 0 | 0 | 0
LDNO LV: LV UMS (Pseudo HH Metered) | 209 | 0 | 16.8673 | 1.8516 | 0.56676 | 0 | 0 | 0
LDNO LV: LV Generation NHH | 210 | 8 | -0.692 | 0 | 0 | 0 | 0 | 0
LDNO LV: LV Generation Intermittent | 211 | 0 | -0.692 | 0 | 0 | 0 | 0 | 0.275
LDNO LV: LV Generation Non-Intermittent | 212 | 0 | -5.339 | -0.584 | -0.057 | 0 | 0 | 0.275
LDNO HV: Domestic Unrestricted | 213 | 1 | 0.93627 | 0 | 0 | 2.3212 | 0 | 0
LDNO HV: Domestic Two Rate | 214 | 2 | 1.1455 | 0.046326 | 0 | 2.3212 | 0 | 0
LDNO HV: Domestic Off Peak (related MPAN) | 215 | 2 | 0.092652 | 0 | 0 | 0 | 0 | 0
LDNO HV: Small Non Domestic Unrestricted | 216 | 3 | 0.84313 | 0 | 0 | 2.999 | 0 | 0
LDNO HV: Small Non Domestic Two Rate | 217 | 4 | 0.9787 | 0.040962 | 0 | 2.999 | 0 | 0
LDNO HV: Small Non Domestic Off Peak (related MPAN) | 218 | 4 | 0.15263 | 0 | 0 | 0 | 0 | 0
LDNO HV: LV Medium Non-Domestic | 219 | 5-8 | 0.86947 | 0.035598 | 0 | 17.4869 | 0 | 0
LDNO HV: LV HH Metered | 220 | 0 | 3.7578 | 0.29454 | 0.023407 | 4.9398 | 1.541 | 0.14532
LDNO HV: LV Sub HH Metered | 221 | 0 | 5.1791 | 0.36203 | 0.021124 | 7.3789 | 3.0302 | 0.17045
LDNO HV: HV HH Metered | 222 | 0 | 3.6749 | 0.21529 | 0.0099366 | 84.3869 | 4.0575 | 0.11841
LDNO HV: NHH UMS | 223 | 1&8 | 1.2191 | 0 | 0 | 0 | 0 | 0
LDNO HV: LV UMS (Pseudo HH Metered) | 224 | 0 | 11.9004 | 1.3064 | 0.39987 | 0 | 0 | 0
LDNO HV: LV Generation NHH | 225 | 8 | -0.692 | 0 | 0 | 0 | 0 | 0
LDNO HV: LV Sub Generation NHH | 226 | 8 | -0.583 | 0 | 0 | 0 | 0 | 0
LDNO HV: LV Generation Intermittent | 227 | 0 | -0.692 | 0 | 0 | 0 | 0 | 0.275
LDNO HV: LV Generation Non-Intermittent | 228 | 0 | -5.339 | -0.584 | -0.057 | 0 | 0 | 0.275
LDNO HV: LV Sub Generation Intermittent | 229 | 0 | -0.583 | 0 | 0 | 0 | 0 | 0.248
LDNO HV: LV Sub Generation Non-Intermittent | 230 | 0 | -4.54 | -0.489 | -0.044 | 0 | 0 | 0.248
LDNO HV: HV Generation Intermittent | 231 | 0 | -0.379 | 0 | 0 | 0 | 0 | 0.203
LDNO HV: HV Generation Non-Intermittent | 232 | 0 | -3.046 | -0.309 | -0.02 | 0 | 0 | 0.203

## Summary
CDCM model 100: Summary statistics |  | WPD West Midlands |  | 2012/13 |  | April Tariffs 2012/13
3801. Workbook build options and main parameters
Include a 132kV/HV network level
Network model: 500 MW at time of GSP peak
Standing charges factors: 100/0/0 LV NHH, 100/100/20 network, 100/100/0 substation
Put some 132kV costs into HV capacity charges
Operating expenditure allocated by asset values
LV circuit costs by exit point for profile classes 1-4
Revenue matching by £/kW/year at transmission exit level
Scaler subject to capping of each tariff component to zero
Data sources:
x1 = 1010. Annuity proportion for customer-contributed assets (in Financial and general assumptions)
x2 = 3510. Net revenues by tariff from scaler (in Scaler)
x3 = 3607. Total net revenues (£/year) (in Revenue forecast summary)
x4 = 3402. Allowed revenue (£/year)
x5 = 3607. Deviation from target revenue (£/year) (in Workbook build options and main parameters) (in Revenue forecast summary)
Kind: | Copy cells | Cell summation | Cell-by-cell calculation | Cell-by-cell calculation
Formula: | = x1 | =SUM(x2) | =x3-x4 | =x5/x4
| Annuity proportion for customer-contributed assets | Total net revenues from scaler (£/year) | Deviation from target revenue (£/year) | Over/under recovery
Workbook build options and main parameters | 0 | 79809012.5875 | -11883.5865 | -0.002838%
3802. Revenue summary
Data sources:
x1 = 1053. Rate 1 units (MWh) by tariff (in Volume forecasts for the charging year)
x2 = 1053. Rate 2 units (MWh) by tariff (in Volume forecasts for the charging year)
x3 = 1053. Rate 3 units (MWh) by tariff (in Volume forecasts for the charging year)
x4 = 1053. MPANs by tariff (in Volume forecasts for the charging year)
x5 = 1010. Days in the charging period (in Financial and general assumptions)
x6 = 3605. Fixed charge p/MPAN/day (in Tariffs)
x7 = 3605. Capacity charge p/kVA/day (in Tariffs)
x8 = 1053. Import capacity (kVA) by tariff (in Volume forecasts for the charging year)
x9 = 3605. Unit rate 1 p/kWh (in Tariffs)
x10 = 3605. Unit rate 2 p/kWh (in Tariffs)
x11 = 3605. Unit rate 3 p/kWh (in Tariffs)
x12 = 3605. Reactive power charge p/kVArh (in Tariffs)
x13 = 1053. Reactive power units (MVArh) by tariff (in Volume forecasts for the charging year)
x14 = All units (MWh) (in Revenue summary)
x15 = Net revenues (£/year) (in Revenue summary)
x16 = MPANs by tariff (in Volume forecasts for the charging year) (copy) (in Revenue summary)
x17 = Revenues from unit rates (£/year) (in Revenue summary)
x18 = Net revenues from unit rate 1 (£/year) (in Revenue summary)
x19 = Net revenues from unit rate 2 (£/year) (in Revenue summary)
x20 = Net revenues from unit rate 3 (£/year) (in Revenue summary)
x21 = Revenues from fixed charges (£/year) (in Revenue summary)
x22 = Revenues from capacity charges (£/year) (in Revenue summary)
x23 = Revenues from reactive power charges (£/year) (in Revenue summary)
Kind: | Cell-by-cell calculation | Copy cells | Cell-by-cell calculation | Cell-by-cell calculation | Cell-by-cell calculation | Cell-by-cell calculation | Cell-by-cell calculation | Cell-by-cell calculation | Cell-by-cell calculation | Cell-by-cell calculation | Cell-by-cell calculation | Cell-by-cell calculation | Cell-by-cell calculation | Cell-by-cell calculation | Cell-by-cell calculation | Cell-by-cell calculation | Cell-by-cell calculation | Cell-by-cell calculation | Cell-by-cell calculation
Formula: | =x1+x2+x3 | = x4 | =0.01*x5*(x6*x4+x7*x8)+10*(x9*x1+x10*x2+x11*x3+x12*x13) | =10*(x9*x1+x10*x2+x11*x3) | =x6*x5*x4/100 | =x7*x5*x8/100 | =x12*x13*10 | =IF(x14<>0,0.1*x15/x14,"") | =IF(x16<>0,x15/x16,"") | =IF(x14<>0,0.1*x17/x14,0) | =x9*x1*10 | =x10*x2*10 | =x11*x3*10 | =IF(x17<>0,x18/x17,"") | =IF(x17<>0,x19/x17,"") | =IF(x17<>0,x20/x17,"") | =IF(x15<>0,x21/x15,"") | =IF(x15<>0,x22/x15,"") | =IF(x15<>0,x23/x15,"")
| All units (MWh) | MPANs | Net revenues (£/year) | Revenues from unit rates (£/year) | Revenues from fixed charges (£/year) | Revenues from capacity charges (£/year) | Revenues from reactive power charges (£/year) | Average p/kWh | Average £/MPAN/year | Average unit rate p/kWh | Net revenues from unit rate 1 (£/year) | Net revenues from unit rate 2 (£/year) | Net revenues from unit rate 3 (£/year) | Rate 1 revenue proportion | Rate 2 revenue proportion | Rate 3 revenue proportion | Fixed charge proportion | Capacity charge proportion | Reactive power charge proportion
> Domestic Unrestricted
Domestic Unrestricted | 7374893.6776 | 1915000 | 174869168.6106 | 141597958.6106 | 33271210 | 0 | 0 | 2.3711 | 91.3155 | 1.92 | 141597958.6106 | 0 | 0 | 100% | 0% | 0% | 19.03% | 0% | 0%
LDNO LV: Domestic Unrestricted | 3887.858 | 2150 | 77411.5073 | 51593.5426 | 25817.9647 | 0 | 0 | 1.9911 | 36.0054 | 1.327 | 51593.5426 | 0 | 0 | 100% | 0% | 0% | 33.35% | 0% | 0%
LDNO HV: Domestic Unrestricted | 16980.869 | 7000 | 218293.5918 | 158987.461 | 59306.1308 | 0 | 0 | 1.2855 | 31.1848 | 0.93627 | 158987.461 | 0 | 0 | 100% | 0% | 0% | 27.17% | 0% | 0%
> Domestic Two Rate
Domestic Two Rate | 1992070.0423 | 320000 | 32522115.2129 | 26962435.2129 | 5559680 | 0 | 0 | 1.6326 | 101.6316 | 1.3535 | 26126600.0054 | 835835.2075 | 0 | 96.9% | 3.1% | 0% | 17.1% | 0% | 0%
LDNO LV: Domestic Two Rate | 435.075 | 92 | 5524.9356 | 4420.1668 | 1104.7687 | 0 | 0 | 1.2699 | 60.0536 | 1.016 | 4308.75 | 111.4168 | 0 | 97.48% | 2.521% | 0% | 20% | 0% | 0%
LDNO HV: Domestic Two Rate | 511.59 | 160 | 4957.8365 | 3602.2678 | 1355.5687 | 0 | 0 | 0.9691 | 30.9865 | 0.70413 | 3507.1053 | 95.1625 | 0 | 97.36% | 2.642% | 0% | 27.34% | 0% | 0%
> Domestic Off Peak (related MPAN)
Domestic Off Peak (related MPAN) | 50009.2812 | 12000 | 95017.6343 | 95017.6343 | 0 | 0 | 0 | 0.19 | 7.9181 | 0.19 | 95017.6343 | 0 | 0 | 100% | 0% | 0% | 0% | 0% | 0%
LDNO LV: Domestic Off Peak (related MPAN) | 0 | 0 | 0 | 0 | 0 | 0 | 0 |  |  | 0 | 0 | 0 | 0
LDNO HV: Domestic Off Peak (related MPAN) | 0 | 0 | 0 | 0 | 0 | 0 | 0 |  |  | 0 | 0 | 0 | 0
> Small Non Domestic Unrestricted
Small Non Domestic Unrestricted | 1681001.5856 | 131000 | 32005139.9142 | 29064517.4142 | 2940622.5 | 0 | 0 | 1.9039 | 244.314 | 1.729 | 29064517.4142 | 0 | 0 | 100% | 0% | 0% | 9.188% | 0% | 0%
LDNO LV: Small Non Domestic Unrestricted | 285.749 | 296 | 8007.2248 | 3414.7856 | 4592.4392 | 0 | 0 | 2.8022 | 27.0514 | 1.195 | 3414.7856 | 0 | 0 | 100% | 0% | 0% | 57.35% | 0% | 0%
LDNO HV: Small Non Domestic Unrestricted | 5564.434 | 60 | 47572.4299 | 46915.6484 | 656.7816 | 0 | 0 | 0.85494 | 792.8738 | 0.84313 | 46915.6484 | 0 | 0 | 100% | 0% | 0% | 1.381% | 0% | 0%
> Small Non Domestic Two Rate
Small Non Domestic Two Rate | 676618.1924 | 31900 | 10030298.8828 | 9314223.6328 | 716075.25 | 0 | 0 | 1.4824 | 314.4294 | 1.3766 | 9127898.9874 | 186324.6454 | 0 | 98% | 2% | 0% | 7.139% | 0% | 0%
LDNO LV: Small Non Domestic Two Rate | 333.22 | 6 | 3638.7954 | 3545.7055 | 93.09 | 0 | 0 | 1.092 | 606.4659 | 1.0641 | 3498.6761 | 47.0294 | 0 | 98.67% | 1.326% | 0% | 2.558% | 0% | 0%
LDNO HV: Small Non Domestic Two Rate | 1312.631 | 35 | 10036.8056 | 9653.683 | 383.1226 | 0 | 0 | 0.76463 | 286.7659 | 0.73545 | 9514.2062 | 139.4768 | 0 | 98.56% | 1.445% | 0% | 3.817% | 0% | 0%
> Small Non Domestic Off Peak (related MPAN)
Small Non Domestic Off Peak (related MPAN) | 8802.9317 | 1035 | 27553.1761 | 27553.1761 | 0 | 0 | 0 | 0.313 | 26.6214 | 0.313 | 27553.1761 | 0 | 0 | 100% | 0% | 0% | 0% | 0% | 0%
LDNO LV: Small Non Domestic Off Peak (related MPAN) | 0 | 0 | 0 | 0 | 0 | 0 | 0 |  |  | 0 | 0 | 0 | 0
LDNO HV: Small Non Domestic Off Peak (related MPAN) | 0 | 0 | 0 | 0 | 0 | 0 | 0 |  |  | 0 | 0 | 0 | 0
> LV Medium Non-Domestic
LV Medium Non-Domestic | 1633909.3291 | 17669.5677 | 25891183.9387 | 23578431.8952 | 2312752.0435 | 0 | 0 | 1.5846 | 1465.2981 | 1.4431 | 23341323.9916 | 237107.9037 | 0 | 98.99% | 1.006% | 0% | 8.933% | 0% | 0%
LDNO LV: LV Medium Non-Domestic | 264.939 | 7 | 3093.9071 | 2460.6429 | 633.2642 | 0 | 0 | 1.1678 | 441.9867 | 0.92876 | 2426.3056 | 34.3373 | 0 | 98.6% | 1.395% | 0% | 20.47% | 0% | 0%
LDNO HV: LV Medium Non-Domestic | 9148.126 | 58 | 69068.4964 | 65366.5265 | 3701.9698 | 0 | 0 | 0.755 | 1190.8361 | 0.71453 | 64761.463 | 605.0635 | 0 | 99.07% | 0.9256% | 0% | 5.36% | 0% | 0%
> LV Sub Medium Non-Domestic
LV Sub Medium Non-Domestic | 0 | 1 | 36.9745 | 0 | 36.9745 | 0 | 0 |  | 36.9745 | 0 | 0 | 0 | 0 |  |  |  | 100% | 0% | 0%
> HV Medium Non-Domestic
HV Medium Non-Domestic | 44710.2585 | 355 | 670119.8962 | 311715.4462 | 358404.45 | 0 | 0 | 1.4988 | 1887.6617 | 0.69719 | 310382.7198 | 1332.7263 | 0 | 99.57% | 0.4275% | 0% | 53.48% | 0% | 0%
> LV HH Metered
LV HH Metered | 1894396.2705 | 5900 | 33203900.2784 | 21469873.0648 | 218149.55 | 10957300 | 558577.6636 | 1.7527 | 5627.7797 | 1.1333 | 16023614.4863 | 5037053.7217 | 409204.8567 | 74.63% | 23.46% | 1.906% | 0.657% | 33% | 1.682%
LDNO LV: LV HH Metered | 0 | 0 | 0 | 0 | 0 | 0 | 0 |  |  | 0 | 0 | 0 | 0
LDNO HV: LV HH Metered | 33131.5076 | 69 | 310024.8836 | 197569.3063 | 1244.0938 | 109677.1842 | 1534.2993 | 0.93574 | 4493.1143 | 0.59632 | 153268.1614 | 40738.2755 | 3562.8695 | 77.58% | 20.62% | 1.803% | 0.4013% | 35.38% | 0.4949%
> LV Sub HH Metered
LV Sub HH Metered | 1793.1893 | 17 | 138211.756 | 16111.1895 | 628.5665 | 121472 | 0 | 7.7076 | 8130.1033 | 0.89847 | 12368.7104 | 3475.7113 | 266.7678 | 76.77% | 21.57% | 1.656% | 0.4548% | 87.89% | 0%
LDNO HV: LV Sub HH Metered | 0 | 0 | 0 | 0 | 0 | 0 | 0 |  |  | 0 | 0 | 0 | 0
> HV HH Metered
HV HH Metered | 8066977.14 | 3710 | 98484444.1225 | 44131137.0822 | 1380014.265 | 51168985 | 1804307.7753 | 1.2208 | 26545.6723 | 0.54706 | 35319507.4311 | 8323243.2285 | 488386.4226 | 80.03% | 18.86% | 1.107% | 1.401% | 51.96% | 1.832%
LDNO HV: HV HH Metered | 11682.1316 | 9 | 185433.7261 | 69285.1031 | 2772.1107 | 112553.9992 | 822.5131 | 1.5873 | 20603.7473 | 0.59309 | 57997.3381 | 10781.3755 | 506.3894 | 83.71% | 15.56% | 0.7309% | 1.495% | 60.7% | 0.4436%
> HV Sub HH Metered
HV Sub HH Metered | 0 | 0 | 0 | 0 | 0 | 0 | 0 |  |  | 0 | 0 | 0 | 0
> NHH UMS
NHH UMS | 107026.9023 | 1682.0499 | 2675672.5564 | 2675672.5564 | 0 | 0 | 0 | 2.5 | 1590.7213 | 2.5 | 2675672.5564 | 0 | 0 | 100% | 0% | 0% | 0% | 0% | 0%
LDNO LV: NHH UMS | 34.034 | 13 | 588.0804 | 588.0804 | 0 | 0 | 0 | 1.7279 | 45.237 | 1.7279 | 588.0804 | 0 | 0 | 100% | 0% | 0% | 0% | 0% | 0%
LDNO HV: NHH UMS | 288.575 | 34 | 3518.0374 | 3518.0374 | 0 | 0 | 0 | 1.2191 | 103.4717 | 1.2191 | 3518.0374 | 0 | 0 | 100% | 0% | 0% | 0% | 0% | 0%
> LV UMS (Pseudo HH Metered)
LV UMS (Pseudo HH Metered) | 243318.9652 | 16 | 5790363.9123 | 5790363.9123 | 0 | 0 | 0 | 2.3797 | 361897.7445 | 2.3797 | 3450570.1169 | 663655.6805 | 1676138.1149 | 59.59% | 11.46% | 28.95% | 0% | 0% | 0%
LDNO LV: LV UMS (Pseudo HH Metered) | 0 | 0 | 0 | 0 | 0 | 0 | 0 |  |  | 0 | 0 | 0 | 0
LDNO HV: LV UMS (Pseudo HH Metered) | 0 | 0 | 0 | 0 | 0 | 0 | 0 |  |  | 0 | 0 | 0 | 0
> LV Generation NHH
LV Generation NHH | 297.333 | 76 | -2057.5444 | -2057.5444 | 0 | 0 | 0 | -0.692 | -27.073 | -0.692 | -2057.5444 | 0 | 0 | 100% | 0% | 0% | 0% | 0% | 0%
LDNO LV: LV Generation NHH | 0 | 0 | 0 | 0 | 0 | 0 | 0 |  |  | 0 | 0 | 0 | 0
LDNO HV: LV Generation NHH | 0 | 0 | 0 | 0 | 0 | 0 | 0 |  |  | 0 | 0 | 0 | 0
> LV Sub Generation NHH
LV Sub Generation NHH | 0 | 0 | 0 | 0 | 0 | 0 | 0 |  |  | 0 | 0 | 0 | 0
LDNO HV: LV Sub Generation NHH | 0 | 0 | 0 | 0 | 0 | 0 | 0 |  |  | 0 | 0 | 0 | 0
> LV Generation Intermittent
LV Generation Intermittent | 32.1196 | 2 | -222.2679 | -222.2679 | 0 | 0 | 0 | -0.692 | -111.1339 | -0.692 | -222.2679 | 0 | 0 | 100% | 0% | 0% | 0% | 0% | 0%
LDNO LV: LV Generation Intermittent | 0 | 0 | 0 | 0 | 0 | 0 | 0 |  |  | 0 | 0 | 0 | 0
LDNO HV: LV Generation Intermittent | 0 | 0 | 0 | 0 | 0 | 0 | 0 |  |  | 0 | 0 | 0 | 0
> LV Generation Non-Intermittent
LV Generation Non-Intermittent | 1044.299 | 19 | -7709.1786 | -7709.1786 | 0 | 0 | 0 | -0.73822 | -405.7462 | -0.73822 | -5553.4142 | -1794.9999 | -360.7644 | 72.04% | 23.28% | 4.68% | 0% | 0% | 0%
LDNO LV: LV Generation Non-Intermittent | 0 | 0 | 0 | 0 | 0 | 0 | 0 |  |  | 0 | 0 | 0 | 0
LDNO HV: LV Generation Non-Intermittent | 0 | 0 | 0 | 0 | 0 | 0 | 0 |  |  | 0 | 0 | 0 | 0
> LV Sub Generation Intermittent
LV Sub Generation Intermittent | 0 | 0 | 0 | 0 | 0 | 0 | 0 |  |  | 0 | 0 | 0 | 0
LDNO HV: LV Sub Generation Intermittent | 0 | 0 | 0 | 0 | 0 | 0 | 0 |  |  | 0 | 0 | 0 | 0
> LV Sub Generation Non-Intermittent
LV Sub Generation Non-Intermittent | 0 | 0 | 0 | 0 | 0 | 0 | 0 |  |  | 0 | 0 | 0 | 0
LDNO HV: LV Sub Generation Non-Intermittent | 0 | 0 | 0 | 0 | 0 | 0 | 0 |  |  | 0 | 0 | 0 | 0
> HV Generation Intermittent
HV Generation Intermittent | 755.841 | 2 | -1974.6021 | -2864.6374 | 127.75 | 0 | 762.2853 | -0.26125 | -987.301 | -0.379 | -2864.6374 | 0 | 0 | 100% | 0% | 0% | -6.47% | 0% | -38.6%
LDNO HV: HV Generation Intermittent | 0 | 0 | 0 | 0 | 0 | 0 | 0 |  |  | 0 | 0 | 0 | 0
> HV Generation Non-Intermittent
HV Generation Non-Intermittent | 405870.895 | 76 | -1573588.2198 | -1579248.6156 | 4854.5 | 0 | 805.8958 | -0.38771 | -20705.1082 | -0.3891 | -1146243.8238 | -384225.8213 | -48778.9704 | 72.58% | 24.33% | 3.089% | -0.3085% | 0% | -0.05121%
LDNO HV: HV Generation Non-Intermittent | 0 | 0 | 0 | 0 | 0 | 0 | 0 |  |  | 0 | 0 | 0 | 0
> HV Sub Generation Non-Intermittent
HV Sub Generation Non-Intermittent | 0 | 0 | 0 | 0 | 0 | 0 | 0 |  |  | 0 | 0 | 0 | 0
> HV Sub Generation Intermittent
HV Sub Generation Intermittent | 0 | 0 | 0 | 0 | 0 | 0 | 0 |  |  | 0 | 0 | 0 | 0
3803. Revenue summary by tariff component
Data sources:
x1 = 3802. All units (MWh) (in Revenue summary)
x2 = 3802. MPANs by tariff (in Volume forecasts for the charging year) (copy) (in Revenue summary)
x3 = 3802. Net revenues (£/year) (in Revenue summary)
x4 = 3802. Revenues from unit rates (£/year) (in Revenue summary)
x5 = 3802. Revenues from fixed charges (£/year) (in Revenue summary)
x6 = 3802. Revenues from capacity charges (£/year) (in Revenue summary)
x7 = 3802. Revenues from reactive power charges (£/year) (in Revenue summary)
Kind: | Cell summation | Cell summation | Cell summation | Cell summation | Cell summation | Cell summation | Cell summation
Formula: | =SUM(x1) | =SUM(x2) | =SUM(x3) | =SUM(x4) | =SUM(x5) | =SUM(x6) | =SUM(x7)
| Total units (MWh) | Total MPANs | Total net revenues (£/year) | Total net revenues from unit rates (£/year) | Total revenues from fixed charges (£/year) | Total revenues from capacity charges (£/year) | Total revenues from reactive power charges (£/year)
Revenue summary by tariff component | 24267388.9924 | 2450449.6176 | 415764845.311 | 304063829.5408 | 46864217.1543 | 62469988.1834 | 2366810.4324

## M-ATW
CDCM model 100: Tariff matrices |  | WPD West Midlands |  | 2012/13 |  | April Tariffs 2012/13
This sheet provides matrices breaking down each tariff component into its elements.
This sheet is for information only. It can be deleted without affecting any calculations elsewhere in the model.
Domestic Unrestricted
Domestic Two Rate
Domestic Off Peak (related MPAN)
Small Non Domestic Unrestricted
Small Non Domestic Two Rate
Small Non Domestic Off Peak (related MPAN)
LV Medium Non-Domestic
LV Sub Medium Non-Domestic
HV Medium Non-Domestic
LV HH Metered
LV Sub HH Metered
HV HH Metered
HV Sub HH Metered
NHH UMS
LV UMS (Pseudo HH Metered)
LV Generation NHH
LV Sub Generation NHH
LV Generation Intermittent
LV Generation Non-Intermittent
LV Sub Generation Intermittent
LV Sub Generation Non-Intermittent
HV Generation Intermittent
HV Generation Non-Intermittent
HV Sub Generation Non-Intermittent
HV Sub Generation Intermittent
Domestic Unrestricted
| Rate 1 units (MWh) | MPANs | MWh/year | MWh/MPAN/year
Domestic Unrestricted | 7385861.4382 | 1919899.5105 | 7385861.4382 | 3.847
| Unit rate 1 p/kWh | Fixed charge p/MPAN/day | Revenue (£/year) | Average p/kWh | Average £/MPAN/year
Assets 132kV | 0.34941 | 0 | 25807155.838 | 0.34941 | 13.4419
Assets 132kV/EHV | 0.045353 | 0 | 3349697.592 | 0.045353 | 1.7447
Assets EHV | 0.036906 | 0 | 2725834.5919 | 0.036906 | 1.4198
Assets EHV/HV | 0.083386 | 0 | 6158764.4322 | 0.083386 | 3.2079
Assets 132kV/HV | 0.094242 | 0 | 6960620.4179 | 0.094242 | 3.6255
Assets HV | 0.2527 | 0 | 18664438.2275 | 0.2527 | 9.7216
Assets HV/LV | 0.10261 | 0 | 7578301.9121 | 0.10261 | 3.9472
Assets LV circuits | 0 | 0.42924 | 3007950.479 | 0.040726 | 1.5667
Assets LV customer |  | 0 | 0 | 0 | 0
Assets HV customer |  | 0 | 0 | 0 | 0
Transmission exit | 0.064187 | 0 | 4740792.9305 | 0.064187 | 2.4693
Operating 132kV | 0.12131 | 0 | 8959985.6895 | 0.12131 | 4.6669
Operating 132kV/EHV | 0.015746 | 0 | 1162981.4101 | 0.015746 | 0.60575
Operating EHV | 0.012813 | 0 | 946382.4332 | 0.012813 | 0.49293
Operating EHV/HV | 0.028951 | 0 | 2138261.2452 | 0.028951 | 1.1137
Operating 132kV/HV | 0.03272 | 0 | 2416657.6017 | 0.03272 | 1.2587
Operating HV | 0.14309 | 0 | 10568543.6944 | 0.14309 | 5.5047
Operating HV/LV | 0.099299 | 0 | 7334070.0467 | 0.099299 | 3.82
Operating LV circuits | 0 | 1.4281 | 10007650.7939 | 0.1355 | 5.2126
Operating LV customer |  | 2.9009 | 20328564.6339 | 0.27524 | 10.5883
Operating HV customer |  | 0 | 0 | 0 | 0
Scaler | 0.43718 | 0 | 32289455.6815 | 0.43718 | 16.8183
Rounding | 8.9304e-05 | 0.0017364 | 18764.0583 | 0.00025405 | 0.0097735
Total | 1.92 | 4.76 | 175164873.7097 | 2.3716 | 91.2365
Domestic Two Rate
| Rate 1 units (MWh) | Rate 2 units (MWh) | MPANs | MWh/year | MWh/MPAN/year
Domestic Two Rate | 1112576.2393 | 880043.9861 | 320141.6103 | 1992620.2254 | 6.2242
| Unit rate 1 p/kWh | Unit rate 2 p/kWh | Fixed charge p/MPAN/day | Average unit rate (p/kWh) | Revenue (£/year) | Average p/kWh | Average £/MPAN/year
Assets 132kV | 0.42573 | 0.01112 | 0 | 0.24261 | 4834389.7534 | 0.24261 | 15.1008
Assets 132kV/EHV | 0.055258 | 0.0014434 | 0 | 0.031491 | 627490.4456 | 0.031491 | 1.96
Assets EHV | 0.043491 | 0.0035847 | 0 | 0.025866 | 515419.0744 | 0.025866 | 1.61
Assets EHV/HV | 0.098264 | 0.0080992 | 0 | 0.058443 | 1164540.4577 | 0.058443 | 3.6376
Assets 132kV/HV | 0.11483 | 0.0029993 | 0 | 0.065437 | 1303915.5588 | 0.065437 | 4.0729
Assets HV | 0.29779 | 0.024545 | 0 | 0.17711 | 3529197.0776 | 0.17711 | 11.0239
Assets HV/LV | 0.12091 | 0.009966 | 0 | 0.071913 | 1432956.1188 | 0.071913 | 4.476
Assets LV circuits | 0 | 0 | 0.42924 | 0 | 501573.1838 | 0.025172 | 1.5667
Assets LV customer |  |  | 0 | 0 | 0 | 0 | 0
Assets HV customer |  |  | 0 | 0 | 0 | 0 | 0
Transmission exit | 0.083282 | 0 | 0 | 0.0465 | 926575.2268 | 0.0465 | 2.8943
Operating 132kV | 0.14781 | 0.0038608 | 0 | 0.084233 | 1678451.6388 | 0.084233 | 5.2428
Operating 132kV/EHV | 0.019185 | 0.00050112 | 0 | 0.010933 | 217858.3897 | 0.010933 | 0.68051
Operating EHV | 0.0151 | 0.0012446 | 0 | 0.0089806 | 178948.3336 | 0.0089806 | 0.55897
Operating EHV/HV | 0.034116 | 0.002812 | 0 | 0.020291 | 404316.7678 | 0.020291 | 1.2629
Operating 132kV/HV | 0.039866 | 0.0010413 | 0 | 0.022719 | 452706.4052 | 0.022719 | 1.4141
Operating HV | 0.16862 | 0.013898 | 0 | 0.10029 | 1998371.0769 | 0.10029 | 6.2421
Operating HV/LV | 0.11702 | 0.0096448 | 0 | 0.069596 | 1386775.1207 | 0.069596 | 4.3318
Operating LV circuits | 0 | 0 | 1.4281 | 0 | 1668767.2574 | 0.083747 | 5.2126
Operating LV customer |  |  | 2.9009 | 0 | 3389770.8612 | 0.17012 | 10.5883
Operating HV customer |  |  | 0 | 0 | 0 | 0 | 0
Scaler | 0.56723 | 0 | 0 | 0.31671 | 6310887.263 | 0.31671 | 19.7128
Rounding | 0.00049896 | 0.00023949 | 0.0017364 | 0.00038437 | 9687.9739 | 0.00048619 | 0.030262
Total | 2.349 | 0.095 | 4.76 | 1.3535 | 32532597.9849 | 1.6327 | 101.6194
Domestic Off Peak (related MPAN)
| Rate 1 units (MWh) | MWh/year
Domestic Off Peak (related MPAN) | 50009.2812 | 50009.2812
| Unit rate 1 p/kWh | Revenue (£/year) | Average p/kWh
Assets 132kV | 0.036718 | 18362.3937 | 0.036718
Assets 132kV/EHV | 0.0047659 | 2383.388 | 0.0047659
Assets EHV | 0.005085 | 2542.9723 | 0.005085
Assets EHV/HV | 0.011489 | 5745.6045 | 0.011489
Assets 132kV/HV | 0.0099034 | 4952.6439 | 0.0099034
Assets HV | 0.034818 | 17412.3367 | 0.034818
Assets HV/LV | 0.014137 | 7069.9125 | 0.014137
Assets LV circuits | 0 | 0 | 0
Transmission exit | 0.0020307 | 1015.5492 | 0.0020307
Operating 132kV | 0.012748 | 6375.2389 | 0.012748
Operating 132kV/EHV | 0.0016547 | 827.4884 | 0.0016547
Operating EHV | 0.0017655 | 882.8945 | 0.0017655
Operating EHV/HV | 0.0039889 | 1994.8163 | 0.0039889
Operating 132kV/HV | 0.0034384 | 1719.5083 | 0.0034384
Operating HV | 0.019715 | 9859.5542 | 0.019715
Operating HV/LV | 0.013682 | 6842.0649 | 0.013682
Operating LV circuits | 0 | 0 | 0
Scaler | 0.013831 | 6916.8872 | 0.013831
Rounding | 0.00022872 | 114.3809 | 0.00022872
Total | 0.19 | 95017.6343 | 0.19
Small Non Domestic Unrestricted
| Rate 1 units (MWh) | MPANs | MWh/year | MWh/MPAN/year
Small Non Domestic Unrestricted | 1683912.5418 | 131233.8443 | 1683912.5418 | 12.8314
| Unit rate 1 p/kWh | Fixed charge p/MPAN/day | Revenue (£/year) | Average p/kWh | Average £/MPAN/year
Assets 132kV | 0.31474 | 0 | 5299901.0988 | 0.31474 | 40.3852
Assets 132kV/EHV | 0.040852 | 0 | 687912.5332 | 0.040852 | 5.2419
Assets EHV | 0.033244 | 0 | 559792.5567 | 0.033244 | 4.2656
Assets EHV/HV | 0.075111 | 0 | 1264798.1276 | 0.075111 | 9.6377
Assets 132kV/HV | 0.08489 | 0 | 1429471.7338 | 0.08489 | 10.8926
Assets HV | 0.22763 | 0 | 3833032.8724 | 0.22763 | 29.2077
Assets HV/LV | 0.092423 | 0 | 1556322.2419 | 0.092423 | 11.8592
Assets LV circuits | 0 | 0.42924 | 205607.0658 | 0.01221 | 1.5667
Assets LV customer |  | 0 | 0 | 0 | 0
Assets HV customer |  | 0 | 0 | 0 | 0
Transmission exit | 0.057817 | 0 | 973595.6112 | 0.057817 | 7.4188
Operating 132kV | 0.10927 | 0 | 1840072.5093 | 0.10927 | 14.0213
Operating 132kV/EHV | 0.014183 | 0 | 238836.3325 | 0.014183 | 1.8199
Operating EHV | 0.011542 | 0 | 194354.3616 | 0.011542 | 1.481
Operating EHV/HV | 0.026078 | 0 | 439125.2254 | 0.026078 | 3.3461
Operating 132kV/HV | 0.029473 | 0 | 496298.25 | 0.029473 | 3.7818
Operating HV | 0.12889 | 0 | 2170414.9303 | 0.12889 | 16.5385
Operating HV/LV | 0.089444 | 0 | 1506165.4273 | 0.089444 | 11.477
Operating LV circuits | 0 | 1.4281 | 684068.348 | 0.040624 | 5.2126
Operating LV customer |  | 4.2961 | 2057841.0254 | 0.12221 | 15.6807
Operating HV customer |  | 0 | 0 | 0 | 0
Scaler | 0.39379 | 0 | 6631142.2583 | 0.39379 | 50.5292
Rounding | -0.00037937 | -0.0034336 | -8032.9404 | -0.00047704 | -0.061211
Total | 1.729 | 6.15 | 32060719.569 | 1.9039 | 244.3022
Small Non Domestic Two Rate
| Rate 1 units (MWh) | Rate 2 units (MWh) | MPANs | MWh/year | MWh/MPAN/year
Small Non Domestic Two Rate | 455451.5132 | 222037.0852 | 31921.2145 | 677488.5984 | 21.2238
| Unit rate 1 p/kWh | Unit rate 2 p/kWh | Fixed charge p/MPAN/day | Average unit rate (p/kWh) | Revenue (£/year) | Average p/kWh | Average £/MPAN/year
Assets 132kV | 0.37115 | 0.0098745 | 0 | 0.25275 | 1712328.9691 | 0.25275 | 53.6424
Assets 132kV/EHV | 0.048174 | 0.0012817 | 0 | 0.032806 | 222255.5736 | 0.032806 | 6.9626
Assets EHV | 0.038006 | 0.0031831 | 0 | 0.026593 | 180166.6099 | 0.026593 | 5.6441
Assets EHV/HV | 0.085871 | 0.0071919 | 0 | 0.060085 | 407069.3476 | 0.060085 | 12.7523
Assets 132kV/HV | 0.10011 | 0.0026633 | 0 | 0.06817 | 461843.6863 | 0.06817 | 14.4682
Assets HV | 0.26024 | 0.021795 | 0 | 0.18209 | 1233643.6597 | 0.18209 | 38.6465
Assets HV/LV | 0.10566 | 0.0088496 | 0 | 0.073934 | 500895.0171 | 0.073934 | 15.6916
Assets LV circuits | 0 | 0 | 0.42924 | 0 | 50011.6969 | 0.0073819 | 1.5667
Assets LV customer |  |  | 0 | 0 | 0 | 0 | 0
Assets HV customer |  |  | 0 | 0 | 0 | 0 | 0
Transmission exit | 0.067207 | 0 | 0 | 0.045181 | 306095.699 | 0.045181 | 9.5891
Operating 132kV | 0.12886 | 0.0034283 | 0 | 0.087751 | 594503.4453 | 0.087751 | 18.6241
Operating 132kV/EHV | 0.016726 | 0.00044499 | 0 | 0.01139 | 77164.9062 | 0.01139 | 2.4174
Operating EHV | 0.013195 | 0.0011051 | 0 | 0.0092329 | 62552.0401 | 0.0092329 | 1.9596
Operating EHV/HV | 0.029814 | 0.002497 | 0 | 0.020861 | 141330.395 | 0.020861 | 4.4275
Operating 132kV/HV | 0.034755 | 0.00092467 | 0 | 0.023668 | 160347.4961 | 0.023668 | 5.0232
Operating HV | 0.14736 | 0.012341 | 0 | 0.10311 | 698537.8698 | 0.10311 | 21.8832
Operating HV/LV | 0.10226 | 0.0085644 | 0 | 0.071551 | 484752.2815 | 0.071551 | 15.1859
Operating LV circuits | 0 | 0 | 1.4281 | 0 | 166392.2335 | 0.02456 | 5.2126
Operating LV customer |  |  | 4.2961 | 0 | 500547.5921 | 0.073883 | 15.6807
Operating HV customer |  |  | 0 | 0 | 0 | 0 | 0
Scaler | 0.45775 | 0 | 0 | 0.30773 | 2084812.3197 | 0.30773 | 65.3112
Rounding | -0.00012145 | -0.00014555 | -0.0034336 | -0.00012934 | -1276.3547 | -0.0001884 | -0.039985
Total | 2.007 | 0.084 | 6.15 | 1.3768 | 10043974.4838 | 1.4825 | 314.6489
Small Non Domestic Off Peak (related MPAN)
| Rate 1 units (MWh) | MWh/year
Small Non Domestic Off Peak (related MPAN) | 8802.9317 | 8802.9317
| Unit rate 1 p/kWh | Revenue (£/year) | Average p/kWh
Assets 132kV | 0.057298 | 5043.88 | 0.057298
Assets 132kV/EHV | 0.0074371 | 654.6817 | 0.0074371
Assets EHV | 0.0070515 | 620.737 | 0.0070515
Assets EHV/HV | 0.015932 | 1402.4964 | 0.015932
Assets 132kV/HV | 0.015454 | 1360.4186 | 0.015454
Assets HV | 0.048283 | 4250.3343 | 0.048283
Assets HV/LV | 0.019604 | 1725.7587 | 0.019604
Assets LV circuits | 0 | 0 | 0
Transmission exit | 0.0077161 | 679.2473 | 0.0077161
Operating 132kV | 0.019893 | 1751.1846 | 0.019893
Operating 132kV/EHV | 0.0025821 | 227.2989 | 0.0025821
Operating EHV | 0.0024482 | 215.5137 | 0.0024482
Operating EHV/HV | 0.0055315 | 486.9327 | 0.0055315
Operating 132kV/HV | 0.0053655 | 472.3237 | 0.0053655
Operating HV | 0.02734 | 2406.7075 | 0.02734
Operating HV/LV | 0.018973 | 1670.1413 | 0.018973
Operating LV circuits | 0 | 0 | 0
Scaler | 0.052555 | 4626.341 | 0.052555
Rounding | -0.00046373 | -40.8214 | -0.00046373
Total | 0.313 | 27553.1761 | 0.313
LV Medium Non-Domestic
| Rate 1 units (MWh) | Rate 2 units (MWh) | MPANs | MWh/year | MWh/MPAN/year
LV Medium Non-Domestic | 1312872.2243 | 325681.239 | 17702.6891 | 1638553.4634 | 92.5596
| Unit rate 1 p/kWh | Unit rate 2 p/kWh | Fixed charge p/MPAN/day | Average unit rate (p/kWh) | Revenue (£/year) | Average p/kWh | Average £/MPAN/year
Assets 132kV | 0.32917 | 0.0085537 | 0 | 0.26545 | 4349497.7862 | 0.26545 | 245.697
Assets 132kV/EHV | 0.042726 | 0.0011102 | 0 | 0.034454 | 564552.8067 | 0.034454 | 31.8908
Assets EHV | 0.033658 | 0.0027574 | 0 | 0.027516 | 450860.1591 | 0.027516 | 25.4685
Assets EHV/HV | 0.076046 | 0.00623 | 0 | 0.062169 | 1018675.7187 | 0.062169 | 57.5436
Assets 132kV/HV | 0.088784 | 0.0023071 | 0 | 0.071596 | 1173132.1068 | 0.071596 | 66.2686
Assets HV | 0.23046 | 0.01888 | 0 | 0.18841 | 3087146.8189 | 0.18841 | 174.3886
Assets HV/LV | 0.093574 | 0.0076659 | 0 | 0.076499 | 1253470.9245 | 0.076499 | 70.8068
Assets LV circuits | 0 | 0 | 5.9452 | 0 | 384148.212 | 0.023444 | 21.7
Assets LV customer |  |  | 0 | 0 | 0 | 0 | 0
Assets HV customer |  |  | 0 | 0 | 0 | 0 | 0
Transmission exit | 0.060095 | 0 | 0 | 0.04815 | 788965.6504 | 0.04815 | 44.5676
Operating 132kV | 0.11429 | 0.0029698 | 0 | 0.092161 | 1510102.0107 | 0.092161 | 85.3035
Operating 132kV/EHV | 0.014834 | 0.00038547 | 0 | 0.011962 | 196007.0726 | 0.011962 | 11.0722
Operating EHV | 0.011686 | 0.00095733 | 0 | 0.0095532 | 156534.1256 | 0.0095532 | 8.8424
Operating EHV/HV | 0.026402 | 0.002163 | 0 | 0.021585 | 353673.9933 | 0.021585 | 19.9785
Operating 132kV/HV | 0.030825 | 0.00080099 | 0 | 0.024857 | 407299.7022 | 0.024857 | 23.0078
Operating HV | 0.1305 | 0.010691 | 0 | 0.10668 | 1748064.7234 | 0.10668 | 98.7457
Operating HV/LV | 0.090558 | 0.0074189 | 0 | 0.074033 | 1213074.3363 | 0.074033 | 68.5249
Operating LV circuits | 0 | 0 | 19.7801 | 0 | 1278086.5861 | 0.078001 | 72.1973
Operating LV customer |  |  | 10.134 | 0 | 654804.6828 | 0.039962 | 36.989
Operating HV customer |  |  | 0 | 0 | 0 | 0 | 0
Scaler | 0.4093 | 0 | 0 | 0.32795 | 5373630.9044 | 0.32795 | 303.5488
Rounding | 9.2488e-05 | 0.0001093 | 0.00073972 | 9.583e-05 | 1618.0214 | 9.8747e-05 | 0.0914
Total | 1.783 | 0.073 | 35.86 | 1.4431 | 25963346.3421 | 1.5845 | 1466.6329
LV Sub Medium Non-Domestic
| Rate 1 units (MWh) | Rate 2 units (MWh) | MPANs | MWh/year | MWh/MPAN/year
LV Sub Medium Non-Domestic | 0 | 0 | 1 | 0 | 0
| Unit rate 1 p/kWh | Unit rate 2 p/kWh | Fixed charge p/MPAN/day | Average unit rate (p/kWh) | Revenue (£/year) | Average p/kWh | Average £/MPAN/year
Assets 132kV | 0.25143 | 0.0065336 | 0 | 0 | 0 |  | 0
Assets 132kV/EHV | 0.032635 | 0.00084804 | 0 | 0 | 0 |  | 0
Assets EHV | 0.025709 | 0.0021061 | 0 | 0 | 0 |  | 0
Assets EHV/HV | 0.058086 | 0.0047586 | 0 | 0 | 0 |  | 0
Assets 132kV/HV | 0.067816 | 0.0017622 | 0 | 0 | 0 |  | 0
Assets HV | 0.17603 | 0.014421 | 0 | 0 | 0 |  | 0
Assets HV/LV | 0 | 0 | 0 | 0 | 0 |  | 0
Assets LV circuits | 0 | 0 | 0 | 0 | 0 |  | 0
Assets LV customer |  |  | 0 | 0 | 0 |  | 0
Assets HV customer |  |  | 0 | 0 | 0 |  | 0
Transmission exit | 0.045902 | 0 | 0 | 0 | 0 |  | 0
Operating 132kV | 0.087295 | 0.0022684 | 0 | 0 | 0 |  | 0
Operating 132kV/EHV | 0.011331 | 0.00029443 | 0 | 0 | 0 |  | 0
Operating EHV | 0.0089258 | 0.00073123 | 0 | 0 | 0 |  | 0
Operating EHV/HV | 0.020167 | 0.0016522 | 0 | 0 | 0 |  | 0
Operating 132kV/HV | 0.023545 | 0.00061182 | 0 | 0 | 0 |  | 0
Operating HV | 0.099677 | 0.0081659 | 0 | 0 | 0 |  | 0
Operating HV/LV | 0 | 0 | 0 | 0 | 0 |  | 0
Operating LV circuits | 0 | 0 | 0 | 0 | 0 |  | 0
Operating LV customer |  |  | 10.134 | 0 | 36.989 |  | 36.989
Operating HV customer |  |  | 0 | 0 | 0 |  | 0
Scaler | 0.31264 | 0 | 0 | 0 | 0 |  | 0
Rounding | -0.00019159 | -0.00015384 | -0.0039713 | 0 | -0.014495 |  | -0.014495
Total | 1.221 | 0.044 | 10.13 | 0 | 36.9745 | 0 | 36.9745
HV Medium Non-Domestic
| Rate 1 units (MWh) | Rate 2 units (MWh) | MPANs | MWh/year | MWh/MPAN/year
HV Medium Non-Domestic | 35190.7846 | 9519.4739 | 355 | 44710.2585 | 125.9444
| Unit rate 1 p/kWh | Unit rate 2 p/kWh | Fixed charge p/MPAN/day | Average unit rate (p/kWh) | Revenue (£/year) | Average p/kWh | Average £/MPAN/year
Assets 132kV | 0.26781 | 0.0070254 | 16.4077 | 0.21228 | 116171.9904 | 0.25983 | 327.245
Assets 132kV/EHV | 0.040349 | 0.0010585 | 0 | 0.031984 | 14300.0149 | 0.031984 | 40.2817
Assets EHV | 0.025452 | 0.0021031 | 2.4374 | 0.020481 | 12315.2397 | 0.027545 | 34.6908
Assets EHV/HV | 0 | 0 | 20.4414 | 0 | 26486.9083 | 0.059241 | 74.611
Assets 132kV/HV | 0 | 0 | 23.7181 | 0 | 30732.6672 | 0.068737 | 86.5709
Assets HV | 0 | 0 | 49.2306 | 0 | 63790.4899 | 0.14268 | 179.6915
Assets HV/LV | 0 | 0 | 0 | 0 | 0 | 0 | 0
Assets LV circuits | 0 | 0 | 0 | 0 | 0 | 0 | 0
Assets LV customer |  |  | 0 | 0 | 0 | 0 | 0
Assets HV customer |  |  | 0 | 0 | 0 | 0 | 0
Transmission exit | 0.055421 | 0 | 0 | 0.043621 | 19503.1913 | 0.043621 | 54.9386
Operating 132kV | 0.092979 | 0.0024392 | 5.6966 | 0.073702 | 40333.75 | 0.090211 | 113.6162
Operating 132kV/EHV | 0.014009 | 0.0003675 | 0 | 0.011104 | 4964.8218 | 0.011104 | 13.9854
Operating EHV | 0.0088367 | 0.00073016 | 0.84625 | 0.0071107 | 4275.7277 | 0.0095632 | 12.0443
Operating EHV/HV | 0 | 0 | 9.5601 | 0 | 12387.5238 | 0.027706 | 34.8944
Operating 132kV/HV | 0 | 0 | 11.0926 | 0 | 14373.2006 | 0.032147 | 40.4879
Operating HV | 0 | 0 | 35.2625 | 0 | 45691.3601 | 0.10219 | 128.7081
Operating HV/LV | 0 | 0 | 0 | 0 | 0 | 0 | 0
Operating LV circuits | 0 | 0 | 0 | 0 | 0 | 0 | 0
Operating LV customer |  |  | 0 | 0 | 0 | 0 | 0
Operating HV customer |  |  | 101.9071 | 0 | 132046.0912 | 0.29534 | 371.9608
Scaler | 0.37747 | 0 | 0 | 0.2971 | 132835.8866 | 0.2971 | 374.1856
Rounding | -0.00032671 | 0.00027617 | -0.0002207 | -0.00019835 | -88.9673 | -0.00019899 | -0.25061
Total | 0.882 | 0.014 | 276.6 | 0.69719 | 670119.8962 | 1.4988 | 1887.6617
LV HH Metered
| Rate 1 units (MWh) | Rate 2 units (MWh) | Rate 3 units (MWh) | MPANs | Import capacity (kVA) | Reactive power units (MVArh) | MWh/year | MWh/MPAN/year
LV HH Metered | 209925.8065 | 840694.0393 | 859932.7628 | 5933.6473 | 959509.0328 | 187957.0345 | 1910552.6086 | 321.9862
| Unit rate 1 p/kWh | Unit rate 2 p/kWh | Unit rate 3 p/kWh | Fixed charge p/MPAN/day | Capacity charge p/kVA/day | Reactive power charge p/kVArh | Average unit rate (p/kWh) | Revenue (£/year) | Average p/kWh | Average £/MPAN/year | Average p/kVA/day
Assets 132kV | 1.5293 | 0.16575 | 0.0079111 |  | 0 | 0.063448 | 0.25077 | 4791096.6714 | 0.25077 | 807.4455 | 1.368
Assets 132kV/EHV | 0.1985 | 0.021513 | 0.0010268 |  | 0 | 0.0082354 | 0.032549 | 621871.123 | 0.032549 | 104.8042 | 0.17757
Assets EHV | 0.14838 | 0.017966 | 0.0025502 |  | 0 | 0.0067016 | 0.026016 | 497055.4017 | 0.026016 | 83.7689 | 0.14193
Assets EHV/HV | 0.33525 | 0.040592 | 0.0057619 |  | 0 | 0.015142 | 0.058781 | 1123049.4828 | 0.058781 | 189.268 | 0.32067
Assets 132kV/HV | 0.41248 | 0.044704 | 0.0021338 |  | 0 | 0.017113 | 0.067637 | 1292238.6924 | 0.067637 | 217.7815 | 0.36898
Assets HV | 0.8128 | 0.098413 | 0.013969 |  | 0.36057 | 0.03671 | 0.14251 | 3985572.8399 | 0.20861 | 671.6902 | 1.138
Assets HV/LV | 0 | 0 | 0 |  | 0.73202 | 0 | 0 | 2563681.9574 | 0.13419 | 432.0584 | 0.73202
Assets LV circuits | 0 | 0 | 0 |  | 0.26741 | 0 | 0 | 936510.9812 | 0.049018 | 157.8306 | 0.26741
Assets LV customer |  |  |  | 0 |  |  | 0 | 0 | 0 | 0 | 0
Assets HV customer |  |  |  | 0 |  |  | 0 | 0 | 0 | 0 | 0
Transmission exit | 0.371 | 0.0075084 | 0 |  | 0 | 0.011656 | 0.045215 | 863860.1087 | 0.045215 | 145.5867 | 0.24666
Operating 132kV | 0.53096 | 0.057545 | 0.0027467 |  | 0 | 0.022029 | 0.087065 | 1663420.7149 | 0.087065 | 280.337 | 0.47496
Operating 132kV/EHV | 0.068917 | 0.0074692 | 0.00035651 |  | 0 | 0.0028593 | 0.011301 | 215907.4172 | 0.011301 | 36.387 | 0.061649
Operating EHV | 0.051517 | 0.0062376 | 0.0008854 |  | 0 | 0.0023267 | 0.0090326 | 172572.6505 | 0.0090326 | 29.0837 | 0.049275
Operating EHV/HV | 0.1164 | 0.014093 | 0.0020005 |  | 0 | 0.005257 | 0.020408 | 389911.5175 | 0.020408 | 65.7119 | 0.11133
Operating 132kV/HV | 0.14321 | 0.015521 | 0.00074082 |  | 0 | 0.0059415 | 0.023483 | 448652.3143 | 0.023483 | 75.6116 | 0.12811
Operating HV | 0.46024 | 0.055725 | 0.0079101 |  | 0.20417 | 0.020787 | 0.080696 | 2256789.0977 | 0.11812 | 380.3376 | 0.64439
Operating HV/LV | 0 | 0 | 0 |  | 0.70843 | 0 | 0 | 2481060.173 | 0.12986 | 418.1341 | 0.70843
Operating LV circuits | 0 | 0 | 0 |  | 0.88968 | 0 | 0 | 3115834.1636 | 0.16309 | 525.1128 | 0.88968
Operating LV customer |  |  |  | 10.134 |  |  | 0 | 219479.6531 | 0.011488 | 36.989 | 0.062669
Operating HV customer |  |  |  | 0 |  |  | 0 | 0 | 0 | 0 | 0
Scaler | 2.5269 | 0.05114 | 0 | 0 | 0 | 0.079386 | 0.30796 | 5883735.7176 | 0.30796 | 991.5884 | 1.68
Rounding | 0.00014585 | -0.00017279 | 6.733e-06 | -0.0039713 | -0.0022755 | 0.00040873 | -1.6764e-05 | -8375.516 | -0.00043838 | -1.4115 | -0.0023915
Total | 7.706 | 0.604 | 0.048 | 10.13 | 3.16 | 0.298 | 1.1634 | 33513925.162 | 1.7541 | 5648.1154 | 9.5694
LV Sub HH Metered
| Rate 1 units (MWh) | Rate 2 units (MWh) | Rate 3 units (MWh) | MPANs | Import capacity (kVA) | Reactive power units (MVArh) | MWh/year | MWh/MPAN/year
LV Sub HH Metered | 173.9622 | 699.3383 | 919.8888 | 17 | 8000 | 0 | 1793.1893 | 105.4817
| Unit rate 1 p/kWh | Unit rate 2 p/kWh | Unit rate 3 p/kWh | Fixed charge p/MPAN/day | Capacity charge p/kVA/day | Reactive power charge p/kVArh | Average unit rate (p/kWh) | Revenue (£/year) | Average p/kWh | Average £/MPAN/year | Average p/kVA/day
Assets 132kV | 1.6903 | 0.18319 | 0.0087438 |  | 0 | 0.061917 | 0.23991 | 4302.0115 | 0.23991 | 253.0595 | 0.14733
Assets 132kV/EHV | 0.21939 | 0.023778 | 0.0011349 |  | 0 | 0.0080366 | 0.031139 | 558.3892 | 0.031139 | 32.8464 | 0.019123
Assets EHV | 0.164 | 0.019857 | 0.0028186 |  | 0 | 0.0065398 | 0.0251 | 450.0947 | 0.0251 | 26.4762 | 0.015414
Assets EHV/HV | 0.37054 | 0.044865 | 0.0063685 |  | 0 | 0.014776 | 0.056712 | 1016.9462 | 0.056712 | 59.8204 | 0.034827
Assets 132kV/HV | 0.4559 | 0.04941 | 0.0023584 |  | 0 | 0.0167 | 0.064707 | 1160.3243 | 0.064707 | 68.2544 | 0.039737
Assets HV | 0 | 0 | 0 |  | 1.7594 | 0 | 0 | 51373.0202 | 2.8649 | 3021.9424 | 1.7594
Assets HV/LV | 0 | 0 | 0 |  | 0.71435 | 0 | 0 | 20858.9325 | 1.1632 | 1226.996 | 0.71435
Assets LV circuits | 0 | 0 | 0 |  | 0 | 0 | 0 | 0 | 0 | 0 | 0
Assets LV customer |  |  |  | 0 |  |  | 0 | 0 | 0 | 0 | 0
Assets HV customer |  |  |  | 0 |  |  | 0 | 0 | 0 | 0 | 0
Transmission exit | 0.41005 | 0.0082987 | 0 |  | 0 | 0.011374 | 0.043017 | 771.3768 | 0.043017 | 45.3751 | 0.026417
Operating 132kV | 0.58685 | 0.063602 | 0.0030358 |  | 0 | 0.021497 | 0.083294 | 1493.6152 | 0.083294 | 87.8597 | 0.051151
Operating 132kV/EHV | 0.076171 | 0.0082554 | 0.00039404 |  | 0 | 0.0027902 | 0.010811 | 193.8671 | 0.010811 | 11.4039 | 0.0066393
Operating EHV | 0.056939 | 0.0068941 | 0.0009786 |  | 0 | 0.0022706 | 0.0087145 | 156.2684 | 0.0087145 | 9.1923 | 0.0053517
Operating EHV/HV | 0.12865 | 0.015577 | 0.0022111 |  | 0 | 0.0051301 | 0.01969 | 353.0735 | 0.01969 | 20.769 | 0.012092
Operating 132kV/HV | 0.15828 | 0.017155 | 0.0008188 |  | 0 | 0.0057981 | 0.022466 | 402.8529 | 0.022466 | 23.6972 | 0.013796
Operating HV | 0 | 0 | 0 |  | 0.99621 | 0 | 0 | 29089.4375 | 1.6222 | 1711.1434 | 0.99621
Operating HV/LV | 0 | 0 | 0 |  | 0.69133 | 0 | 0 | 20186.6954 | 1.1257 | 1187.4527 | 0.69133
Operating LV circuits | 0 | 0 | 0 |  | 0 | 0 | 0 | 0 | 0 | 0 | 0
Operating LV customer |  |  |  | 10.134 |  |  | 0 | 628.8129 | 0.035067 | 36.989 | 0.021535
Operating HV customer |  |  |  | 0 |  |  | 0 | 0 | 0 | 0 | 0
Scaler | 2.7929 | 0.056523 | 0 | 0 | 0 | 0.077469 | 0.29299 | 5253.8334 | 0.29299 | 309.049 | 0.17993
Rounding | 6.1926e-05 | -0.00040557 | 0.0001375 | -0.0039713 | -0.0012358 | -0.00029831 | -8.1625e-05 | -37.7957 | -0.0021077 | -2.2233 | -0.0012944
Total | 7.11 | 0.497 | 0.029 | 10.13 | 4.16 | 0.234 | 0.89847 | 138211.756 | 7.7076 | 8130.1033 | 4.7333
HV HH Metered
| Rate 1 units (MWh) | Rate 2 units (MWh) | Rate 3 units (MWh) | MPANs | Import capacity (kVA) | Reactive power units (MVArh) | MWh/year | MWh/MPAN/year
HV HH Metered | 797149.7244 | 3205394.0785 | 4074106.767 | 3717.4525 | 2867293.2066 | 1262328.873 | 8076650.5699 | 2172.6305
| Unit rate 1 p/kWh | Unit rate 2 p/kWh | Unit rate 3 p/kWh | Fixed charge p/MPAN/day | Capacity charge p/kVA/day | Reactive power charge p/kVArh | Average unit rate (p/kWh) | Revenue (£/year) | Average p/kWh | Average £/MPAN/year | Average p/kVA/day
Assets 132kV | 1.1464 | 0.12425 | 0.0059305 |  | 0.46045 | 0.042724 | 0.17213 | 18721280.3095 | 0.2318 | 5036.051 | 1.7888
Assets 132kV/EHV | 0.17273 | 0.01872 | 0.00089352 |  | 0 | 0.0064371 | 0.025934 | 2094618.9765 | 0.025934 | 563.4555 | 0.20014
Assets EHV | 0.10329 | 0.012507 | 0.0017753 |  | 0.068402 | 0.0041906 | 0.016709 | 2065391.3287 | 0.025572 | 555.5932 | 0.19735
Assets EHV/HV | 0 | 0 | 0 |  | 0.57365 | 0 | 0 | 6003609.0854 | 0.074333 | 1614.9794 | 0.57365
Assets 132kV/HV | 0 | 0 | 0 |  | 0.6656 | 0 | 0 | 6965966.6465 | 0.086248 | 1873.8549 | 0.6656
Assets HV | 0 | 0 | 0 |  | 1.3816 | 0 | 0 | 14458960.657 | 0.17902 | 3889.481 | 1.3816
Assets HV/LV | 0 | 0 | 0 |  | 0 | 0 | 0 | 0 | 0 | 0 | 0
Assets LV circuits | 0 | 0 | 0 |  | 0 | 0 | 0 | 0 | 0 | 0 | 0
Assets LV customer |  |  |  | 0 |  |  | 0 | 0 | 0 | 0 | 0
Assets HV customer |  |  |  | 0 |  |  | 0 | 0 | 0 | 0 | 0
Transmission exit | 0.32284 | 0.0065336 | 0 |  | 0 | 0.0091104 | 0.03588 | 2897911.3717 | 0.03588 | 779.5423 | 0.2769
Operating 132kV | 0.39803 | 0.043138 | 0.002059 |  | 0.15986 | 0.014833 | 0.059762 | 6499840.7696 | 0.080477 | 1748.4664 | 0.62107
Operating 132kV/EHV | 0.05997 | 0.0064995 | 0.00031022 |  | 0 | 0.0022349 | 0.0090041 | 727230.7019 | 0.0090041 | 195.6261 | 0.069488
Operating EHV | 0.035863 | 0.0043422 | 0.00061636 |  | 0.023749 | 0.0014549 | 0.0058012 | 717083.1557 | 0.0088785 | 192.8964 | 0.068518
Operating EHV/HV | 0 | 0 | 0 |  | 0.26829 | 0 | 0 | 2807796.5781 | 0.034764 | 755.3013 | 0.26829
Operating 132kV/HV | 0 | 0 | 0 |  | 0.31129 | 0 | 0 | 3257876.5598 | 0.040337 | 876.3734 | 0.31129
Operating HV | 0 | 0 | 0 |  | 0.98958 | 0 | 0 | 10356552.8241 | 0.12823 | 2785.9274 | 0.98958
Operating HV/LV | 0 | 0 | 0 |  | 0 | 0 | 0 | 0 | 0 | 0 | 0
Operating LV circuits | 0 | 0 | 0 |  | 0 | 0 | 0 | 0 | 0 | 0 | 0
Operating LV customer |  |  |  | 0 |  |  | 0 | 0 | 0 | 0 | 0
Operating HV customer |  |  |  | 101.9071 |  |  | 0 | 1382746.6744 | 0.01712 | 371.9608 | 0.13212
Scaler | 2.1988 | 0.0445 | 0 | 0 | 0 | 0.062051 | 0.24438 | 19737622.4139 | 0.24438 | 5309.4485 | 1.8859
Rounding | 2.9592e-05 | -0.00048938 | 0.00041512 | 0.0029259 | -0.0024509 | -3.6554e-05 | 1.2386e-05 | -24610.2039 | -0.00030471 | -6.6202 | -0.0023515
Total | 4.438 | 0.26 | 0.012 | 101.91 | 4.9 | 0.143 | 0.56961 | 98669877.8486 | 1.2217 | 26542.3374 | 9.428
HV Sub HH Metered
| Rate 1 units (MWh) | Rate 2 units (MWh) | Rate 3 units (MWh) | MPANs | Import capacity (kVA) | Reactive power units (MVArh) | MWh/year | MWh/MPAN/year
HV Sub HH Metered | 0 | 0 | 0 | 0 | 0 | 0 | 0
| Unit rate 1 p/kWh | Unit rate 2 p/kWh | Unit rate 3 p/kWh | Fixed charge p/MPAN/day | Capacity charge p/kVA/day | Reactive power charge p/kVArh | Average unit rate (p/kWh) | Revenue (£/year) | Average p/kWh | Average £/MPAN/year | Average p/kVA/day
Assets 132kV | 1.2342 | 0.13376 | 0.0063844 |  | 0 | 0.048786 | 0 | 0
Assets 132kV/EHV | 0.52106 | 0.056472 | 0.0026955 |  | 0 | 0.020597 | 0 | 0
Assets EHV | 0 | 0 | 0 |  | 1.0944 | 0 | 0 | 0
Assets EHV/HV | 0 | 0 | 0 |  | 1.8355 | 0 | 0 | 0
Assets 132kV/HV | 0 | 0 | 0 |  | 0 | 0 | 0 | 0
Assets HV | 0 | 0 | 0 |  | 0 | 0 | 0 | 0
Assets HV/LV | 0 | 0 | 0 |  | 0 | 0 | 0 | 0
Assets LV circuits | 0 | 0 | 0 |  | 0 | 0 | 0 | 0
Assets LV customer |  |  |  | 0 |  |  | 0 | 0
Assets HV customer |  |  |  | 0 |  |  | 0 | 0
Transmission exit | 0.2994 | 0.0060594 | 0 |  | 0 | 0.0089621 | 0 | 0
Operating 132kV | 0.42849 | 0.04644 | 0.0022166 |  | 0 | 0.016938 | 0 | 0
Operating 132kV/EHV | 0.18091 | 0.019607 | 0.00093583 |  | 0 | 0.0071512 | 0 | 0
Operating EHV | 0 | 0 | 0 |  | 0.37995 | 0 | 0 | 0
Operating EHV/HV | 0 | 0 | 0 |  | 0.85846 | 0 | 0 | 0
Operating 132kV/HV | 0 | 0 | 0 |  | 0 | 0 | 0 | 0
Operating HV | 0 | 0 | 0 |  | 0 | 0 | 0 | 0
Operating HV/LV | 0 | 0 | 0 |  | 0 | 0 | 0 | 0
Operating LV circuits | 0 | 0 | 0 |  | 0 | 0 | 0 | 0
Operating LV customer |  |  |  | 0 |  |  | 0 | 0
Operating HV customer |  |  |  | 101.9071 |  |  | 0 | 0
Scaler | 2.0392 | 0.04127 | 0 | 0 | 0 | 0.06104 | 0 | 0
Rounding | -0.00027425 | 0.00039298 | -0.00023226 | 0.0029259 | 0.0016993 | -0.00047509 | 0 | 0
Total | 4.703 | 0.304 | 0.012 | 101.91 | 4.17 | 0.163 | 0 | 0 | 0 | 0 | 0
NHH UMS
| Rate 1 units (MWh) | MWh/year
NHH UMS | 107191.147 | 107191.147
| Unit rate 1 p/kWh | Revenue (£/year) | Average p/kWh
Assets 132kV | 0.31461 | 337235.4953 | 0.31461
Assets 132kV/EHV | 0.040836 | 43772.2364 | 0.040836
Assets EHV | 0.03323 | 35619.8949 | 0.03323
Assets EHV/HV | 0.075081 | 80479.7703 | 0.075081
Assets 132kV/HV | 0.084856 | 90958.0385 | 0.084856
Assets HV | 0.22754 | 243897.8983 | 0.22754
Assets HV/LV | 0.092386 | 99029.6031 | 0.092386
Assets LV circuits | 0.034352 | 36822.5439 | 0.034352
Assets LV customer | 0 | 0 | 0
Transmission exit | 0.057794 | 61950.401 | 0.057794
Operating 132kV | 0.10923 | 117084.7819 | 0.10923
Operating 132kV/EHV | 0.014178 | 15197.2815 | 0.014178
Operating EHV | 0.011537 | 12366.8703 | 0.011537
Operating EHV/HV | 0.026067 | 27941.7691 | 0.026067
Operating 132kV/HV | 0.029461 | 31579.7188 | 0.029461
Operating HV | 0.12884 | 138104.6439 | 0.12884
Operating HV/LV | 0.089409 | 95838.0986 | 0.089409
Operating LV circuits | 0.11429 | 122511.0463 | 0.11429
Operating LV customer | 0.6225 | 667264.208 | 0.6225
Scaler | 0.39364 | 421943.0707 | 0.39364
Rounding | 0.00016914 | 181.3036 | 0.00016914
Total | 2.5 | 2679778.6742 | 2.5
LV UMS (Pseudo HH Metered)
| Rate 1 units (MWh) | Rate 2 units (MWh) | Rate 3 units (MWh) | MWh/year
LV UMS (Pseudo HH Metered) | 14139.3629 | 24772.5151 | 204407.0872 | 243318.9652
| Unit rate 1 p/kWh | Unit rate 2 p/kWh | Unit rate 3 p/kWh | Average unit rate (p/kWh) | Revenue (£/year) | Average p/kWh
Assets 132kV | 3.8285 | 0.41493 | 0.019805 | 0.28136 | 684592.8556 | 0.28136
Assets 132kV/EHV | 0.49693 | 0.053857 | 0.0025706 | 0.036519 | 88858.263 | 0.036519
Assets EHV | 0.37146 | 0.044976 | 0.0063842 | 0.031528 | 76713.6036 | 0.031528
Assets EHV/HV | 0.83928 | 0.10162 | 0.014425 | 0.071235 | 173327.103 | 0.071235
Assets 132kV/HV | 1.0326 | 0.11191 | 0.0053417 | 0.075886 | 184646.1128 | 0.075886
Assets HV | 2.5435 | 0.30796 | 0.043714 | 0.21588 | 525276.3022 | 0.21588
Assets HV/LV | 1.0327 | 0.12504 | 0.017749 | 0.087653 | 213277.3758 | 0.087653
Assets LV circuits | 0.384 | 0.046494 | 0.0065998 | 0.032592 | 79303.7161 | 0.032592
Assets LV customer | 0 | 0 | 0 | 0 | 0 | 0
Transmission exit | 0.92877 | 0.018797 | 0 | 0.055885 | 135978.9234 | 0.055885
Operating 132kV | 1.3292 | 0.14406 | 0.006876 | 0.097684 | 237683.7737 | 0.097684
Operating 132kV/EHV | 0.17253 | 0.018698 | 0.00089249 | 0.012679 | 30850.6977 | 0.012679
Operating EHV | 0.12897 | 0.015615 | 0.0022165 | 0.010946 | 26634.1938 | 0.010946
Operating EHV/HV | 0.29139 | 0.035281 | 0.005008 | 0.024732 | 60177.4319 | 0.024732
Operating 132kV/HV | 0.35851 | 0.038855 | 0.0018546 | 0.026347 | 64107.2786 | 0.026347
Operating HV | 1.4402 | 0.17438 | 0.024753 | 0.12224 | 297432.2336 | 0.12224
Operating HV/LV | 0.99944 | 0.12101 | 0.017177 | 0.084829 | 206403.9189 | 0.084829
Operating LV circuits | 1.2776 | 0.15469 | 0.021958 | 0.10844 | 263848.7245 | 0.10844
Operating LV customer | 0.6225 | 0.6225 | 0.6225 | 0.6225 | 1514659.0105 | 0.6225
Scaler | 6.3259 | 0.12802 | 0 | 0.38063 | 926150.0102 | 0.38063
Rounding | 5.3309e-05 | 0.00030136 | 0.00017621 | 0.00018181 | 442.3835 | 0.00018181
Total | 24.404 | 2.679 | 0.82 | 2.3797 | 5790363.9123 | 2.3797
LV Generation NHH
| Rate 1 units (MWh) | MPANs | MWh/year | MWh/MPAN/year
LV Generation NHH | 297.333 | 76 | 297.333 | 3.9123
| Unit rate 1 p/kWh | Fixed charge p/MPAN/day | Revenue (£/year) | Average p/kWh | Average £/MPAN/year
Assets 132kV | -0.16297 |  | -484.561 | -0.16297 | -6.3758
Assets 132kV/EHV | -0.021153 |  | -62.8947 | -0.021153 | -0.82756
Assets EHV | -0.017213 |  | -51.1809 | -0.017213 | -0.67343
Assets EHV/HV | -0.038892 |  | -115.6384 | -0.038892 | -1.5216
Assets 132kV/HV | -0.043955 |  | -130.6942 | -0.043955 | -1.7197
Assets HV | -0.11786 |  | -350.4477 | -0.11786 | -4.6112
Assets HV/LV | -0.047856 |  | -142.2919 | -0.047856 | -1.8723
Assets LV circuits | 0 |  | 0 | 0 | 0
Assets LV customer |  | 0 | 0 | 0 | 0
Assets HV customer |  | 0 | 0 | 0 | 0
Transmission exit | -0.029938 |  | -89.0142 | -0.029938 | -1.1712
Operating 132kV | -0.056581 |  | -168.2347 | -0.056581 | -2.2136
Operating 132kV/EHV | -0.0073441 |  | -21.8364 | -0.0073441 | -0.28732
Operating EHV | -0.0059763 |  | -17.7695 | -0.0059763 | -0.23381
Operating EHV/HV | -0.013503 |  | -40.1485 | -0.013503 | -0.52827
Operating 132kV/HV | -0.015261 |  | -45.3757 | -0.015261 | -0.59705
Operating HV | -0.066739 |  | -198.4374 | -0.066739 | -2.611
Operating HV/LV | -0.046314 |  | -137.7062 | -0.046314 | -1.8119
Operating LV circuits | 0 |  | 0 | 0 | 0
Operating LV customer |  | 0 | 0 | 0 | 0
Operating HV customer |  | 0 | 0 | 0 | 0
Scaler | 0 | 0 | 0 | 0 | 0
Rounding | -0.00044163 | 0 | -1.3131 | -0.00044163 | -0.017278
Total | -0.692 | 0 | -2057.5444 | -0.692 | -27.073
LV Sub Generation NHH
| Rate 1 units (MWh) | MPANs | MWh/year | MWh/MPAN/year
LV Sub Generation NHH | 0 | 0 | 0
| Unit rate 1 p/kWh | Fixed charge p/MPAN/day | Revenue (£/year) | Average p/kWh | Average £/MPAN/year
Assets 132kV | -0.15903 |  | 0
Assets 132kV/EHV | -0.020642 |  | 0
Assets EHV | -0.016798 |  | 0
Assets EHV/HV | -0.037953 |  | 0
Assets 132kV/HV | -0.042894 |  | 0
Assets HV | -0.11502 |  | 0
Assets HV/LV | 0 |  | 0
Assets LV circuits | 0 |  | 0
Assets LV customer |  | 0 | 0
Assets HV customer |  | 0 | 0
Transmission exit | -0.029215 |  | 0
Operating 132kV | -0.055215 |  | 0
Operating 132kV/EHV | -0.0071668 |  | 0
Operating EHV | -0.005832 |  | 0
Operating EHV/HV | -0.013177 |  | 0
Operating 132kV/HV | -0.014892 |  | 0
Operating HV | -0.065128 |  | 0
Operating HV/LV | 0 |  | 0
Operating LV circuits | 0 |  | 0
Operating LV customer |  | 0 | 0
Operating HV customer |  | 0 | 0
Scaler | 0 | 0 | 0
Rounding | -3.3122e-05 | 0 | 0
Total | -0.583 | 0 | 0 | 0 | 0
LV Generation Intermittent
| Rate 1 units (MWh) | MPANs | Reactive power units (MVArh) | MWh/year | MWh/MPAN/year
LV Generation Intermittent | 32.1196 | 2 | 0 | 32.1196 | 16.0598
| Unit rate 1 p/kWh | Fixed charge p/MPAN/day | Reactive power charge p/kVArh | Revenue (£/year) | Average p/kWh | Average £/MPAN/year
Assets 132kV | -0.16297 |  | 0.043514 | -52.3451 | -0.16297 | -26.1725
Assets 132kV/EHV | -0.021153 |  | 0.018371 | -6.7942 | -0.021153 | -3.3971
Assets EHV | -0.017213 |  | 0.01495 | -5.5289 | -0.017213 | -2.7644
Assets EHV/HV | -0.038892 |  | 0.033778 | -12.4919 | -0.038892 | -6.246
Assets 132kV/HV | -0.043955 |  | 0.016946 | -14.1183 | -0.043955 | -7.0592
Assets HV | -0.11786 |  | 0.031471 | -37.8574 | -0.11786 | -18.9287
Assets HV/LV | -0.047856 |  | 0.012778 | -15.3712 | -0.047856 | -7.6856
Assets LV circuits | 0 |  | 0.0047513 | 0 | 0 | 0
Assets LV customer |  | 0 |  | 0 | 0 | 0
Assets HV customer |  | 0 |  | 0 | 0 | 0
Transmission exit | -0.029938 |  | 0.0079936 | -9.6158 | -0.029938 | -4.8079
Operating 132kV | -0.056581 |  | 0.015108 | -18.1737 | -0.056581 | -9.0868
Operating 132kV/EHV | -0.0073441 |  | 0.0063784 | -2.3589 | -0.0073441 | -1.1794
Operating EHV | -0.0059763 |  | 0.0051905 | -1.9196 | -0.0059763 | -0.95978
Operating EHV/HV | -0.013503 |  | 0.011727 | -4.3371 | -0.013503 | -2.1685
Operating 132kV/HV | -0.015261 |  | 0.0058836 | -4.9017 | -0.015261 | -2.4509
Operating HV | -0.066739 |  | 0.01782 | -21.4364 | -0.066739 | -10.7182
Operating HV/LV | -0.046314 |  | 0.012366 | -14.8758 | -0.046314 | -7.4379
Operating LV circuits | 0 |  | 0.015808 | 0 | 0 | 0
Operating LV customer |  | 0 |  | 0 | 0 | 0
Operating HV customer |  | 0 |  | 0 | 0 | 0
Scaler | 0 | 0 | 0 | 0 | 0 | 0
Rounding | -0.00044163 | 0 | 0.000165 | -0.14185 | -0.00044163 | -0.070924
Total | -0.692 | 0 | 0.275 | -222.2679 | -0.692 | -111.1339
LV Generation Non-Intermittent
| Rate 1 units (MWh) | Rate 2 units (MWh) | Rate 3 units (MWh) | MPANs | Reactive power units (MVArh) | MWh/year | MWh/MPAN/year
LV Generation Non-Intermittent | 104.016 | 307.363 | 632.92 | 19 | 0 | 1044.299 | 54.9631
| Unit rate 1 p/kWh | Unit rate 2 p/kWh | Unit rate 3 p/kWh | Fixed charge p/MPAN/day | Reactive power charge p/kVArh | Average unit rate (p/kWh) | Revenue (£/year) | Average p/kWh | Average £/MPAN/year
Assets 132kV | -1.2943 | -0.14027 | -0.0066952 |  | 0.043514 | -0.17426 | -1819.7502 | -0.17426 | -95.7763
Assets 132kV/EHV | -0.16799 | -0.018207 | -0.00086902 |  | 0.018371 | -0.022618 | -236.1985 | -0.022618 | -12.4315
Assets EHV | -0.12558 | -0.015205 | -0.0021582 |  | 0.01495 | -0.018291 | -191.0125 | -0.018291 | -10.0533
Assets EHV/HV | -0.28373 | -0.034353 | -0.0048764 |  | 0.033778 | -0.041327 | -431.5746 | -0.041327 | -22.7145
Assets 132kV/HV | -0.34908 | -0.037833 | -0.0018058 |  | 0.016946 | -0.047 | -490.817 | -0.047 | -25.8325
Assets HV | -0.85985 | -0.10411 | -0.014778 |  | 0.031471 | -0.12524 | -1307.9082 | -0.12524 | -68.8373
Assets HV/LV | -0.34912 | -0.042271 | -0.0060003 |  | 0.012778 | -0.050852 | -531.0486 | -0.050852 | -27.9499
Assets LV circuits | 0 | 0 | 0 |  | 0.0047513 | 0 | 0 | 0 | 0
Assets LV customer |  |  |  | 0 |  | 0 | 0 | 0 | 0
Assets HV customer |  |  |  | 0 |  | 0 | 0 | 0 | 0
Transmission exit | -0.31398 | -0.0063544 | 0 |  | 0.0079936 | -0.033144 | -346.1218 | -0.033144 | -18.2169
Operating 132kV | -0.44935 | -0.048701 | -0.0023245 |  | 0.015108 | -0.0605 | -631.799 | -0.0605 | -33.2526
Operating 132kV/EHV | -0.058325 | -0.0063212 | -0.00030171 |  | 0.0063784 | -0.0078527 | -82.0058 | -0.0078527 | -4.3161
Operating EHV | -0.043599 | -0.0052789 | -0.00074932 |  | 0.0051905 | -0.0063504 | -66.3176 | -0.0063504 | -3.4904
Operating EHV/HV | -0.098507 | -0.011927 | -0.001693 |  | 0.011727 | -0.014348 | -149.8384 | -0.014348 | -7.8862
Operating 132kV/HV | -0.1212 | -0.013135 | -0.00062696 |  | 0.0058836 | -0.016318 | -170.4067 | -0.016318 | -8.9688
Operating HV | -0.48688 | -0.058951 | -0.0083679 |  | 0.01782 | -0.070917 | -740.5894 | -0.070917 | -38.9784
Operating HV/LV | -0.33787 | -0.040909 | -0.0058069 |  | 0.012366 | -0.049213 | -513.934 | -0.049213 | -27.0492
Operating LV circuits | 0 | 0 | 0 |  | 0.015808 | 0 | 0 | 0 | 0
Operating LV customer |  |  |  | 0 |  | 0 | 0 | 0 | 0
Operating HV customer |  |  |  | 0 |  | 0 | 0 | 0 | 0
Scaler | 0 | 0 | 0 | 0 | 0 | 0 | 0 | 0 | 0
Rounding | 0.00032352 | -0.00017262 | 5.3383e-05 | 0 | 0.000165 | 1.3772e-05 | 0.14382 | 1.3772e-05 | 0.0075693
Total | -5.339 | -0.584 | -0.057 | 0 | 0.275 | -0.73822 | -7709.1786 | -0.73822 | -405.7462
LV Sub Generation Intermittent
| Rate 1 units (MWh) | MPANs | Reactive power units (MVArh) | MWh/year | MWh/MPAN/year
LV Sub Generation Intermittent | 0 | 0 | 0 | 0
| Unit rate 1 p/kWh | Fixed charge p/MPAN/day | Reactive power charge p/kVArh | Revenue (£/year) | Average p/kWh | Average £/MPAN/year
Assets 132kV | -0.15903 |  | 0.042464 | 0
Assets 132kV/EHV | -0.020642 |  | 0.017928 | 0
Assets EHV | -0.016798 |  | 0.014589 | 0
Assets EHV/HV | -0.037953 |  | 0.032962 | 0
Assets 132kV/HV | -0.042894 |  | 0.016537 | 0
Assets HV | -0.11502 |  | 0.030711 | 0
Assets HV/LV | 0 |  | 0.01247 | 0
Assets LV circuits | 0 |  | 0 | 0
Assets LV customer |  | 0 |  | 0
Assets HV customer |  | 0 |  | 0
Transmission exit | -0.029215 |  | 0.0078006 | 0
Operating 132kV | -0.055215 |  | 0.014743 | 0
Operating 132kV/EHV | -0.0071668 |  | 0.0062244 | 0
Operating EHV | -0.005832 |  | 0.0050652 | 0
Operating EHV/HV | -0.013177 |  | 0.011444 | 0
Operating 132kV/HV | -0.014892 |  | 0.0057416 | 0
Operating HV | -0.065128 |  | 0.01739 | 0
Operating HV/LV | 0 |  | 0.012068 | 0
Operating LV circuits | 0 |  | 0 | 0
Operating LV customer |  | 0 |  | 0
Operating HV customer |  | 0 |  | 0
Scaler | 0 | 0 | 0 | 0
Rounding | -3.3122e-05 | 0 | -0.00013734 | 0
Total | -0.583 | 0 | 0.248 | 0 | 0 | 0
LV Sub Generation Non-Intermittent
| Rate 1 units (MWh) | Rate 2 units (MWh) | Rate 3 units (MWh) | MPANs | Reactive power units (MVArh) | MWh/year | MWh/MPAN/year
LV Sub Generation Non-Intermittent | 0 | 0 | 0 | 0 | 0 | 0
| Unit rate 1 p/kWh | Unit rate 2 p/kWh | Unit rate 3 p/kWh | Fixed charge p/MPAN/day | Reactive power charge p/kVArh | Average unit rate (p/kWh) | Revenue (£/year) | Average p/kWh | Average £/MPAN/year
Assets 132kV | -1.263 | -0.13688 | -0.0065336 |  | 0.042464 | 0 | 0
Assets 132kV/EHV | -0.16394 | -0.017767 | -0.00084804 |  | 0.017928 | 0 | 0
Assets EHV | -0.12254 | -0.014838 | -0.0021061 |  | 0.014589 | 0 | 0
Assets EHV/HV | -0.27688 | -0.033524 | -0.0047586 |  | 0.032962 | 0 | 0
Assets 132kV/HV | -0.34066 | -0.03692 | -0.0017622 |  | 0.016537 | 0 | 0
Assets HV | -0.83909 | -0.1016 | -0.014421 |  | 0.030711 | 0 | 0
Assets HV/LV | 0 | 0 | 0 |  | 0.01247 | 0 | 0
Assets LV circuits | 0 | 0 | 0 |  | 0 | 0 | 0
Assets LV customer |  |  |  | 0 |  | 0 | 0
Assets HV customer |  |  |  | 0 |  | 0 | 0
Transmission exit | -0.3064 | -0.006201 | 0 |  | 0.0078006 | 0 | 0
Operating 132kV | -0.43851 | -0.047525 | -0.0022684 |  | 0.014743 | 0 | 0
Operating 132kV/EHV | -0.056917 | -0.0061686 | -0.00029443 |  | 0.0062244 | 0 | 0
Operating EHV | -0.042546 | -0.0051514 | -0.00073123 |  | 0.0050652 | 0 | 0
Operating EHV/HV | -0.096129 | -0.011639 | -0.0016522 |  | 0.011444 | 0 | 0
Operating 132kV/HV | -0.11827 | -0.012818 | -0.00061182 |  | 0.0057416 | 0 | 0
Operating HV | -0.47513 | -0.057528 | -0.0081659 |  | 0.01739 | 0 | 0
Operating HV/LV | 0 | 0 | 0 |  | 0.012068 | 0 | 0
Operating LV circuits | 0 | 0 | 0 |  | 0 | 0 | 0
Operating LV customer |  |  |  | 0 |  | 0 | 0
Operating HV customer |  |  |  | 0 |  | 0 | 0
Scaler | 0 | 0 | 0 | 0 | 0 | 0 | 0
Rounding | 1.5005e-05 | -0.00043938 | 0.00015384 | 0 | -0.00013734 | 0 | 0
Total | -4.54 | -0.489 | -0.044 | 0 | 0.248 | 0 | 0 | 0 | 0
HV Generation Intermittent
| Rate 1 units (MWh) | MPANs | Reactive power units (MVArh) | MWh/year | MWh/MPAN/year
HV Generation Intermittent | 755.841 | 2 | 375.51 | 755.841 | 377.9205
| Unit rate 1 p/kWh | Fixed charge p/MPAN/day | Reactive power charge p/kVArh | Revenue (£/year) | Average p/kWh | Average £/MPAN/year
Assets 132kV | -0.15798 |  | 0.042181 | -1035.6511 | -0.13702 | -517.8256
Assets 132kV/EHV | -0.020505 |  | 0.017809 | -88.1107 | -0.011657 | -44.0554
Assets EHV | -0.016686 |  | 0.014492 | -71.7006 | -0.0094862 | -35.8503
Assets EHV/HV | -0.027987 |  | 0.024307 | -120.2626 | -0.015911 | -60.1313
Assets 132kV/HV | -0.031631 |  | 0.012195 | -193.2866 | -0.025572 | -96.6433
Assets HV | 0 |  | 0.024116 | 90.5596 | 0.011981 | 45.2798
Assets HV/LV | 0 |  | 0 | 0 | 0 | 0
Assets LV circuits | 0 |  | 0 | 0 | 0 | 0
Assets LV customer |  | 0 |  | 0 | 0 | 0
Assets HV customer |  | 0 |  | 0 | 0 | 0
Transmission exit | -0.02902 |  | 0.0077487 | -190.2498 | -0.025171 | -95.1249
Operating 132kV | -0.054848 |  | 0.014645 | -359.5677 | -0.047572 | -179.7838
Operating 132kV/EHV | -0.0071191 |  | 0.006183 | -30.5912 | -0.0040473 | -15.2956
Operating EHV | -0.0057932 |  | 0.0050314 | -24.8937 | -0.0032935 | -12.4469
Operating EHV/HV | -0.013089 |  | 0.011368 | -56.245 | -0.0074414 | -28.1225
Operating 132kV/HV | -0.014793 |  | 0.0057034 | -90.3972 | -0.01196 | -45.1986
Operating HV | 0 |  | 0.017274 | 64.8653 | 0.0085819 | 32.4327
Operating HV/LV | 0 |  | 0 | 0 | 0 | 0
Operating LV circuits | 0 |  | 0 | 0 | 0 | 0
Operating LV customer |  | 0 |  | 0 | 0 | 0
Operating HV customer |  | 17.4958 |  | 127.7191 | 0.016898 | 63.8596
Scaler | 0 | 0 | 0 | 0 | 0 | 0
Rounding | 0.00044681 | 0.0042273 | -5.2698e-05 | 3.2101 | 0.00042471 | 1.6051
Total | -0.379 | 17.5 | 0.203 | -1974.6021 | -0.26125 | -987.301
HV Generation Non-Intermittent
| Rate 1 units (MWh) | Rate 2 units (MWh) | Rate 3 units (MWh) | MPANs | Reactive power units (MVArh) | MWh/year | MWh/MPAN/year
HV Generation Non-Intermittent | 37631.117 | 124344.926 | 243894.852 | 76 | 396.993 | 405870.895 | 5340.4065
| Unit rate 1 p/kWh | Unit rate 2 p/kWh | Unit rate 3 p/kWh | Fixed charge p/MPAN/day | Reactive power charge p/kVArh | Average unit rate (p/kWh) | Revenue (£/year) | Average p/kWh | Average £/MPAN/year
Assets 132kV | -1.2546 | -0.13597 | -0.0064901 |  | 0.042181 | -0.16184 | -656856.7824 | -0.16184 | -8642.8524
Assets 132kV/EHV | -0.16284 | -0.017649 | -0.00084239 |  | 0.017809 | -0.020994 | -85209.2337 | -0.020994 | -1121.1741
Assets EHV | -0.12173 | -0.014739 | -0.0020921 |  | 0.014492 | -0.017045 | -69179.6242 | -0.017045 | -910.2582
Assets EHV/HV | -0.20417 | -0.024721 | -0.0035091 |  | 0.024307 | -0.028589 | -116034.2582 | -0.028589 | -1526.7666
Assets 132kV/HV | -0.2512 | -0.027225 | -0.0012995 |  | 0.012195 | -0.032401 | -131505.3078 | -0.032401 | -1730.333
Assets HV | 0 | 0 | 0 |  | 0.024116 | 2.3589e-05 | 95.7405 | 2.3589e-05 | 1.2597
Assets HV/LV | 0 | 0 | 0 |  | 0 | 0 | 0 | 0 | 0
Assets LV circuits | 0 | 0 | 0 |  | 0 | 0 | 0 | 0 | 0
Assets LV customer |  |  |  | 0 |  | 0 | 0 | 0 | 0
Assets HV customer |  |  |  | 0 |  | 0 | 0 | 0 | 0
Transmission exit | -0.30436 | -0.0061597 | 0 |  | 0.0077487 | -0.030099 | -122162.8272 | -0.030099 | -1607.4056
Operating 132kV | -0.43558 | -0.047208 | -0.0022533 |  | 0.014645 | -0.056189 | -228054.0873 | -0.056189 | -3000.7117
Operating 132kV/EHV | -0.056538 | -0.0061275 | -0.00029247 |  | 0.006183 | -0.007289 | -29583.7914 | -0.007289 | -389.2604
Operating EHV | -0.042263 | -0.0051171 | -0.00072636 |  | 0.0050314 | -0.0059178 | -24018.4717 | -0.0059178 | -316.0325
Operating EHV/HV | -0.095489 | -0.011562 | -0.0016411 |  | 0.011368 | -0.013371 | -54267.4562 | -0.013371 | -714.0455
Operating 132kV/HV | -0.11748 | -0.012733 | -0.00060775 |  | 0.0057034 | -0.015153 | -61503.0306 | -0.015153 | -809.2504
Operating HV | 0 | 0 | 0 |  | 0.017274 | 1.6896e-05 | 68.5763 | 1.6896e-05 | 0.90232
Operating HV/LV | 0 | 0 | 0 |  | 0 | 0 | 0 | 0 | 0
Operating LV circuits | 0 | 0 | 0 |  | 0 | 0 | 0 | 0 | 0
Operating LV customer |  |  |  | 0 |  | 0 | 0 | 0 | 0
Operating HV customer |  |  |  | 17.4958 |  | 0 | 4853.3274 | 0.0011958 | 63.8596
Scaler | 0 | 0 | 0 | 0 | 0 | 0 | 0 | 0 | 0
Rounding | 0.00026919 | 0.0002142 | -0.00024585 | 0.0042273 | -5.2698e-05 | -5.7202e-05 | -230.9931 | -5.6913e-05 | -3.0394
Total | -3.046 | -0.309 | -0.02 | 17.5 | 0.203 | -0.3889 | -1573588.2198 | -0.38771 | -20705.1082
HV Sub Generation Non-Intermittent
| Rate 1 units (MWh) | Rate 2 units (MWh) | Rate 3 units (MWh) | MPANs | Reactive power units (MVArh) | MWh/year | MWh/MPAN/year
HV Sub Generation Non-Intermittent | 0 | 0 | 0 | 0 | 0 | 0
| Unit rate 1 p/kWh | Unit rate 2 p/kWh | Unit rate 3 p/kWh | Fixed charge p/MPAN/day | Reactive power charge p/kVArh | Average unit rate (p/kWh) | Revenue (£/year) | Average p/kWh | Average £/MPAN/year
Assets 132kV | -1.2342 | -0.13376 | -0.0063844 |  | 0.041494 | 0 | 0
Assets 132kV/EHV | -0.52106 | -0.056472 | -0.0026955 |  | 0.017519 | 0 | 0
Assets EHV | -0.3895 | -0.04716 | -0.0066943 |  | 0.014256 | 0 | 0
Assets EHV/HV | 0 | 0 | 0 |  | 0 | 0 | 0
Assets 132kV/HV | 0 | 0 | 0 |  | 0.01616 | 0 | 0
Assets HV | 0 | 0 | 0 |  | 0 | 0 | 0
Assets HV/LV | 0 | 0 | 0 |  | 0 | 0 | 0
Assets LV circuits | 0 | 0 | 0 |  | 0 | 0 | 0
Assets LV customer |  |  |  | 0 |  | 0 | 0
Assets HV customer |  |  |  | 0 |  | 0 | 0
Transmission exit | -0.2994 | -0.0060594 | 0 |  | 0.0076225 | 0 | 0
Operating 132kV | -0.42849 | -0.04644 | -0.0022166 |  | 0.014406 | 0 | 0
Operating 132kV/EHV | -0.18091 | -0.019607 | -0.00093583 |  | 0.0060823 | 0 | 0
Operating EHV | -0.13523 | -0.016374 | -0.0023242 |  | 0.0049495 | 0 | 0
Operating EHV/HV | 0 | 0 | 0 |  | 0 | 0 | 0
Operating 132kV/HV | 0 | 0 | 0 |  | 0.0056105 | 0 | 0
Operating HV | 0 | 0 | 0 |  | 0 | 0 | 0
Operating HV/LV | 0 | 0 | 0 |  | 0 | 0 | 0
Operating LV circuits | 0 | 0 | 0 |  | 0 | 0 | 0
Operating LV customer |  |  |  | 0 |  | 0 | 0
Operating HV customer |  |  |  | 17.4958 |  | 0 | 0
Scaler | 0 | 0 | 0 | 0 | 0 | 0 | 0
Rounding | -0.00023249 | -0.00012942 | 0.00025073 | 0.0042273 | -9.924e-05 | 0 | 0
Total | -3.189 | -0.326 | -0.021 | 17.5 | 0.128 | 0 | 0 | 0 | 0
HV Sub Generation Intermittent
| Rate 1 units (MWh) | MPANs | Reactive power units (MVArh) | MWh/year | MWh/MPAN/year
HV Sub Generation Intermittent | 0 | 0 | 0 | 0
| Unit rate 1 p/kWh | Fixed charge p/MPAN/day | Reactive power charge p/kVArh | Revenue (£/year) | Average p/kWh | Average £/MPAN/year
Assets 132kV | -0.1554 |  | 0.041494 | 0
Assets 132kV/EHV | -0.06561 |  | 0.017519 | 0
Assets EHV | -0.053391 |  | 0.014256 | 0
Assets EHV/HV | 0 |  | 0 | 0
Assets 132kV/HV | 0 |  | 0.01616 | 0
Assets HV | 0 |  | 0 | 0
Assets HV/LV | 0 |  | 0 | 0
Assets LV circuits | 0 |  | 0 | 0
Assets LV customer |  | 0 |  | 0
Assets HV customer |  | 0 |  | 0
Transmission exit | -0.028548 |  | 0.0076225 | 0
Operating 132kV | -0.053954 |  | 0.014406 | 0
Operating 132kV/EHV | -0.022779 |  | 0.0060823 | 0
Operating EHV | -0.018537 |  | 0.0049495 | 0
Operating EHV/HV | 0 |  | 0 | 0
Operating 132kV/HV | 0 |  | 0.0056105 | 0
Operating HV | 0 |  | 0 | 0
Operating HV/LV | 0 |  | 0 | 0
Operating LV circuits | 0 |  | 0 | 0
Operating LV customer |  | 0 |  | 0
Operating HV customer |  | 17.4958 |  | 0
Scaler | 0 | 0 | 0 | 0
Rounding | 0.00022279 | 0.0042273 | -9.924e-05 | 0
Total | -0.398 | 17.5 | 0.128 | 0 | 0 | 0

## M-Rev
CDCM model 100: Revenue matrix |  | WPD West Midlands |  | 2012/13 |  | April Tariffs 2012/13
This sheet is for information only.
3901. Revenue matrix by tariff
Revenue matrix by tariff, charging element and network level
| Assets 132kV | Assets 132kV/EHV | Assets EHV | Assets EHV/HV | Assets 132kV/HV | Assets HV | Assets HV/LV | Assets LV circuits | Assets LV customer | Assets HV customer | Transmission exit | Operating 132kV | Operating 132kV/EHV | Operating EHV | Operating EHV/HV | Operating 132kV/HV | Operating HV | Operating HV/LV | Operating LV circuits | Operating LV customer | Operating HV customer | Scaler | Rounding | Total revenue by tariff (£/year)
Domestic Unrestricted | 25807155.838 | 3349697.592 | 2725834.5919 | 6158764.4322 | 6960620.4179 | 18664438.2275 | 7578301.9121 | 3007950.479 | 0 | 0 | 4740792.9305 | 8959985.6895 | 1162981.4101 | 946382.4332 | 2138261.2452 | 2416657.6017 | 10568543.6944 | 7334070.0467 | 10007650.7939 | 20328564.6339 | 0 | 32289455.6815 | 18764.0583 | 175164873.7097
Domestic Two Rate | 4834389.7534 | 627490.4456 | 515419.0744 | 1164540.4577 | 1303915.5588 | 3529197.0776 | 1432956.1188 | 501573.1838 | 0 | 0 | 926575.2268 | 1678451.6388 | 217858.3897 | 178948.3336 | 404316.7678 | 452706.4052 | 1998371.0769 | 1386775.1207 | 1668767.2574 | 3389770.8612 | 0 | 6310887.263 | 9687.9739 | 32532597.9849
Domestic Off Peak (related MPAN) | 18362.3937 | 2383.388 | 2542.9723 | 5745.6045 | 4952.6439 | 17412.3367 | 7069.9125 | 0 |  |  | 1015.5492 | 6375.2389 | 827.4884 | 882.8945 | 1994.8163 | 1719.5083 | 9859.5542 | 6842.0649 | 0 |  |  | 6916.8872 | 114.3809 | 95017.6343
Small Non Domestic Unrestricted | 5299901.0988 | 687912.5332 | 559792.5567 | 1264798.1276 | 1429471.7338 | 3833032.8724 | 1556322.2419 | 205607.0658 | 0 | 0 | 973595.6112 | 1840072.5093 | 238836.3325 | 194354.3616 | 439125.2254 | 496298.25 | 2170414.9303 | 1506165.4273 | 684068.348 | 2057841.0254 | 0 | 6631142.2583 | -8032.9404 | 32060719.569
Small Non Domestic Two Rate | 1712328.9691 | 222255.5736 | 180166.6099 | 407069.3476 | 461843.6863 | 1233643.6597 | 500895.0171 | 50011.6969 | 0 | 0 | 306095.699 | 594503.4453 | 77164.9062 | 62552.0401 | 141330.395 | 160347.4961 | 698537.8698 | 484752.2815 | 166392.2335 | 500547.5921 | 0 | 2084812.3197 | -1276.3547 | 10043974.4838
Small Non Domestic Off Peak (related MPAN) | 5043.88 | 654.6817 | 620.737 | 1402.4964 | 1360.4186 | 4250.3343 | 1725.7587 | 0 |  |  | 679.2473 | 1751.1846 | 227.2989 | 215.5137 | 486.9327 | 472.3237 | 2406.7075 | 1670.1413 | 0 |  |  | 4626.341 | -40.8214 | 27553.1761
LV Medium Non-Domestic | 4349497.7862 | 564552.8067 | 450860.1591 | 1018675.7187 | 1173132.1068 | 3087146.8189 | 1253470.9245 | 384148.212 | 0 | 0 | 788965.6504 | 1510102.0107 | 196007.0726 | 156534.1256 | 353673.9933 | 407299.7022 | 1748064.7234 | 1213074.3363 | 1278086.5861 | 654804.6828 | 0 | 5373630.9044 | 1618.0214 | 25963346.3421
LV Sub Medium Non-Domestic | 0 | 0 | 0 | 0 | 0 | 0 | 0 | 0 | 0 | 0 | 0 | 0 | 0 | 0 | 0 | 0 | 0 | 0 | 0 | 36.989 | 0 | 0 | -0.014495 | 36.9745
HV Medium Non-Domestic | 116171.9904 | 14300.0149 | 12315.2397 | 26486.9083 | 30732.6672 | 63790.4899 | 0 | 0 | 0 | 0 | 19503.1913 | 40333.75 | 4964.8218 | 4275.7277 | 12387.5238 | 14373.2006 | 45691.3601 | 0 | 0 | 0 | 132046.0912 | 132835.8866 | -88.9673 | 670119.8962
LV HH Metered | 4791096.6714 | 621871.123 | 497055.4017 | 1123049.4828 | 1292238.6924 | 3985572.8399 | 2563681.9574 | 936510.9812 | 0 | 0 | 863860.1087 | 1663420.7149 | 215907.4172 | 172572.6505 | 389911.5175 | 448652.3143 | 2256789.0977 | 2481060.173 | 3115834.1636 | 219479.6531 | 0 | 5883735.7176 | -8375.516 | 33513925.162
LV Sub HH Metered | 4302.0115 | 558.3892 | 450.0947 | 1016.9462 | 1160.3243 | 51373.0202 | 20858.9325 | 0 | 0 | 0 | 771.3768 | 1493.6152 | 193.8671 | 156.2684 | 353.0735 | 402.8529 | 29089.4375 | 20186.6954 | 0 | 628.8129 | 0 | 5253.8334 | -37.7957 | 138211.756
HV HH Metered | 18721280.3095 | 2094618.9765 | 2065391.3287 | 6003609.0854 | 6965966.6465 | 14458960.657 | 0 | 0 | 0 | 0 | 2897911.3717 | 6499840.7696 | 727230.7019 | 717083.1557 | 2807796.5781 | 3257876.5598 | 10356552.8241 | 0 | 0 | 0 | 1382746.6744 | 19737622.4139 | -24610.2039 | 98669877.8486
HV Sub HH Metered | 0 | 0 | 0 | 0 | 0 | 0 | 0 | 0 | 0 | 0 | 0 | 0 | 0 | 0 | 0 | 0 | 0 | 0 | 0 | 0 | 0 | 0 | 0 | 0
NHH UMS | 337235.4953 | 43772.2364 | 35619.8949 | 80479.7703 | 90958.0385 | 243897.8983 | 99029.6031 | 36822.5439 | 0 |  | 61950.401 | 117084.7819 | 15197.2815 | 12366.8703 | 27941.7691 | 31579.7188 | 138104.6439 | 95838.0986 | 122511.0463 | 667264.208 |  | 421943.0707 | 181.3036 | 2679778.6742
LV UMS (Pseudo HH Metered) | 684592.8556 | 88858.263 | 76713.6036 | 173327.103 | 184646.1128 | 525276.3022 | 213277.3758 | 79303.7161 | 0 |  | 135978.9234 | 237683.7737 | 30850.6977 | 26634.1938 | 60177.4319 | 64107.2786 | 297432.2336 | 206403.9189 | 263848.7245 | 1514659.0105 |  | 926150.0102 | 442.3835 | 5790363.9123
LV Generation NHH | -484.561 | -62.8947 | -51.1809 | -115.6384 | -130.6942 | -350.4477 | -142.2919 | 0 | 0 | 0 | -89.0142 | -168.2347 | -21.8364 | -17.7695 | -40.1485 | -45.3757 | -198.4374 | -137.7062 | 0 | 0 | 0 | 0 | -1.3131 | -2057.5444
LV Sub Generation NHH | 0 | 0 | 0 | 0 | 0 | 0 | 0 | 0 | 0 | 0 | 0 | 0 | 0 | 0 | 0 | 0 | 0 | 0 | 0 | 0 | 0 | 0 | 0 | 0
LV Generation Intermittent | -52.3451 | -6.7942 | -5.5289 | -12.4919 | -14.1183 | -37.8574 | -15.3712 | 0 | 0 | 0 | -9.6158 | -18.1737 | -2.3589 | -1.9196 | -4.3371 | -4.9017 | -21.4364 | -14.8758 | 0 | 0 | 0 | 0 | -0.14185 | -222.2679
LV Generation Non-Intermittent | -1819.7502 | -236.1985 | -191.0125 | -431.5746 | -490.817 | -1307.9082 | -531.0486 | 0 | 0 | 0 | -346.1218 | -631.799 | -82.0058 | -66.3176 | -149.8384 | -170.4067 | -740.5894 | -513.934 | 0 | 0 | 0 | 0 | 0.14382 | -7709.1786
LV Sub Generation Intermittent | 0 | 0 | 0 | 0 | 0 | 0 | 0 | 0 | 0 | 0 | 0 | 0 | 0 | 0 | 0 | 0 | 0 | 0 | 0 | 0 | 0 | 0 | 0 | 0
LV Sub Generation Non-Intermittent | 0 | 0 | 0 | 0 | 0 | 0 | 0 | 0 | 0 | 0 | 0 | 0 | 0 | 0 | 0 | 0 | 0 | 0 | 0 | 0 | 0 | 0 | 0 | 0
HV Generation Intermittent | -1035.6511 | -88.1107 | -71.7006 | -120.2626 | -193.2866 | 90.5596 | 0 | 0 | 0 | 0 | -190.2498 | -359.5677 | -30.5912 | -24.8937 | -56.245 | -90.3972 | 64.8653 | 0 | 0 | 0 | 127.7191 | 0 | 3.2101 | -1974.6021
HV Generation Non-Intermittent | -656856.7824 | -85209.2337 | -69179.6242 | -116034.2582 | -131505.3078 | 95.7405 | 0 | 0 | 0 | 0 | -122162.8272 | -228054.0873 | -29583.7914 | -24018.4717 | -54267.4562 | -61503.0306 | 68.5763 | 0 | 0 | 0 | 4853.3274 | 0 | -230.9931 | -1573588.2198
HV Sub Generation Non-Intermittent | 0 | 0 | 0 | 0 | 0 | 0 | 0 | 0 | 0 | 0 | 0 | 0 | 0 | 0 | 0 | 0 | 0 | 0 | 0 | 0 | 0 | 0 | 0 | 0
HV Sub Generation Intermittent | 0 | 0 | 0 | 0 | 0 | 0 | 0 | 0 | 0 | 0 | 0 | 0 | 0 | 0 | 0 | 0 | 0 | 0 | 0 | 0 | 0 | 0 | 0 | 0
3902. Revenues by charging element and network level
Total revenue by charging element and network level (£/year)
| Assets 132kV | Assets 132kV/EHV | Assets EHV | Assets EHV/HV | Assets 132kV/HV | Assets HV | Assets HV/LV | Assets LV circuits | Assets LV customer | Assets HV customer | Transmission exit | Operating 132kV | Operating 132kV/EHV | Operating EHV | Operating EHV/HV | Operating 132kV/HV | Operating HV | Operating HV/LV | Operating LV circuits | Operating LV customer | Operating HV customer | Scaler | Rounding | Total revenue (£/year)
Revenues by charging element and network level | 66021109.963 | 8233322.7919 | 7053283.2177 | 17312251.2549 | 19768664.8237 | 49696482.6215 | 15226901.0427 | 5201927.8787 | 0 | 0 | 11594897.4582 | 22921867.2599 | 2858527.1022 | 2448829.1965 | 6723239.2445 | 7690679.1 | 30319031.132 | 14736171.7884 | 17307159.1534 | 29333597.4689 | 1519773.8121 | 79809012.5875 | -11883.5865 | 415764845.311

## LAFs
CDCM model 100: Loss adjustment factors and network use matrices |  | WPD West Midlands |  | 2012/13 |  | April Tariffs 2012/13
This sheet calculates matrices of loss adjustment factors and of network use factors.
These matrices map out the extent to which each type of user uses each level of the network, and are used throughout the workbook.
2001. Loss adjustment factors to transmission
Data sources:
x1 = Network level for each tariff (to get loss factors applicable to capacity) (in Loss adjustment factors to transmission) (in Loss adjustment factors to transmission)
x2 = 1032. Loss adjustment factors to transmission
Kind: | Fixed data | [6 empty] | Fixed data | [6 empty] | Sum-product calculation
Formula: | [14 empty] | =SUMPRODUCT(x1, x2)
| Network level for each tariff (to get loss factors applicable to capacity) | [6 empty] | Network level for each tariff (to get loss factors applicable to capacity)
| 132kV | 132kV/EHV | EHV | EHV/HV | HV | HV/LV | LV circuits | 132kV | 132kV/EHV | EHV | EHV/HV | HV | HV/LV | LV circuits | Loss adjustment factor
Domestic Unrestricted | 0 | 0 | 0 | 0 | 0 | 0 | 1 | 0 | 0 | 0 | 0 | 0 | 0 | 1 | 1.077
Domestic Two Rate | 0 | 0 | 0 | 0 | 0 | 0 | 1 | 0 | 0 | 0 | 0 | 0 | 0 | 1 | 1.077
Domestic Off Peak (related MPAN) | 0 | 0 | 0 | 0 | 0 | 0 | 1 | 0 | 0 | 0 | 0 | 0 | 0 | 1 | 1.077
Small Non Domestic Unrestricted | 0 | 0 | 0 | 0 | 0 | 0 | 1 | 0 | 0 | 0 | 0 | 0 | 0 | 1 | 1.077
Small Non Domestic Two Rate | 0 | 0 | 0 | 0 | 0 | 0 | 1 | 0 | 0 | 0 | 0 | 0 | 0 | 1 | 1.077
Small Non Domestic Off Peak (related MPAN) | 0 | 0 | 0 | 0 | 0 | 0 | 1 | 0 | 0 | 0 | 0 | 0 | 0 | 1 | 1.077
LV Medium Non-Domestic | 0 | 0 | 0 | 0 | 0 | 0 | 1 | 0 | 0 | 0 | 0 | 0 | 0 | 1 | 1.077
LV Sub Medium Non-Domestic | 0 | 0 | 0 | 0 | 0 | 1 | 0 | 0 | 0 | 0 | 0 | 0 | 1 | 0 | 1.051
HV Medium Non-Domestic | 0 | 0 | 0 | 0 | 1 | 0 | 0 | 0 | 0 | 0 | 0 | 1 | 0 | 0 | 1.044
LV HH Metered | 0 | 0 | 0 | 0 | 0 | 0 | 1 | 0 | 0 | 0 | 0 | 0 | 0 | 1 | 1.077
LV Sub HH Metered | 0 | 0 | 0 | 0 | 0 | 1 | 0 | 0 | 0 | 0 | 0 | 0 | 1 | 0 | 1.051
HV HH Metered | 0 | 0 | 0 | 0 | 1 | 0 | 0 | 0 | 0 | 0 | 0 | 1 | 0 | 0 | 1.044
HV Sub HH Metered | 0 | 0 | 0 | 1 | 0 | 0 | 0 | 0 | 0 | 0 | 1 | 0 | 0 | 0 | 1.027
NHH UMS | 0 | 0 | 0 | 0 | 0 | 0 | 1 | 0 | 0 | 0 | 0 | 0 | 0 | 1 | 1.077
LV UMS (Pseudo HH Metered) | 0 | 0 | 0 | 0 | 0 | 0 | 1 | 0 | 0 | 0 | 0 | 0 | 0 | 1 | 1.077
LV Generation NHH | 0 | 0 | 0 | 0 | 0 | 0 | 1 | 0 | 0 | 0 | 0 | 0 | 0 | 1 | 1.077
LV Sub Generation NHH | 0 | 0 | 0 | 0 | 0 | 1 | 0 | 0 | 0 | 0 | 0 | 0 | 1 | 0 | 1.051
LV Generation Intermittent | 0 | 0 | 0 | 0 | 0 | 0 | 1 | 0 | 0 | 0 | 0 | 0 | 0 | 1 | 1.077
LV Generation Non-Intermittent | 0 | 0 | 0 | 0 | 0 | 0 | 1 | 0 | 0 | 0 | 0 | 0 | 0 | 1 | 1.077
LV Sub Generation Intermittent | 0 | 0 | 0 | 0 | 0 | 1 | 0 | 0 | 0 | 0 | 0 | 0 | 1 | 0 | 1.051
LV Sub Generation Non-Intermittent | 0 | 0 | 0 | 0 | 0 | 1 | 0 | 0 | 0 | 0 | 0 | 0 | 1 | 0 | 1.051
HV Generation Intermittent | 0 | 0 | 0 | 0 | 1 | 0 | 0 | 0 | 0 | 0 | 0 | 1 | 0 | 0 | 1.044
HV Generation Non-Intermittent | 0 | 0 | 0 | 0 | 1 | 0 | 0 | 0 | 0 | 0 | 0 | 1 | 0 | 0 | 1.044
HV Sub Generation Non-Intermittent | 0 | 0 | 0 | 1 | 0 | 0 | 0 | 0 | 0 | 0 | 1 | 0 | 0 | 0 | 1.027
HV Sub Generation Intermittent | 0 | 0 | 0 | 1 | 0 | 0 | 0 | 0 | 0 | 0 | 1 | 0 | 0 | 0 | 1.027
2002. Mapping of DRM network levels to core network levels
| 132kV | 132kV/EHV | EHV | EHV/HV | HV | HV/LV | LV circuits
132kV | 1 | 0 | 0 | 0 | 0 | 0 | 0
132kV/EHV | 0 | 1 | 0 | 0 | 0 | 0 | 0
EHV | 0 | 0 | 1 | 0 | 0 | 0 | 0
EHV/HV | 0 | 0 | 0 | 1 | 0 | 0 | 0
132kV/HV | 0 | 0 | 0 | 1 | 0 | 0 | 0
HV | 0 | 0 | 0 | 0 | 1 | 0 | 0
HV/LV | 0 | 0 | 0 | 0 | 0 | 1 | 0
LV circuits | 0 | 0 | 0 | 0 | 0 | 0 | 1
2003. Loss adjustment factor to transmission for each DRM network level
Sum-product calculation =SUMPRODUCT(x1, x2)
Data sources:
x1 = 2002. Mapping of DRM network levels to core network levels
x2 = 1032. Loss adjustment factors to transmission
Loss adjustment factor to transmission for each DRM network level
132kV | 1.002
132kV/EHV | 1.003
EHV | 1.006
EHV/HV | 1.027
132kV/HV | 1.027
HV | 1.044
HV/LV | 1.051
LV circuits | 1.077
2004. Loss adjustment factor to transmission for each network level
Combine tables = x1 or x2
Data sources:
x1 = 2003. Loss adjustment factor to transmission for each DRM network level
x2 = 1 for GSP level
| GSPs | 132kV | 132kV/EHV | EHV | EHV/HV | 132kV/HV | HV | HV/LV | LV circuits
Loss adjustment factor to transmission for each network level | 1 | 1.002 | 1.003 | 1.006 | 1.027 | 1.027 | 1.044 | 1.051 | 1.077
2005. Network use factors
These network use factors indicate to what extent each network level is used by each tariff.
This table reflects the policy that generators receive credits only in respect of network levels above the voltage of connection. Generators do not receive credits at the voltage of connection.
| GSPs | 132kV | 132kV/EHV | EHV | EHV/HV | HV | HV/LV | LV circuits
Domestic Unrestricted | 1 | 1 | 1 | 1 | 1 | 1 | 1 | 1
Domestic Two Rate | 1 | 1 | 1 | 1 | 1 | 1 | 1 | 1
Domestic Off Peak (related MPAN) | 1 | 1 | 1 | 1 | 1 | 1 | 1 | 1
Small Non Domestic Unrestricted | 1 | 1 | 1 | 1 | 1 | 1 | 1 | 1
Small Non Domestic Two Rate | 1 | 1 | 1 | 1 | 1 | 1 | 1 | 1
Small Non Domestic Off Peak (related MPAN) | 1 | 1 | 1 | 1 | 1 | 1 | 1 | 1
LV Medium Non-Domestic | 1 | 1 | 1 | 1 | 1 | 1 | 1 | 1
LV Sub Medium Non-Domestic | 1 | 1 | 1 | 1 | 1 | 1 | 1 | 0
HV Medium Non-Domestic | 1 | 1 | 1 | 1 | 1 | 1 | 0 | 0
LV HH Metered | 1 | 1 | 1 | 1 | 1 | 1 | 1 | 1
LV Sub HH Metered | 1 | 1 | 1 | 1 | 1 | 1 | 1 | 0
HV HH Metered | 1 | 1 | 1 | 1 | 1 | 1 | 0 | 0
HV Sub HH Metered | 1 | 1 | 1 | 1 | 1 | 0 | 0 | 0
NHH UMS | 1 | 1 | 1 | 1 | 1 | 1 | 1 | 1
LV UMS (Pseudo HH Metered) | 1 | 1 | 1 | 1 | 1 | 1 | 1 | 1
LV Generation NHH | 1 | 1 | 1 | 1 | 1 | 1 | 1 | 0
LV Sub Generation NHH | 1 | 1 | 1 | 1 | 1 | 1 | 0 | 0
LV Generation Intermittent | 1 | 1 | 1 | 1 | 1 | 1 | 1 | 0
LV Generation Non-Intermittent | 1 | 1 | 1 | 1 | 1 | 1 | 1 | 0
LV Sub Generation Intermittent | 1 | 1 | 1 | 1 | 1 | 1 | 0 | 0
LV Sub Generation Non-Intermittent | 1 | 1 | 1 | 1 | 1 | 1 | 0 | 0
HV Generation Intermittent | 1 | 1 | 1 | 1 | 1 | 0 | 0 | 0
HV Generation Non-Intermittent | 1 | 1 | 1 | 1 | 1 | 0 | 0 | 0
HV Sub Generation Non-Intermittent | 1 | 1 | 1 | 1 | 0 | 0 | 0 | 0
HV Sub Generation Intermittent | 1 | 1 | 1 | 1 | 0 | 0 | 0 | 0
2006. Proportion going through 132kV/EHV
Cell-by-cell calculation =1-x1
Data sources:
x1 = 1018. Proportion of relevant load going through 132kV/HV direct transformation
132kV/EHV
132kV/EHV | 30.74%
2007. Proportion going through EHV
Cell-by-cell calculation =1-x1
Data sources:
x1 = 1018. Proportion of relevant load going through 132kV/HV direct transformation
EHV
EHV | 30.74%
2008. Proportion going through EHV/HV
Cell-by-cell calculation =1-x1
Data sources:
x1 = 1018. Proportion of relevant load going through 132kV/HV direct transformation
EHV/HV
EHV/HV | 30.74%
2009. Rerouteing matrix for all network levels
Combine tables = x1 or x2 or x3 or x4 or x5 or x6
Data sources:
x1 = 1018. Proportion of relevant load going through 132kV/HV direct transformation
x2 = 2006. Proportion going through 132kV/EHV
x3 = 2007. Proportion going through EHV
x4 = 2008. Proportion going through EHV/HV
x5 = Rerouteing matrix: default elements
x6 = Map GSP to GSP
| GSPs | 132kV | 132kV/EHV | EHV | EHV/HV | HV | HV/LV | LV circuits
GSPs | 1
132kV |  | 100% | 0% | 0% | 0% | 0% | 0% | 0%
132kV/EHV |  | 0% | 30.74% | 0% | 0% | 0% | 0% | 0%
EHV |  | 0% | 0% | 30.74% | 0% | 0% | 0% | 0%
EHV/HV |  | 0% | 0% | 0% | 30.74% | 0% | 0% | 0%
132kV/HV |  | 0% | 0% | 0% | 69.26% | 0% | 0% | 0%
HV |  | 0% | 0% | 0% | 0% | 100% | 0% | 0%
HV/LV |  | 0% | 0% | 0% | 0% | 0% | 100% | 0%
LV circuits |  | 0% | 0% | 0% | 0% | 0% | 0% | 100%
2010. Network use factors including 132kV/HV (except for HV Sub)
Sum-product calculation =SUMPRODUCT(x1, x2)
Data sources:
x1 = 2005. Network use factors
x2 = 2009. Rerouteing matrix for all network levels
| GSPs | 132kV | 132kV/EHV | EHV | EHV/HV | 132kV/HV | HV | HV/LV | LV circuits
Domestic Unrestricted | 1 | 1 | 0.30743 | 0.30743 | 0.30743 | 0.69257 | 1 | 1 | 1
Domestic Two Rate | 1 | 1 | 0.30743 | 0.30743 | 0.30743 | 0.69257 | 1 | 1 | 1
Domestic Off Peak (related MPAN) | 1 | 1 | 0.30743 | 0.30743 | 0.30743 | 0.69257 | 1 | 1 | 1
Small Non Domestic Unrestricted | 1 | 1 | 0.30743 | 0.30743 | 0.30743 | 0.69257 | 1 | 1 | 1
Small Non Domestic Two Rate | 1 | 1 | 0.30743 | 0.30743 | 0.30743 | 0.69257 | 1 | 1 | 1
Small Non Domestic Off Peak (related MPAN) | 1 | 1 | 0.30743 | 0.30743 | 0.30743 | 0.69257 | 1 | 1 | 1
LV Medium Non-Domestic | 1 | 1 | 0.30743 | 0.30743 | 0.30743 | 0.69257 | 1 | 1 | 1
LV Sub Medium Non-Domestic | 1 | 1 | 0.30743 | 0.30743 | 0.30743 | 0.69257 | 1 | 1 | 0
HV Medium Non-Domestic | 1 | 1 | 0.30743 | 0.30743 | 0.30743 | 0.69257 | 1 | 0 | 0
LV HH Metered | 1 | 1 | 0.30743 | 0.30743 | 0.30743 | 0.69257 | 1 | 1 | 1
LV Sub HH Metered | 1 | 1 | 0.30743 | 0.30743 | 0.30743 | 0.69257 | 1 | 1 | 0
HV HH Metered | 1 | 1 | 0.30743 | 0.30743 | 0.30743 | 0.69257 | 1 | 0 | 0
HV Sub HH Metered | 1 | 1 | 0.30743 | 0.30743 | 0.30743 | 0.69257 | 0 | 0 | 0
NHH UMS | 1 | 1 | 0.30743 | 0.30743 | 0.30743 | 0.69257 | 1 | 1 | 1
LV UMS (Pseudo HH Metered) | 1 | 1 | 0.30743 | 0.30743 | 0.30743 | 0.69257 | 1 | 1 | 1
LV Generation NHH | 1 | 1 | 0.30743 | 0.30743 | 0.30743 | 0.69257 | 1 | 1 | 0
LV Sub Generation NHH | 1 | 1 | 0.30743 | 0.30743 | 0.30743 | 0.69257 | 1 | 0 | 0
LV Generation Intermittent | 1 | 1 | 0.30743 | 0.30743 | 0.30743 | 0.69257 | 1 | 1 | 0
LV Generation Non-Intermittent | 1 | 1 | 0.30743 | 0.30743 | 0.30743 | 0.69257 | 1 | 1 | 0
LV Sub Generation Intermittent | 1 | 1 | 0.30743 | 0.30743 | 0.30743 | 0.69257 | 1 | 0 | 0
LV Sub Generation Non-Intermittent | 1 | 1 | 0.30743 | 0.30743 | 0.30743 | 0.69257 | 1 | 0 | 0
HV Generation Intermittent | 1 | 1 | 0.30743 | 0.30743 | 0.30743 | 0.69257 | 0 | 0 | 0
HV Generation Non-Intermittent | 1 | 1 | 0.30743 | 0.30743 | 0.30743 | 0.69257 | 0 | 0 | 0
HV Sub Generation Non-Intermittent | 1 | 1 | 0.30743 | 0.30743 | 0 | 0 | 0 | 0 | 0
HV Sub Generation Intermittent | 1 | 1 | 0.30743 | 0.30743 | 0 | 0 | 0 | 0 | 0
2011. Network use factors including 132kV/HV
Combine tables = x1 or x2
Data sources:
x1 = Network use factors including 132kV/HV for HV Sub tariffs
x2 = 2010. Network use factors including 132kV/HV (except for HV Sub)
| GSPs | 132kV | 132kV/EHV | EHV | EHV/HV | 132kV/HV | HV | HV/LV | LV circuits
Domestic Unrestricted | 1 | 1 | 0.30743 | 0.30743 | 0.30743 | 0.69257 | 1 | 1 | 1
Domestic Two Rate | 1 | 1 | 0.30743 | 0.30743 | 0.30743 | 0.69257 | 1 | 1 | 1
Domestic Off Peak (related MPAN) | 1 | 1 | 0.30743 | 0.30743 | 0.30743 | 0.69257 | 1 | 1 | 1
Small Non Domestic Unrestricted | 1 | 1 | 0.30743 | 0.30743 | 0.30743 | 0.69257 | 1 | 1 | 1
Small Non Domestic Two Rate | 1 | 1 | 0.30743 | 0.30743 | 0.30743 | 0.69257 | 1 | 1 | 1
Small Non Domestic Off Peak (related MPAN) | 1 | 1 | 0.30743 | 0.30743 | 0.30743 | 0.69257 | 1 | 1 | 1
LV Medium Non-Domestic | 1 | 1 | 0.30743 | 0.30743 | 0.30743 | 0.69257 | 1 | 1 | 1
LV Sub Medium Non-Domestic | 1 | 1 | 0.30743 | 0.30743 | 0.30743 | 0.69257 | 1 | 1 | 0
HV Medium Non-Domestic | 1 | 1 | 0.30743 | 0.30743 | 0.30743 | 0.69257 | 1 | 0 | 0
LV HH Metered | 1 | 1 | 0.30743 | 0.30743 | 0.30743 | 0.69257 | 1 | 1 | 1
LV Sub HH Metered | 1 | 1 | 0.30743 | 0.30743 | 0.30743 | 0.69257 | 1 | 1 | 0
HV HH Metered | 1 | 1 | 0.30743 | 0.30743 | 0.30743 | 0.69257 | 1 | 0 | 0
HV Sub HH Metered | 1 | 1 | 1 | 1 | 1 | 0 | 0 | 0 | 0
NHH UMS | 1 | 1 | 0.30743 | 0.30743 | 0.30743 | 0.69257 | 1 | 1 | 1
LV UMS (Pseudo HH Metered) | 1 | 1 | 0.30743 | 0.30743 | 0.30743 | 0.69257 | 1 | 1 | 1
LV Generation NHH | 1 | 1 | 0.30743 | 0.30743 | 0.30743 | 0.69257 | 1 | 1 | 0
LV Sub Generation NHH | 1 | 1 | 0.30743 | 0.30743 | 0.30743 | 0.69257 | 1 | 0 | 0
LV Generation Intermittent | 1 | 1 | 0.30743 | 0.30743 | 0.30743 | 0.69257 | 1 | 1 | 0
LV Generation Non-Intermittent | 1 | 1 | 0.30743 | 0.30743 | 0.30743 | 0.69257 | 1 | 1 | 0
LV Sub Generation Intermittent | 1 | 1 | 0.30743 | 0.30743 | 0.30743 | 0.69257 | 1 | 0 | 0
LV Sub Generation Non-Intermittent | 1 | 1 | 0.30743 | 0.30743 | 0.30743 | 0.69257 | 1 | 0 | 0
HV Generation Intermittent | 1 | 1 | 0.30743 | 0.30743 | 0.30743 | 0.69257 | 0 | 0 | 0
HV Generation Non-Intermittent | 1 | 1 | 0.30743 | 0.30743 | 0.30743 | 0.69257 | 0 | 0 | 0
HV Sub Generation Non-Intermittent | 1 | 1 | 1 | 1 | 0 | 0 | 0 | 0 | 0
HV Sub Generation Intermittent | 1 | 1 | 1 | 1 | 0 | 0 | 0 | 0 | 0
2012. Loss adjustment factors between end user meter reading and each network level, scaled by network use
Cell-by-cell calculation =IF(x1="",x2,x2*x3/x1)
Data sources:
x1 = 2004. Loss adjustment factor to transmission for each network level
x2 = 2011. Network use factors including 132kV/HV
x3 = 2001. Loss adjustment factor to transmission (in Loss adjustment factors to transmission)
| GSPs | 132kV | 132kV/EHV | EHV | EHV/HV | 132kV/HV | HV | HV/LV | LV circuits
Domestic Unrestricted | 1.077 | 1.0749 | 0.33012 | 0.32913 | 0.3224 | 0.72628 | 1.0316 | 1.0247 | 1
Domestic Two Rate | 1.077 | 1.0749 | 0.33012 | 0.32913 | 0.3224 | 0.72628 | 1.0316 | 1.0247 | 1
Domestic Off Peak (related MPAN) | 1.077 | 1.0749 | 0.33012 | 0.32913 | 0.3224 | 0.72628 | 1.0316 | 1.0247 | 1
Small Non Domestic Unrestricted | 1.077 | 1.0749 | 0.33012 | 0.32913 | 0.3224 | 0.72628 | 1.0316 | 1.0247 | 1
Small Non Domestic Two Rate | 1.077 | 1.0749 | 0.33012 | 0.32913 | 0.3224 | 0.72628 | 1.0316 | 1.0247 | 1
Small Non Domestic Off Peak (related MPAN) | 1.077 | 1.0749 | 0.33012 | 0.32913 | 0.3224 | 0.72628 | 1.0316 | 1.0247 | 1
LV Medium Non-Domestic | 1.077 | 1.0749 | 0.33012 | 0.32913 | 0.3224 | 0.72628 | 1.0316 | 1.0247 | 1
LV Sub Medium Non-Domestic | 1.051 | 1.0489 | 0.32215 | 0.32119 | 0.31462 | 0.70875 | 1.0067 | 1 | 0
HV Medium Non-Domestic | 1.044 | 1.0419 | 0.32 | 0.31905 | 0.31252 | 0.70403 | 1 | 0 | 0
LV HH Metered | 1.077 | 1.0749 | 0.33012 | 0.32913 | 0.3224 | 0.72628 | 1.0316 | 1.0247 | 1
LV Sub HH Metered | 1.051 | 1.0489 | 0.32215 | 0.32119 | 0.31462 | 0.70875 | 1.0067 | 1 | 0
HV HH Metered | 1.044 | 1.0419 | 0.32 | 0.31905 | 0.31252 | 0.70403 | 1 | 0 | 0
HV Sub HH Metered | 1.027 | 1.025 | 1.0239 | 1.0209 | 1 | 0 | 0 | 0 | 0
NHH UMS | 1.077 | 1.0749 | 0.33012 | 0.32913 | 0.3224 | 0.72628 | 1.0316 | 1.0247 | 1
LV UMS (Pseudo HH Metered) | 1.077 | 1.0749 | 0.33012 | 0.32913 | 0.3224 | 0.72628 | 1.0316 | 1.0247 | 1
LV Generation NHH | 1.077 | 1.0749 | 0.33012 | 0.32913 | 0.3224 | 0.72628 | 1.0316 | 1.0247 | 0
LV Sub Generation NHH | 1.051 | 1.0489 | 0.32215 | 0.32119 | 0.31462 | 0.70875 | 1.0067 | 0 | 0
LV Generation Intermittent | 1.077 | 1.0749 | 0.33012 | 0.32913 | 0.3224 | 0.72628 | 1.0316 | 1.0247 | 0
LV Generation Non-Intermittent | 1.077 | 1.0749 | 0.33012 | 0.32913 | 0.3224 | 0.72628 | 1.0316 | 1.0247 | 0
LV Sub Generation Intermittent | 1.051 | 1.0489 | 0.32215 | 0.32119 | 0.31462 | 0.70875 | 1.0067 | 0 | 0
LV Sub Generation Non-Intermittent | 1.051 | 1.0489 | 0.32215 | 0.32119 | 0.31462 | 0.70875 | 1.0067 | 0 | 0
HV Generation Intermittent | 1.044 | 1.0419 | 0.32 | 0.31905 | 0.31252 | 0.70403 | 0 | 0 | 0
HV Generation Non-Intermittent | 1.044 | 1.0419 | 0.32 | 0.31905 | 0.31252 | 0.70403 | 0 | 0 | 0
HV Sub Generation Non-Intermittent | 1.027 | 1.025 | 1.0239 | 1.0209 | 0 | 0 | 0 | 0 | 0
HV Sub Generation Intermittent | 1.027 | 1.025 | 1.0239 | 1.0209 | 0 | 0 | 0 | 0 | 0

## DRM
CDCM model 100: Network model |  | WPD West Midlands |  | 2012/13 |  | April Tariffs 2012/13
This sheet collects data from a network model and calculates aggregated annuitised unit costs from these data.
2101. Annuity rate
Cell-by-cell calculation =PMT(x1,x2,-1)*IF(OR(x3>366,x3<365),x3/365.25,1)
Data sources:
x1 = 1010. Rate of return (in Financial and general assumptions)
x2 = 1010. Annualisation period (years) (in Financial and general assumptions)
x3 = 1010. Days in the charging period (in Financial and general assumptions)
Annuity rate
Annuity rate | 6.314%
2102. Loss adjustment factor to transmission for each core level
Combine tables = x1 or x2
Data sources:
x1 = 1032. Loss adjustment factors to transmission
x2 = 1 for GSP level
| GSPs | 132kV | 132kV/EHV | EHV | EHV/HV | HV | HV/LV | LV circuits
Loss adjustment factor to transmission for each core level | 1 | 1.002 | 1.003 | 1.006 | 1.027 | 1.044 | 1.051 | 1.077
2103. Loss adjustment factors
Data sources:
x1 = 2102. Loss adjustment factor to transmission for each core level
x2 = Loss adjustment factor to transmission for network level exit (in Loss adjustment factors)
Kind: | Copy cells | Special copy
Formula: | =x1 | = x2
| Loss adjustment factor to transmission for network level exit | Loss adjustment factor to transmission for network level entry
GSPs | 1
132kV | 1.002 | 1
132kV/EHV | 1.003 | 1.002
EHV | 1.006 | 1.003
EHV/HV | 1.027 | 1.006
HV | 1.044 | 1.027
HV/LV | 1.051 | 1.044
LV circuits | 1.077 | 1.051
2104. Diversity calculations
Data sources:
x1 = 1017. Diversity allowance between top and bottom of network level
x2 = Coincidence to system peak at level exit (in Diversity calculations)
Kind: | Special calculation | Special calculation | Special calculation
Formula: | =previous/(1+x1) | =previous/(1+x1) | =1/x2-1
| Coincidence to GSP peak at level exit | Coincidence to system peak at level exit | Diversity allowance between level exit and GSP Group
GSPs |  | 94.65% | 5.649%
132kV | 97.51% | 92.29% | 8.35%
132kV/EHV | 97.51% | 92.29% | 8.35%
EHV | 94.98% | 89.9% | 11.24%
EHV/HV | 94.98% | 89.9% | 11.24%
HV | 70.88% | 67.09% | 49.06%
HV/LV | 70.88% | 67.09% | 49.06%
LV circuits | 70.88% | 67.09%
2105. Network model total maximum demand at substation (MW)
Cell-by-cell calculation =x1/x2
Data sources:
x1 = 1019. Network model GSP peak demand (MW)
x2 = 2104. Coincidence to GSP peak at level exit (in Diversity calculations)
Network model total maximum demand at substation (MW)
132kV | 512.7843
132kV/EHV | 512.7843
EHV | 526.4406
EHV/HV | 526.4406
HV | 705.4304
HV/LV | 705.4304
LV circuits | 705.4304
2106. Network model contribution to system maximum load measured at network level exit (MW)
Cell-by-cell calculation =x1*x2/x3
Data sources:
x1 = 2105. Network model total maximum demand at substation (MW)
x2 = 2104. Coincidence to system peak at level exit (in Diversity calculations)
x3 = 2103. Loss adjustment factor to transmission for network level exit (in Loss adjustment factors)
Network model contribution to system maximum load measured at network level exit (MW)
132kV | 472.3204
132kV/EHV | 471.8495
EHV | 470.4424
EHV/HV | 460.8228
HV | 453.319
HV/LV | 450.2998
LV circuits | 439.429
2107. Rerouteing matrix for DRM network levels
Combine tables = x1 or x2 or x3 or x4 or x5
Data sources:
x1 = 1018. Proportion of relevant load going through 132kV/HV direct transformation
x2 = 2006. Proportion going through 132kV/EHV
x3 = 2007. Proportion going through EHV
x4 = 2008. Proportion going through EHV/HV
x5 = Rerouteing matrix: default elements
| 132kV | 132kV/EHV | EHV | EHV/HV | 132kV/HV | HV | HV/LV | LV circuits
132kV | 100% | 0% | 0% | 0% | 0% | 0% | 0% | 0%
132kV/EHV | 0% | 30.74% | 0% | 0% | 0% | 0% | 0% | 0%
EHV | 0% | 0% | 30.74% | 0% | 0% | 0% | 0% | 0%
EHV/HV | 0% | 0% | 0% | 30.74% | 69.26% | 0% | 0% | 0%
HV | 0% | 0% | 0% | 0% | 0% | 100% | 0% | 0%
HV/LV | 0% | 0% | 0% | 0% | 0% | 0% | 100% | 0%
LV circuits | 0% | 0% | 0% | 0% | 0% | 0% | 0% | 100%
2108. GSP simultaneous maximum load assumed through each network level (MW)
Sum-product calculation =SUMPRODUCT(x1, x2)
Data sources:
x1 = 2106. Network model contribution to system maximum load measured at network level exit (MW)
x2 = 2107. Rerouteing matrix for DRM network levels
GSP simultaneous maximum load assumed through each network level (MW)
132kV | 472.3204
132kV/EHV | 145.0628
EHV | 144.6302
EHV/HV | 141.6728
132kV/HV | 319.1501
HV | 453.319
HV/LV | 450.2998
LV circuits | 439.429
2109. Network model annuity by simultaneous maximum load for each network level (£/kW/year)
Cell-by-cell calculation =IF(x1,0.001*x2*x3/x1,0)
Data sources:
x1 = 2108. GSP simultaneous maximum load assumed through each network level (MW)
x2 = 1020. Gross asset cost by network level (£)
x3 = 2101. Annuity rate
Model £/kW SML
Assets 132kV | 13.2819
Assets 132kV/EHV | 5.6132
Assets EHV | 4.5814
Assets EHV/HV | 10.5673
Assets 132kV/HV | 5.3017
Assets HV | 16.3231
Assets HV/LV | 11.4034
Assets LV circuits | 14.9377

## SM
CDCM model 100: Service models |  | WPD West Midlands |  | 2012/13 | April Tariffs 2012/13
This sheet collects and processes data from the service models.
2201. Asset £/customer from LV service models
Sum-product calculation =SUMPRODUCT(x1, x2)
Data sources:
x1 = 1025. Matrix of applicability of LV service models to tariffs with fixed charges
x2 = 1022. LV service model asset cost (£)
Assets LV customer
Domestic Unrestricted | 483.0033
Domestic Two Rate | 483.0033
Small Non Domestic Unrestricted | 715.2995
Small Non Domestic Two Rate | 715.2995
LV Medium Non-Domestic | 1687.3083
LV Sub Medium Non-Domestic | 1687.3083
LV HH Metered | 1687.3083
LV Sub HH Metered | 1687.3083
LV Generation NHH | 0
LV Sub Generation NHH | 0
LV Generation Intermittent | 0
LV Generation Non-Intermittent | 0
LV Sub Generation Intermittent | 0
LV Sub Generation Non-Intermittent | 0
2202. Asset £/(MWh/year) from LV service models
Sum-product calculation =SUMPRODUCT(x1, x2)
Data sources:
x1 = 1026. Matrix of applicability of LV service models to unmetered tariffs
x2 = 1022. LV service model asset cost (£)
Assets LV customer
NHH UMS | 283.9624
LV UMS (Pseudo HH Metered) | 283.9624
2203. Service model asset p/kWh charge for unmetered tariffs
Cell-by-cell calculation =0.1*x1*x2*x3
Data sources:
x1 = 1010. Annuity proportion for customer-contributed assets (in Financial and general assumptions)
x2 = 2202. Asset £/(MWh/year) from LV service models
x3 = 2101. Annuity rate
Assets LV customer
NHH UMS | 0
LV UMS (Pseudo HH Metered) | 0
2204. Asset £/customer from HV service models
Sum-product calculation =SUMPRODUCT(x1, x2)
Data sources:
x1 = 1028. Matrix of applicability of HV service models to tariffs with fixed charges
x2 = 1023. HV service model asset cost (£)
Assets HV customer
HV Medium Non-Domestic | 16967.5492
HV HH Metered | 16967.5492
HV Sub HH Metered | 16967.5492
HV Generation Intermittent | 2913.0498
HV Generation Non-Intermittent | 2913.0498
HV Sub Generation Non-Intermittent | 2913.0498
HV Sub Generation Intermittent | 2913.0498
2205. Service model assets by tariff (£)
Combine tables = x1 or x2
Data sources:
x1 = 2201. Asset £/customer from LV service models
x2 = 2204. Asset £/customer from HV service models
| Assets LV customer | Assets HV customer
Domestic Unrestricted | 483.0033
Domestic Two Rate | 483.0033
Domestic Off Peak (related MPAN)
Small Non Domestic Unrestricted | 715.2995
Small Non Domestic Two Rate | 715.2995
Small Non Domestic Off Peak (related MPAN)
LV Medium Non-Domestic | 1687.3083
LV Sub Medium Non-Domestic | 1687.3083
HV Medium Non-Domestic |  | 16967.5492
LV HH Metered | 1687.3083
LV Sub HH Metered | 1687.3083
HV HH Metered |  | 16967.5492
HV Sub HH Metered |  | 16967.5492
NHH UMS
LV UMS (Pseudo HH Metered)
LV Generation NHH | 0
LV Sub Generation NHH | 0
LV Generation Intermittent | 0
LV Generation Non-Intermittent | 0
LV Sub Generation Intermittent | 0
LV Sub Generation Non-Intermittent | 0
HV Generation Intermittent |  | 2913.0498
HV Generation Non-Intermittent |  | 2913.0498
HV Sub Generation Non-Intermittent |  | 2913.0498
HV Sub Generation Intermittent |  | 2913.0498
2206. Replacement annuities for service models
Data sources:
x1 = 1010. Days in the charging period (in Financial and general assumptions)
x2 = 2205. Service model assets by tariff (£)
x3 = 2101. Annuity rate
x4 = 1010. Annuity proportion for customer-contributed assets (in Financial and general assumptions)
x5 = Service model p/MPAN/day charge (in Replacement annuities for service models)
Kind: | Cell-by-cell calculation |  | Cell summation
Formula: | =100/x1*x2*x3*x4 |  | =SUM(x5)
Service model p/MPAN/day charge
| Assets LV customer | Assets HV customer | Service model p/MPAN/day
Domestic Unrestricted | 0 | 0 | 0
Domestic Two Rate | 0 | 0 | 0
Domestic Off Peak (related MPAN) | 0 | 0 | 0
Small Non Domestic Unrestricted | 0 | 0 | 0
Small Non Domestic Two Rate | 0 | 0 | 0
Small Non Domestic Off Peak (related MPAN) | 0 | 0 | 0
LV Medium Non-Domestic | 0 | 0 | 0
LV Sub Medium Non-Domestic | 0 | 0 | 0
HV Medium Non-Domestic | 0 | 0 | 0
LV HH Metered | 0 | 0 | 0
LV Sub HH Metered | 0 | 0 | 0
HV HH Metered | 0 | 0 | 0
HV Sub HH Metered | 0 | 0 | 0
NHH UMS | 0 | 0 | 0
LV UMS (Pseudo HH Metered) | 0 | 0 | 0
LV Generation NHH | 0 | 0 | 0
LV Sub Generation NHH | 0 | 0 | 0
LV Generation Intermittent | 0 | 0 | 0
LV Generation Non-Intermittent | 0 | 0 | 0
LV Sub Generation Intermittent | 0 | 0 | 0
LV Sub Generation Non-Intermittent | 0 | 0 | 0
HV Generation Intermittent | 0 | 0 | 0
HV Generation Non-Intermittent | 0 | 0 | 0
HV Sub Generation Non-Intermittent | 0 | 0 | 0
HV Sub Generation Intermittent | 0 | 0 | 0

## Loads
CDCM model 100: Load characteristics |  | WPD West Midlands |  | 2012/13 |  | April Tariffs 2012/13
This sheet compiles information about the assumed characteristics of network users.
A load factor represents the average load of a user or user group, relative to the maximum load level of that user or
user group. Load factors are numbers between 0 and 1.
A coincidence factor represents the expectation value of the load of a user or user group at the time of system maximum load,
relative to the maximum load level of that user or user group. Coincidence factors are numbers between 0 and 1.
A load coefficient is the expectation value of the load of a user or user group at the time of system maximum load, relative to the average load level of that user or user group.
For demand users, the load coefficient is a demand coefficient and can be calculated as the ratio of the coincidence factor to the load factor.
2301. Demand coefficient (load at time of system maximum load divided by average load)
Cell-by-cell calculation =x1/x2
Data sources:
x1 = 1041. Coincidence factor to system maximum load for each type of demand user (in Load profile data for demand users)
x2 = 1041. Load factor for each type of demand user (in Load profile data for demand users)
Demand coefficient
Domestic Unrestricted | 2.144
Domestic Two Rate | 1.577
Domestic Off Peak (related MPAN) | 0
Small Non Domestic Unrestricted | 1.9313
Small Non Domestic Two Rate | 1.4943
Small Non Domestic Off Peak (related MPAN) | 0
LV Medium Non-Domestic | 1.5966
LV Sub Medium Non-Domestic | 1.5966
HV Medium Non-Domestic | 1.4801
LV HH Metered | 1.4581
LV Sub HH Metered | 1.4581
HV HH Metered | 1.1757
HV Sub HH Metered | 1.1757
NHH UMS | 1.9305
LV UMS (Pseudo HH Metered) | 1.9305
2302. Load coefficient
Combine tables = x1 or x2
Data sources:
x1 = 2301. Demand coefficient (load at time of system maximum load divided by average load)
x2 = Negative of generation coefficient; set to -1
Load coefficient
Domestic Unrestricted | 2.144
Domestic Two Rate | 1.577
Domestic Off Peak (related MPAN) | 0
Small Non Domestic Unrestricted | 1.9313
Small Non Domestic Two Rate | 1.4943
Small Non Domestic Off Peak (related MPAN) | 0
LV Medium Non-Domestic | 1.5966
LV Sub Medium Non-Domestic | 1.5966
HV Medium Non-Domestic | 1.4801
LV HH Metered | 1.4581
LV Sub HH Metered | 1.4581
HV HH Metered | 1.1757
HV Sub HH Metered | 1.1757
NHH UMS | 1.9305
LV UMS (Pseudo HH Metered) | 1.9305
LV Generation NHH | -1
LV Sub Generation NHH | -1
LV Generation Intermittent | -1
LV Generation Non-Intermittent | -1
LV Sub Generation Intermittent | -1
LV Sub Generation Non-Intermittent | -1
HV Generation Intermittent | -1
HV Generation Non-Intermittent | -1
HV Sub Generation Non-Intermittent | -1
HV Sub Generation Intermittent | -1
2303. Discount map
| No discount | LDNO LV: LV user | LDNO HV: LV user | LDNO HV: LV sub user | LDNO HV: HV user
> Domestic Unrestricted
Domestic Unrestricted | 1 | 0 | 0 | 0 | 0
LDNO LV: Domestic Unrestricted | 0 | 1 | 0 | 0 | 0
LDNO HV: Domestic Unrestricted | 0 | 0 | 1 | 0 | 0
> Domestic Two Rate
Domestic Two Rate | 1 | 0 | 0 | 0 | 0
LDNO LV: Domestic Two Rate | 0 | 1 | 0 | 0 | 0
LDNO HV: Domestic Two Rate | 0 | 0 | 1 | 0 | 0
> Domestic Off Peak (related MPAN)
Domestic Off Peak (related MPAN) | 1 | 0 | 0 | 0 | 0
LDNO LV: Domestic Off Peak (related MPAN) | 0 | 1 | 0 | 0 | 0
LDNO HV: Domestic Off Peak (related MPAN) | 0 | 0 | 1 | 0 | 0
> Small Non Domestic Unrestricted
Small Non Domestic Unrestricted | 1 | 0 | 0 | 0 | 0
LDNO LV: Small Non Domestic Unrestricted | 0 | 1 | 0 | 0 | 0
LDNO HV: Small Non Domestic Unrestricted | 0 | 0 | 1 | 0 | 0
> Small Non Domestic Two Rate
Small Non Domestic Two Rate | 1 | 0 | 0 | 0 | 0
LDNO LV: Small Non Domestic Two Rate | 0 | 1 | 0 | 0 | 0
LDNO HV: Small Non Domestic Two Rate | 0 | 0 | 1 | 0 | 0
> Small Non Domestic Off Peak (related MPAN)
Small Non Domestic Off Peak (related MPAN) | 1 | 0 | 0 | 0 | 0
LDNO LV: Small Non Domestic Off Peak (related MPAN) | 0 | 1 | 0 | 0 | 0
LDNO HV: Small Non Domestic Off Peak (related MPAN) | 0 | 0 | 1 | 0 | 0
> LV Medium Non-Domestic
LV Medium Non-Domestic | 1 | 0 | 0 | 0 | 0
LDNO LV: LV Medium Non-Domestic | 0 | 1 | 0 | 0 | 0
LDNO HV: LV Medium Non-Domestic | 0 | 0 | 1 | 0 | 0
> LV Sub Medium Non-Domestic
LV Sub Medium Non-Domestic | 1 | 0 | 0 | 0 | 0
> HV Medium Non-Domestic
HV Medium Non-Domestic | 1 | 0 | 0 | 0 | 0
> LV HH Metered
LV HH Metered | 1 | 0 | 0 | 0 | 0
LDNO LV: LV HH Metered | 0 | 1 | 0 | 0 | 0
LDNO HV: LV HH Metered | 0 | 0 | 1 | 0 | 0
> LV Sub HH Metered
LV Sub HH Metered | 1 | 0 | 0 | 0 | 0
LDNO HV: LV Sub HH Metered | 0 | 0 | 0 | 1 | 0
> HV HH Metered
HV HH Metered | 1 | 0 | 0 | 0 | 0
LDNO HV: HV HH Metered | 0 | 0 | 0 | 0 | 1
> HV Sub HH Metered
HV Sub HH Metered | 1 | 0 | 0 | 0 | 0
> NHH UMS
NHH UMS | 1 | 0 | 0 | 0 | 0
LDNO LV: NHH UMS | 0 | 1 | 0 | 0 | 0
LDNO HV: NHH UMS | 0 | 0 | 1 | 0 | 0
> LV UMS (Pseudo HH Metered)
LV UMS (Pseudo HH Metered) | 1 | 0 | 0 | 0 | 0
LDNO LV: LV UMS (Pseudo HH Metered) | 0 | 1 | 0 | 0 | 0
LDNO HV: LV UMS (Pseudo HH Metered) | 0 | 0 | 1 | 0 | 0
> LV Generation NHH
LV Generation NHH | 1 | 0 | 0 | 0 | 0
LDNO LV: LV Generation NHH | 1 | 0 | 0 | 0 | 0
LDNO HV: LV Generation NHH | 1 | 0 | 0 | 0 | 0
> LV Sub Generation NHH
LV Sub Generation NHH | 1 | 0 | 0 | 0 | 0
LDNO HV: LV Sub Generation NHH | 1 | 0 | 0 | 0 | 0
> LV Generation Intermittent
LV Generation Intermittent | 1 | 0 | 0 | 0 | 0
LDNO LV: LV Generation Intermittent | 1 | 0 | 0 | 0 | 0
LDNO HV: LV Generation Intermittent | 1 | 0 | 0 | 0 | 0
> LV Generation Non-Intermittent
LV Generation Non-Intermittent | 1 | 0 | 0 | 0 | 0
LDNO LV: LV Generation Non-Intermittent | 1 | 0 | 0 | 0 | 0
LDNO HV: LV Generation Non-Intermittent | 1 | 0 | 0 | 0 | 0
> LV Sub Generation Intermittent
LV Sub Generation Intermittent | 1 | 0 | 0 | 0 | 0
LDNO HV: LV Sub Generation Intermittent | 1 | 0 | 0 | 0 | 0
> LV Sub Generation Non-Intermittent
LV Sub Generation Non-Intermittent | 1 | 0 | 0 | 0 | 0
LDNO HV: LV Sub Generation Non-Intermittent | 1 | 0 | 0 | 0 | 0
> HV Generation Intermittent
HV Generation Intermittent | 1 | 0 | 0 | 0 | 0
LDNO HV: HV Generation Intermittent | 1 | 0 | 0 | 0 | 0
> HV Generation Non-Intermittent
HV Generation Non-Intermittent | 1 | 0 | 0 | 0 | 0
LDNO HV: HV Generation Non-Intermittent | 1 | 0 | 0 | 0 | 0
> HV Sub Generation Non-Intermittent
HV Sub Generation Non-Intermittent | 1 | 0 | 0 | 0 | 0
> HV Sub Generation Intermittent
HV Sub Generation Intermittent | 1 | 0 | 0 | 0 | 0
2304. LDNO discounts and volumes adjusted for discount
Data sources:
x1 = 2303. Discount map
x2 = 1037. Embedded network (LDNO) discounts
x3 = 100 per cent discount for generators on LDNO networks
x4 = Discount for each tariff (except for fixed charges) (in LDNO discounts and volumes adjusted for discount)
x5 = 1053. Rate 1 units (MWh) by tariff (in Volume forecasts for the charging year)
x6 = 1053. Rate 2 units (MWh) by tariff (in Volume forecasts for the charging year)
x7 = 1053. Rate 3 units (MWh) by tariff (in Volume forecasts for the charging year)
x8 = 1053. MPANs by tariff (in Volume forecasts for the charging year)
x9 = Discount for each tariff for fixed charges only (in LDNO discounts and volumes adjusted for discount)
x10 = 1053. Import capacity (kVA) by tariff (in Volume forecasts for the charging year)
x11 = 1053. Reactive power units (MVArh) by tariff (in Volume forecasts for the charging year)
Kind: | Sum-product calculation | Combine tables | Cell-by-cell calculation | Cell-by-cell calculation | Cell-by-cell calculation | Cell-by-cell calculation | Cell-by-cell calculation | Cell-by-cell calculation
Formula: | =SUMPRODUCT(x1, x2) | = x3 or x4 | =x5*(1-x4) | =x6*(1-x4) | =x7*(1-x4) | =x8*(1-x9) | =x10*(1-x4) | =x11*(1-x4)
| Discount for each tariff (except for fixed charges) | Discount for each tariff for fixed charges only | Rate 1 units (MWh) | Rate 2 units (MWh) | Rate 3 units (MWh) | MPANs | Import capacity (kVA) | Reactive power units (MVArh)
> Domestic Unrestricted
Domestic Unrestricted | 0% | 0% | 7374893.6776 | 0 | 0 | 1915000 | 0 | 0
LDNO LV: Domestic Unrestricted | 30.88% | 30.88% | 2687.1637 | 0 | 0 | 1486.0116 | 0 | 0
LDNO HV: Domestic Unrestricted | 51.24% | 51.24% | 8280.5969 | 0 | 0 | 3413.499 | 0 | 0
> Domestic Two Rate
Domestic Two Rate | 0% | 0% | 1112243.5081 | 879826.5342 | 0 | 320000 | 0 | 0
LDNO LV: Domestic Two Rate | 30.88% | 30.88% | 183.4291 | 117.2809 | 0 | 63.5875 | 0 | 0
LDNO HV: Domestic Two Rate | 51.24% | 51.24% | 149.3021 | 100.1711 | 0 | 78.0228 | 0 | 0
> Domestic Off Peak (related MPAN)
Domestic Off Peak (related MPAN) | 0% | 0% | 50009.2812 | 0 | 0 | 12000 | 0 | 0
LDNO LV: Domestic Off Peak (related MPAN) | 30.88% | 30.88% | 0 | 0 | 0 | 0 | 0 | 0
LDNO HV: Domestic Off Peak (related MPAN) | 51.24% | 51.24% | 0 | 0 | 0 | 0 | 0 | 0
> Small Non Domestic Unrestricted
Small Non Domestic Unrestricted | 0% | 0% | 1681001.5856 | 0 | 0 | 131000 | 0 | 0
LDNO LV: Small Non Domestic Unrestricted | 30.88% | 30.88% | 197.5006 | 0 | 0 | 204.5858 | 0 | 0
LDNO HV: Small Non Domestic Unrestricted | 51.24% | 51.24% | 2713.4557 | 0 | 0 | 29.2586 | 0 | 0
> Small Non Domestic Two Rate
Small Non Domestic Two Rate | 0% | 0% | 454803.1384 | 221815.0541 | 0 | 31900 | 0 | 0
LDNO LV: Small Non Domestic Two Rate | 30.88% | 30.88% | 174.3237 | 55.9874 | 0 | 4.147 | 0 | 0
LDNO HV: Small Non Domestic Two Rate | 51.24% | 51.24% | 474.0511 | 166.0438 | 0 | 17.0675 | 0 | 0
> Small Non Domestic Off Peak (related MPAN)
Small Non Domestic Off Peak (related MPAN) | 0% | 0% | 8802.9317 | 0 | 0 | 1035 | 0 | 0
LDNO LV: Small Non Domestic Off Peak (related MPAN) | 30.88% | 30.88% | 0 | 0 | 0 | 0 | 0 | 0
LDNO HV: Small Non Domestic Off Peak (related MPAN) | 51.24% | 51.24% | 0 | 0 | 0 | 0 | 0 | 0
> LV Medium Non-Domestic
LV Medium Non-Domestic | 0% | 0% | 1309103.9816 | 324805.3475 | 0 | 17669.5677 | 0 | 0
LDNO LV: LV Medium Non-Domestic | 30.88% | 30.88% | 136.08 | 47.0374 | 0 | 4.8382 | 0 | 0
LDNO HV: LV Medium Non-Domestic | 51.24% | 51.24% | 3632.1628 | 828.8541 | 0 | 28.2833 | 0 | 0
> LV Sub Medium Non-Domestic
LV Sub Medium Non-Domestic | 0% | 0% | 0 | 0 | 0 | 1 | 0 | 0
> HV Medium Non-Domestic
HV Medium Non-Domestic | 0% | 0% | 35190.7846 | 9519.4739 | 0 | 355 | 0 | 0
> LV HH Metered
LV HH Metered | 0% | 0% | 207936.8607 | 833949.2917 | 852510.1181 | 5900 | 950000 | 187442.169
LDNO LV: LV HH Metered | 30.88% | 30.88% | 0 | 0 | 0 | 0 | 0 | 0
LDNO HV: LV HH Metered | 51.24% | 51.24% | 1988.9458 | 6744.7476 | 7422.6447 | 33.6473 | 9509.0328 | 514.8655
> LV Sub HH Metered
LV Sub HH Metered | 0% | 0% | 173.9622 | 699.3383 | 919.8888 | 17 | 8000 | 0
LDNO HV: LV Sub HH Metered | 27.16% | 27.16% | 0 | 0 | 0 | 0 | 0 | 0
> HV HH Metered
HV HH Metered | 0% | 0% | 795842.8894 | 3201247.3956 | 4069886.855 | 3710 | 2861000 | 1261753.689
LDNO HV: HV HH Metered | 17.19% | 17.19% | 1306.835 | 4146.6829 | 4219.912 | 7.4525 | 6293.2066 | 575.184
> HV Sub HH Metered
HV Sub HH Metered | 0% | 0% | 0 | 0 | 0 | 0 | 0 | 0
> NHH UMS
NHH UMS | 0% | 0% | 107026.9023 | 0 | 0 | 1682.0499 | 0 | 0
LDNO LV: NHH UMS | 30.88% | 30.88% | 23.5232 | 0 | 0 | 8.9852 | 0 | 0
LDNO HV: NHH UMS | 51.24% | 51.24% | 140.7215 | 0 | 0 | 16.5799 | 0 | 0
> LV UMS (Pseudo HH Metered)
LV UMS (Pseudo HH Metered) | 0% | 0% | 14139.3629 | 24772.5151 | 204407.0872 | 16 | 0 | 0
LDNO LV: LV UMS (Pseudo HH Metered) | 30.88% | 30.88% | 0 | 0 | 0 | 0 | 0 | 0
LDNO HV: LV UMS (Pseudo HH Metered) | 51.24% | 51.24% | 0 | 0 | 0 | 0 | 0 | 0
> LV Generation NHH
LV Generation NHH | 0% | 0% | 297.333 | 0 | 0 | 76 | 0 | 0
LDNO LV: LV Generation NHH | 0% | 100% | 0 | 0 | 0 | 0 | 0 | 0
LDNO HV: LV Generation NHH | 0% | 100% | 0 | 0 | 0 | 0 | 0 | 0
> LV Sub Generation NHH
LV Sub Generation NHH | 0% | 0% | 0 | 0 | 0 | 0 | 0 | 0
LDNO HV: LV Sub Generation NHH | 0% | 100% | 0 | 0 | 0 | 0 | 0 | 0
> LV Generation Intermittent
LV Generation Intermittent | 0% | 0% | 32.1196 | 0 | 0 | 2 | 0 | 0
LDNO LV: LV Generation Intermittent | 0% | 100% | 0 | 0 | 0 | 0 | 0 | 0
LDNO HV: LV Generation Intermittent | 0% | 100% | 0 | 0 | 0 | 0 | 0 | 0
> LV Generation Non-Intermittent
LV Generation Non-Intermittent | 0% | 0% | 104.016 | 307.363 | 632.92 | 19 | 0 | 0
LDNO LV: LV Generation Non-Intermittent | 0% | 100% | 0 | 0 | 0 | 0 | 0 | 0
LDNO HV: LV Generation Non-Intermittent | 0% | 100% | 0 | 0 | 0 | 0 | 0 | 0
> LV Sub Generation Intermittent
LV Sub Generation Intermittent | 0% | 0% | 0 | 0 | 0 | 0 | 0 | 0
LDNO HV: LV Sub Generation Intermittent | 0% | 100% | 0 | 0 | 0 | 0 | 0 | 0
> LV Sub Generation Non-Intermittent
LV Sub Generation Non-Intermittent | 0% | 0% | 0 | 0 | 0 | 0 | 0 | 0
LDNO HV: LV Sub Generation Non-Intermittent | 0% | 100% | 0 | 0 | 0 | 0 | 0 | 0
> HV Generation Intermittent
HV Generation Intermittent | 0% | 0% | 755.841 | 0 | 0 | 2 | 0 | 375.51
LDNO HV: HV Generation Intermittent | 0% | 100% | 0 | 0 | 0 | 0 | 0 | 0
> HV Generation Non-Intermittent
HV Generation Non-Intermittent | 0% | 0% | 37631.117 | 124344.926 | 243894.852 | 76 | 0 | 396.993
LDNO HV: HV Generation Non-Intermittent | 0% | 100% | 0 | 0 | 0 | 0 | 0 | 0
> HV Sub Generation Non-Intermittent
HV Sub Generation Non-Intermittent | 0% | 0% | 0 | 0 | 0 | 0 | 0 | 0
> HV Sub Generation Intermittent
HV Sub Generation Intermittent | 0% | 0% | 0 | 0 | 0 | 0 | 0 | 0
2305. Equivalent volume for each end user
Data sources:
x1 = 2304. Rate 1 units (MWh) (in LDNO discounts and volumes adjusted for discount)
x2 = 2304. Rate 2 units (MWh) (in LDNO discounts and volumes adjusted for discount)
x3 = 2304. Rate 3 units (MWh) (in LDNO discounts and volumes adjusted for discount)
x4 = 2304. MPANs (in LDNO discounts and volumes adjusted for discount)
x5 = 2304. Import capacity (kVA) (in LDNO discounts and volumes adjusted for discount)
x6 = 2304. Reactive power units (MVArh) (in LDNO discounts and volumes adjusted for discount)
Kind: | Cell summation | Cell summation | Cell summation | Cell summation | Cell summation | Cell summation
Formula: | =SUM(x1) | =SUM(x2) | =SUM(x3) | =SUM(x4) | =SUM(x5) | =SUM(x6)
| Rate 1 units (MWh) | Rate 2 units (MWh) | Rate 3 units (MWh) | MPANs | Import capacity (kVA) | Reactive power units (MVArh)
Domestic Unrestricted | 7385861.4382 | 0 | 0 | 1919899.5105 | 0 | 0
Domestic Two Rate | 1112576.2393 | 880043.9861 | 0 | 320141.6103 | 0 | 0
Domestic Off Peak (related MPAN) | 50009.2812 | 0 | 0 | 12000 | 0 | 0
Small Non Domestic Unrestricted | 1683912.5418 | 0 | 0 | 131233.8443 | 0 | 0
Small Non Domestic Two Rate | 455451.5132 | 222037.0852 | 0 | 31921.2145 | 0 | 0
Small Non Domestic Off Peak (related MPAN) | 8802.9317 | 0 | 0 | 1035 | 0 | 0
LV Medium Non-Domestic | 1312872.2243 | 325681.239 | 0 | 17702.6891 | 0 | 0
LV Sub Medium Non-Domestic | 0 | 0 | 0 | 1 | 0 | 0
HV Medium Non-Domestic | 35190.7846 | 9519.4739 | 0 | 355 | 0 | 0
LV HH Metered | 209925.8065 | 840694.0393 | 859932.7628 | 5933.6473 | 959509.0328 | 187957.0345
LV Sub HH Metered | 173.9622 | 699.3383 | 919.8888 | 17 | 8000 | 0
HV HH Metered | 797149.7244 | 3205394.0785 | 4074106.767 | 3717.4525 | 2867293.2066 | 1262328.873
HV Sub HH Metered | 0 | 0 | 0 | 0 | 0 | 0
NHH UMS | 107191.147 | 0 | 0 | 1707.6149 | 0 | 0
LV UMS (Pseudo HH Metered) | 14139.3629 | 24772.5151 | 204407.0872 | 16 | 0 | 0
LV Generation NHH | 297.333 | 0 | 0 | 76 | 0 | 0
LV Sub Generation NHH | 0 | 0 | 0 | 0 | 0 | 0
LV Generation Intermittent | 32.1196 | 0 | 0 | 2 | 0 | 0
LV Generation Non-Intermittent | 104.016 | 307.363 | 632.92 | 19 | 0 | 0
LV Sub Generation Intermittent | 0 | 0 | 0 | 0 | 0 | 0
LV Sub Generation Non-Intermittent | 0 | 0 | 0 | 0 | 0 | 0
HV Generation Intermittent | 755.841 | 0 | 0 | 2 | 0 | 375.51
HV Generation Non-Intermittent | 37631.117 | 124344.926 | 243894.852 | 76 | 0 | 396.993
HV Sub Generation Non-Intermittent | 0 | 0 | 0 | 0 | 0 | 0
HV Sub Generation Intermittent | 0 | 0 | 0 | 0 | 0 | 0

## Multi
CDCM model 100: Load characteristics for multiple unit rates |  | WPD West Midlands |  | 2012/13 |  | April Tariffs 2012/13
2401. Adjust annual hours by distribution time band to match days in year
Data sources:
x1 = 1068. Typical annual hours by distribution time band
x2 = 1010. Days in the charging period (in Financial and general assumptions)
x3 = Total hours in the year according to time band hours input data (in Adjust annual hours by distribution time band to match days in year)
Kind: | Cell summation | Cell-by-cell calculation
Formula: | =SUM(x1) | =x1*24*x2/x3
Annual hours by distribution time band (reconciled to days in year)
| Hours aggregate | Red | Amber | Green
Adjust annual hours by distribution time band to match days in year | 8760 | 780 | 2730 | 5250
2402. Normalisation of split of rate 1 units
Data sources:
x1 = 1061. Average split of rate 1 units by distribution time band
x2 = Total split (should be 100%) (in Normalisation of split of rate 1 units)
x3 = 1068. Typical annual hours by distribution time band
x4 = 2401. Total hours in the year according to time band hours input data (in Adjust annual hours by distribution time band to match days in year)
Kind: | Cell summation | Cell-by-cell calculation
Formula: | =SUM(x1) | =IF(x2,x1/x2,x3/x4)
Normalised split of rate 1 units by distribution time band
| Total split (should be 100%) | Red | Amber | Green
Domestic Two Rate | 100% | 15.14% | 40.93% | 43.93%
Domestic Off Peak (related MPAN) | 100% | 0.2384% | 20.18% | 79.58%
Small Non Domestic Two Rate | 100% | 13.42% | 54.03% | 32.55%
Small Non Domestic Off Peak (related MPAN) | 100% | 2.101% | 17.63% | 80.26%
LV Medium Non-Domestic | 100% | 13.89% | 54.01% | 32.1%
LV Sub Medium Non-Domestic | 100% | 13.89% | 54.01% | 32.1%
HV Medium Non-Domestic | 100% | 13.33% | 57.61% | 29.07%
2403. Split of rate 1 units between distribution time bands
Combine tables = x1 or x2
Data sources:
x1 = 2402. Normalised split of rate 1 units by distribution time band (in Normalisation of split of rate 1 units)
x2 = Split of rate 1 units between distribution time bands (default)
| Red | Amber | Green
Domestic Two Rate | 15.14% | 40.93% | 43.93%
Domestic Off Peak (related MPAN) | 0.2384% | 20.18% | 79.58%
Small Non Domestic Two Rate | 13.42% | 54.03% | 32.55%
Small Non Domestic Off Peak (related MPAN) | 2.101% | 17.63% | 80.26%
LV Medium Non-Domestic | 13.89% | 54.01% | 32.1%
LV Sub Medium Non-Domestic | 13.89% | 54.01% | 32.1%
HV Medium Non-Domestic | 13.33% | 57.61% | 29.07%
LV HH Metered | 100% | 0% | 0%
LV Sub HH Metered | 100% | 0% | 0%
HV HH Metered | 100% | 0% | 0%
HV Sub HH Metered | 100% | 0% | 0%
LV UMS (Pseudo HH Metered) | 100% | 0% | 0%
LV Generation Non-Intermittent | 100% | 0% | 0%
LV Sub Generation Non-Intermittent | 100% | 0% | 0%
HV Generation Non-Intermittent | 100% | 0% | 0%
HV Sub Generation Non-Intermittent | 100% | 0% | 0%
2404. Normalisation of split of rate 2 units
Data sources:
x1 = 1062. Average split of rate 2 units by distribution time band
x2 = Total split (should be 100%) (in Normalisation of split of rate 2 units)
x3 = 1068. Typical annual hours by distribution time band
x4 = 2401. Total hours in the year according to time band hours input data (in Adjust annual hours by distribution time band to match days in year)
Kind: | Cell summation | Cell-by-cell calculation
Formula: | =SUM(x1) | =IF(x2,x1/x2,x3/x4)
Normalised split of rate 2 units by distribution time band
| Total split (should be 100%) | Red | Amber | Green
Domestic Two Rate | 100% | 0% | 0% | 100%
Small Non Domestic Two Rate | 100% | 0% | 0% | 100%
LV Medium Non-Domestic | 100% | 0% | 0% | 100%
LV Sub Medium Non-Domestic | 100% | 0% | 0% | 100%
HV Medium Non-Domestic | 100% | 0% | 0% | 100%
2405. Split of rate 2 units between distribution time bands
Combine tables = x1 or x2
Data sources:
x1 = 2404. Normalised split of rate 2 units by distribution time band (in Normalisation of split of rate 2 units)
x2 = Split of rate 2 units between distribution time bands (default)
| Red | Amber | Green
Domestic Two Rate | 0% | 0% | 100%
Small Non Domestic Two Rate | 0% | 0% | 100%
LV Medium Non-Domestic | 0% | 0% | 100%
LV Sub Medium Non-Domestic | 0% | 0% | 100%
HV Medium Non-Domestic | 0% | 0% | 100%
LV HH Metered | 0% | 100% | 0%
LV Sub HH Metered | 0% | 100% | 0%
HV HH Metered | 0% | 100% | 0%
HV Sub HH Metered | 0% | 100% | 0%
LV UMS (Pseudo HH Metered) | 0% | 100% | 0%
LV Generation Non-Intermittent | 0% | 100% | 0%
LV Sub Generation Non-Intermittent | 0% | 100% | 0%
HV Generation Non-Intermittent | 0% | 100% | 0%
HV Sub Generation Non-Intermittent | 0% | 100% | 0%
2406. Split of rate 3 units between distribution time bands (default)
| Red | Amber | Green
LV HH Metered | 0% | 0% | 100%
LV Sub HH Metered | 0% | 0% | 100%
HV HH Metered | 0% | 0% | 100%
HV Sub HH Metered | 0% | 0% | 100%
LV UMS (Pseudo HH Metered) | 0% | 0% | 100%
LV Generation Non-Intermittent | 0% | 0% | 100%
LV Sub Generation Non-Intermittent | 0% | 0% | 100%
HV Generation Non-Intermittent | 0% | 0% | 100%
HV Sub Generation Non-Intermittent | 0% | 0% | 100%
2407. All units (MWh)
Cell-by-cell calculation =x1+x2+x3
Data sources:
x1 = 2305. Rate 1 units (MWh) (in Equivalent volume for each end user)
x2 = 2305. Rate 2 units (MWh) (in Equivalent volume for each end user)
x3 = 2305. Rate 3 units (MWh) (in Equivalent volume for each end user)
All units (MWh)
Domestic Unrestricted | 7385861.4382
Domestic Two Rate | 1992620.2254
Domestic Off Peak (related MPAN) | 50009.2812
Small Non Domestic Unrestricted | 1683912.5418
Small Non Domestic Two Rate | 677488.5984
Small Non Domestic Off Peak (related MPAN) | 8802.9317
LV Medium Non-Domestic | 1638553.4634
LV Sub Medium Non-Domestic | 0
HV Medium Non-Domestic | 44710.2585
LV HH Metered | 1910552.6086
LV Sub HH Metered | 1793.1893
HV HH Metered | 8076650.5699
HV Sub HH Metered | 0
NHH UMS | 107191.147
LV UMS (Pseudo HH Metered) | 243318.9652
LV Generation NHH | 297.333
LV Sub Generation NHH | 0
LV Generation Intermittent | 32.1196
LV Generation Non-Intermittent | 1044.299
LV Sub Generation Intermittent | 0
LV Sub Generation Non-Intermittent | 0
HV Generation Intermittent | 755.841
HV Generation Non-Intermittent | 405870.895
HV Sub Generation Non-Intermittent | 0
HV Sub Generation Intermittent | 0
2408. Calculation of implied load coefficients for two-rate users
Data sources:
x1 = 2407. All units (MWh)
x2 = 2305. Rate 1 units (MWh) (in Equivalent volume for each end user)
x3 = 2403. Split of rate 1 units between distribution time bands
x4 = 2305. Rate 2 units (MWh) (in Equivalent volume for each end user)
x5 = 2405. Split of rate 2 units between distribution time bands
x6 = 2401. Annual hours by distribution time band (reconciled to days in year) (in Adjust annual hours by distribution time band to match days in year)
x7 = Use of distribution time bands by units in demand forecast for two-rate tariffs (in Calculation of implied load coefficients for two-rate users)
x8 = 1010. Days in the charging period (in Financial and general assumptions)
Kind: | Cell-by-cell calculation |  |  | Cell-by-cell calculation
Formula: | =IF(x1>0,(x2*x3+x4*x5)/x1,0) |  |  | =IF(x6>0,x7*x8*24/x6,0)
Use of distribution time bands by units in demand forecast for two-rate tariffs
| Red | Amber | Green | Implied load coefficient elements for two-rate tariffs, at total system level
Domestic Two Rate | 8.454% | 22.85% | 68.69% | 0.94948
Small Non Domestic Two Rate | 9.022% | 36.32% | 54.66% | 1.0132
LV Medium Non-Domestic | 11.13% | 43.27% | 45.6% | 1.2497
LV Sub Medium Non-Domestic | 0% | 0% | 0% | 0
HV Medium Non-Domestic | 10.49% | 45.34% | 44.17% | 1.1779
2409. Calculation of implied load coefficients for three-rate users
Data sources:
x1 = 2407. All units (MWh)
x2 = 2305. Rate 1 units (MWh) (in Equivalent volume for each end user)
x3 = 2403. Split of rate 1 units between distribution time bands
x4 = 2305. Rate 2 units (MWh) (in Equivalent volume for each end user)
x5 = 2405. Split of rate 2 units between distribution time bands
x6 = 2305. Rate 3 units (MWh) (in Equivalent volume for each end user)
x7 = 2406. Split of rate 3 units between distribution time bands (default)
x8 = 2401. Annual hours by distribution time band (reconciled to days in year) (in Adjust annual hours by distribution time band to match days in year)
x9 = Use of distribution time bands by units in demand forecast for three-rate tariffs (in Calculation of implied load coefficients for three-rate users)
x10 = 1010. Days in the charging period (in Financial and general assumptions)
Kind: | Cell-by-cell calculation |  |  | Cell-by-cell calculation
Formula: | =IF(x1>0,(x2*x3+x4*x5+x6*x7)/x1,0) |  |  | =IF(x8>0,x9*x10*24/x8,0)
Use of distribution time bands by units in demand forecast for three-rate tariffs
| Red | Amber | Green | Implied load coefficient elements for three-rate tariffs, at total system level
LV HH Metered | 10.99% | 44% | 45.01% | 1.234
LV Sub HH Metered | 9.701% | 39% | 51.3% | 1.0895
HV HH Metered | 9.87% | 39.69% | 50.44% | 1.1085
HV Sub HH Metered | 0% | 0% | 0% | 0
LV UMS (Pseudo HH Metered) | 5.811% | 10.18% | 84.01% | 0.65262
2410. Calculation of adjusted time band load coefficients
Data sources:
x1 = 2408. Implied load coefficient elements for two-rate tariffs, at total system level (in Calculation of implied load coefficients for two-rate users)
x2 = 2409. Implied load coefficient elements for three-rate tariffs, at total system level (in Calculation of implied load coefficients for three-rate users)
x3 = Implied load coefficient against system peak (in Calculation of adjusted time band load coefficients)
x4 = 2302. Load coefficient
Kind: | Combine tables | Cell-by-cell calculation
Formula: | = x1 or x2 | =IF(x3<>0,x4/x3,IF(x4<0,-1,1))
| Implied load coefficient against system peak | Rescaled time band load coefficient
Domestic Two Rate | 0.94948 | 1.6609
Domestic Off Peak (related MPAN) |  | 1
Small Non Domestic Two Rate | 1.0132 | 1.4749
Small Non Domestic Off Peak (related MPAN) |  | 1
LV Medium Non-Domestic | 1.2497 | 1.2776
LV Sub Medium Non-Domestic | 0 | 1
HV Medium Non-Domestic | 1.1779 | 1.2565
LV HH Metered | 1.234 | 1.1816
LV Sub HH Metered | 1.0895 | 1.3383
HV HH Metered | 1.1085 | 1.0607
HV Sub HH Metered | 0 | 1
LV UMS (Pseudo HH Metered) | 0.65262 | 2.9581
LV Generation Non-Intermittent |  | -1
LV Sub Generation Non-Intermittent |  | -1
HV Generation Non-Intermittent |  | -1
HV Sub Generation Non-Intermittent |  | -1
2411. Normalisation of peaking probabilities
Data sources:
x1 = 1069. Peaking probabilities by network level
x2 = Total probability (should be 100%) (in Normalisation of peaking probabilities)
x3 = 1068. Typical annual hours by distribution time band
x4 = 2401. Total hours in the year according to time band hours input data (in Adjust annual hours by distribution time band to match days in year)
Kind: | Cell summation | Cell-by-cell calculation
Formula: | =SUM(x1) | =IF(x2,x1/x2,x3/x4)
Normalised peaking probabilities
| Total probability (should be 100%) | Red | Amber | Green
GSPs | 99.31% | 93.39% | 6.615% | 0%
132kV | 100% | 70.71% | 26.82% | 2.462%
132kV/EHV | 100% | 70.71% | 26.82% | 2.462%
EHV | 100% | 64.96% | 27.53% | 7.514%
EHV/HV | 100% | 64.96% | 27.53% | 7.514%
132kV/HV | 100% | 70.71% | 26.82% | 2.462%
HV | 100% | 64.96% | 27.53% | 7.514%
HV/LV | 100% | 64.96% | 27.53% | 7.514%
LV circuits | 100% | 64.96% | 27.53% | 7.514%
2412. Peaking probabilities by network level (reshaped)
Reshape table = x1
Data sources:
x1 = 2411. Normalised peaking probabilities (in Normalisation of peaking probabilities)
| GSPs | Red | Amber | Green | 132kV | Red | Amber | Green | 132kV/EHV | Red | Amber | Green | EHV | Red | Amber | Green | EHV/HV | Red | Amber | Green | 132kV/HV | Red | Amber | Green | HV | Red | Amber | Green | HV/LV | Red | Amber | Green | LV circuits | Red | Amber | Green
Probability of peak within timeband |  | 93.39% | 6.615% | 0% |  | 70.71% | 26.82% | 2.462% |  | 70.71% | 26.82% | 2.462% |  | 64.96% | 27.53% | 7.514% |  | 64.96% | 27.53% | 7.514% |  | 70.71% | 26.82% | 2.462% |  | 64.96% | 27.53% | 7.514% |  | 64.96% | 27.53% | 7.514% |  | 64.96% | 27.53% | 7.514%
2413. Pseudo load coefficient by time band and network level
Cell-by-cell calculation =IF(x1>0,x2*x3*24*x4/x1,0)
Data sources:
x1 = 2401. Annual hours by distribution time band (reconciled to days in year) (in Adjust annual hours by distribution time band to match days in year)
x2 = 2410. Rescaled time band load coefficient (kW at peak in band / average band kW) (in Calculation of adjusted time band load coefficients)
x3 = 2412. Peaking probabilities by network level (reshaped)
x4 = 1010. Days in the charging period (in Financial and general assumptions)
| GSPs | Red | Amber | Green | 132kV | Red | Amber | Green | 132kV/EHV | Red | Amber | Green | EHV | Red | Amber | Green | EHV/HV | Red | Amber | Green | 132kV/HV | Red | Amber | Green | HV | Red | Amber | Green | HV/LV | Red | Amber | Green | LV circuits | Red | Amber | Green
Domestic Two Rate |  | 17.4194 | 0.35254 | 0 |  | 13.1905 | 1.4296 | 0.068235 |  | 13.1905 | 1.4296 | 0.068235 |  | 12.1168 | 1.4671 | 0.20825 |  | 12.1168 | 1.4671 | 0.20825 |  | 13.1905 | 1.4296 | 0.068235 |  | 12.1168 | 1.4671 | 0.20825 |  | 12.1168 | 1.4671 | 0.20825 |  | 12.1168 | 1.4671 | 0.20825
Domestic Off Peak (related MPAN) |  | 10.4879 | 0.21226 | 0 |  | 7.9417 | 0.86072 | 0.041083 |  | 7.9417 | 0.86072 | 0.041083 |  | 7.2953 | 0.8833 | 0.12538 |  | 7.2953 | 0.8833 | 0.12538 |  | 7.9417 | 0.86072 | 0.041083 |  | 7.2953 | 0.8833 | 0.12538 |  | 7.2953 | 0.8833 | 0.12538 |  | 7.2953 | 0.8833 | 0.12538
Small Non Domestic Two Rate |  | 15.4681 | 0.31305 | 0 |  | 11.7129 | 1.2694 | 0.060591 |  | 11.7129 | 1.2694 | 0.060591 |  | 10.7595 | 1.3027 | 0.18492 |  | 10.7595 | 1.3027 | 0.18492 |  | 11.7129 | 1.2694 | 0.060591 |  | 10.7595 | 1.3027 | 0.18492 |  | 10.7595 | 1.3027 | 0.18492 |  | 10.7595 | 1.3027 | 0.18492
Small Non Domestic Off Peak (related MPAN) |  | 10.4879 | 0.21226 | 0 |  | 7.9417 | 0.86072 | 0.041083 |  | 7.9417 | 0.86072 | 0.041083 |  | 7.2953 | 0.8833 | 0.12538 |  | 7.2953 | 0.8833 | 0.12538 |  | 7.9417 | 0.86072 | 0.041083 |  | 7.2953 | 0.8833 | 0.12538 |  | 7.2953 | 0.8833 | 0.12538 |  | 7.2953 | 0.8833 | 0.12538
LV Medium Non-Domestic |  | 13.3992 | 0.27117 | 0 |  | 10.1463 | 1.0996 | 0.052487 |  | 10.1463 | 1.0996 | 0.052487 |  | 9.3204 | 1.1285 | 0.16019 |  | 9.3204 | 1.1285 | 0.16019 |  | 10.1463 | 1.0996 | 0.052487 |  | 9.3204 | 1.1285 | 0.16019 |  | 9.3204 | 1.1285 | 0.16019 |  | 9.3204 | 1.1285 | 0.16019
LV Sub Medium Non-Domestic |  | 10.4879 | 0.21226 | 0 |  | 7.9417 | 0.86072 | 0.041083 |  | 7.9417 | 0.86072 | 0.041083 |  | 7.2953 | 0.8833 | 0.12538 |  | 7.2953 | 0.8833 | 0.12538 |  | 7.9417 | 0.86072 | 0.041083 |  | 7.2953 | 0.8833 | 0.12538 |  | 7.2953 | 0.8833 | 0.12538 |  | 7.2953 | 0.8833 | 0.12538
HV Medium Non-Domestic |  | 13.1784 | 0.26671 | 0 |  | 9.9791 | 1.0815 | 0.051622 |  | 9.9791 | 1.0815 | 0.051622 |  | 9.1668 | 1.1099 | 0.15755 |  | 9.1668 | 1.1099 | 0.15755 |  | 9.9791 | 1.0815 | 0.051622 |  | 9.1668 | 1.1099 | 0.15755 |  | 9.1668 | 1.1099 | 0.15755 |  | 9.1668 | 1.1099 | 0.15755
LV HH Metered |  | 12.3926 | 0.2508 | 0 |  | 9.384 | 1.017 | 0.048544 |  | 9.384 | 1.017 | 0.048544 |  | 8.6202 | 1.0437 | 0.14815 |  | 8.6202 | 1.0437 | 0.14815 |  | 9.384 | 1.017 | 0.048544 |  | 8.6202 | 1.0437 | 0.14815 |  | 8.6202 | 1.0437 | 0.14815 |  | 8.6202 | 1.0437 | 0.14815
LV Sub HH Metered |  | 14.0359 | 0.28406 | 0 |  | 10.6284 | 1.1519 | 0.054981 |  | 10.6284 | 1.1519 | 0.054981 |  | 9.7632 | 1.1821 | 0.1678 |  | 9.7632 | 1.1821 | 0.1678 |  | 10.6284 | 1.1519 | 0.054981 |  | 9.7632 | 1.1821 | 0.1678 |  | 9.7632 | 1.1821 | 0.1678 |  | 9.7632 | 1.1821 | 0.1678
HV HH Metered |  | 11.1245 | 0.22514 | 0 |  | 8.4238 | 0.91297 | 0.043576 |  | 8.4238 | 0.91297 | 0.043576 |  | 7.7381 | 0.93692 | 0.13299 |  | 7.7381 | 0.93692 | 0.13299 |  | 8.4238 | 0.91297 | 0.043576 |  | 7.7381 | 0.93692 | 0.13299 |  | 7.7381 | 0.93692 | 0.13299 |  | 7.7381 | 0.93692 | 0.13299
HV Sub HH Metered |  | 10.4879 | 0.21226 | 0 |  | 7.9417 | 0.86072 | 0.041083 |  | 7.9417 | 0.86072 | 0.041083 |  | 7.2953 | 0.8833 | 0.12538 |  | 7.2953 | 0.8833 | 0.12538 |  | 7.9417 | 0.86072 | 0.041083 |  | 7.2953 | 0.8833 | 0.12538 |  | 7.2953 | 0.8833 | 0.12538 |  | 7.2953 | 0.8833 | 0.12538
LV UMS (Pseudo HH Metered) |  | 31.0237 | 0.62786 | 0 |  | 23.492 | 2.5461 | 0.12152 |  | 23.492 | 2.5461 | 0.12152 |  | 21.5798 | 2.6129 | 0.37089 |  | 21.5798 | 2.6129 | 0.37089 |  | 23.492 | 2.5461 | 0.12152 |  | 21.5798 | 2.6129 | 0.37089 |  | 21.5798 | 2.6129 | 0.37089 |  | 21.5798 | 2.6129 | 0.37089
LV Generation Non-Intermittent |  | -10.4879 | -0.21226 | 0 |  | -7.9417 | -0.86072 | -0.041083 |  | -7.9417 | -0.86072 | -0.041083 |  | -7.2953 | -0.8833 | -0.12538 |  | -7.2953 | -0.8833 | -0.12538 |  | -7.9417 | -0.86072 | -0.041083 |  | -7.2953 | -0.8833 | -0.12538 |  | -7.2953 | -0.8833 | -0.12538 |  | -7.2953 | -0.8833 | -0.12538
LV Sub Generation Non-Intermittent |  | -10.4879 | -0.21226 | 0 |  | -7.9417 | -0.86072 | -0.041083 |  | -7.9417 | -0.86072 | -0.041083 |  | -7.2953 | -0.8833 | -0.12538 |  | -7.2953 | -0.8833 | -0.12538 |  | -7.9417 | -0.86072 | -0.041083 |  | -7.2953 | -0.8833 | -0.12538 |  | -7.2953 | -0.8833 | -0.12538 |  | -7.2953 | -0.8833 | -0.12538
HV Generation Non-Intermittent |  | -10.4879 | -0.21226 | 0 |  | -7.9417 | -0.86072 | -0.041083 |  | -7.9417 | -0.86072 | -0.041083 |  | -7.2953 | -0.8833 | -0.12538 |  | -7.2953 | -0.8833 | -0.12538 |  | -7.9417 | -0.86072 | -0.041083 |  | -7.2953 | -0.8833 | -0.12538 |  | -7.2953 | -0.8833 | -0.12538 |  | -7.2953 | -0.8833 | -0.12538
HV Sub Generation Non-Intermittent |  | -10.4879 | -0.21226 | 0 |  | -7.9417 | -0.86072 | -0.041083 |  | -7.9417 | -0.86072 | -0.041083 |  | -7.2953 | -0.8833 | -0.12538 |  | -7.2953 | -0.8833 | -0.12538 |  | -7.9417 | -0.86072 | -0.041083 |  | -7.2953 | -0.8833 | -0.12538 |  | -7.2953 | -0.8833 | -0.12538 |  | -7.2953 | -0.8833 | -0.12538
2414. Unit rate 1 pseudo load coefficient by network level
Sum-product calculation =SUMPRODUCT(x1, x2)
Data sources:
x1 = 2413. Pseudo load coefficient by time band and network level
x2 = 2403. Split of rate 1 units between distribution time bands
| GSPs | 132kV | 132kV/EHV | EHV | EHV/HV | 132kV/HV | HV | HV/LV | LV circuits
Domestic Two Rate | 2.7819 | 2.6123 | 2.6123 | 2.5266 | 2.5266 | 2.6123 | 2.5266 | 2.5266 | 2.5266
Domestic Off Peak (related MPAN) | 0.067832 | 0.22531 | 0.22531 | 0.29541 | 0.29541 | 0.22531 | 0.29541 | 0.29541 | 0.29541
Small Non Domestic Two Rate | 2.2449 | 2.2774 | 2.2774 | 2.2079 | 2.2079 | 2.2774 | 2.2079 | 2.2079 | 2.2079
Small Non Domestic Off Peak (related MPAN) | 0.25774 | 0.35159 | 0.35159 | 0.40965 | 0.40965 | 0.35159 | 0.40965 | 0.40965 | 0.40965
LV Medium Non-Domestic | 2.0073 | 2.0199 | 2.0199 | 1.9553 | 1.9553 | 2.0199 | 1.9553 | 1.9553 | 1.9553
LV Sub Medium Non-Domestic | 1.5712 | 1.581 | 1.581 | 1.5305 | 1.5305 | 1.581 | 1.5305 | 1.5305 | 1.5305
HV Medium Non-Domestic | 1.9097 | 1.9678 | 1.9678 | 1.9067 | 1.9067 | 1.9678 | 1.9067 | 1.9067 | 1.9067
LV HH Metered | 12.3926 | 9.384 | 9.384 | 8.6202 | 8.6202 | 9.384 | 8.6202 | 8.6202 | 8.6202
LV Sub HH Metered | 14.0359 | 10.6284 | 10.6284 | 9.7632 | 9.7632 | 10.6284 | 9.7632 | 9.7632 | 9.7632
HV HH Metered | 11.1245 | 8.4238 | 8.4238 | 7.7381 | 7.7381 | 8.4238 | 7.7381 | 7.7381 | 7.7381
HV Sub HH Metered | 10.4879 | 7.9417 | 7.9417 | 7.2953 | 7.2953 | 7.9417 | 7.2953 | 7.2953 | 7.2953
LV UMS (Pseudo HH Metered) | 31.0237 | 23.492 | 23.492 | 21.5798 | 21.5798 | 23.492 | 21.5798 | 21.5798 | 21.5798
LV Generation Non-Intermittent | -10.4879 | -7.9417 | -7.9417 | -7.2953 | -7.2953 | -7.9417 | -7.2953 | -7.2953 | -7.2953
LV Sub Generation Non-Intermittent | -10.4879 | -7.9417 | -7.9417 | -7.2953 | -7.2953 | -7.9417 | -7.2953 | -7.2953 | -7.2953
HV Generation Non-Intermittent | -10.4879 | -7.9417 | -7.9417 | -7.2953 | -7.2953 | -7.9417 | -7.2953 | -7.2953 | -7.2953
HV Sub Generation Non-Intermittent | -10.4879 | -7.9417 | -7.9417 | -7.2953 | -7.2953 | -7.9417 | -7.2953 | -7.2953 | -7.2953
2415. Unit rate 2 pseudo load coefficient by network level
Sum-product calculation =SUMPRODUCT(x1, x2)
Data sources:
x1 = 2413. Pseudo load coefficient by time band and network level
x2 = 2405. Split of rate 2 units between distribution time bands
| GSPs | 132kV | 132kV/EHV | EHV | EHV/HV | 132kV/HV | HV | HV/LV | LV circuits
Domestic Two Rate | 0 | 0.068235 | 0.068235 | 0.20825 | 0.20825 | 0.068235 | 0.20825 | 0.20825 | 0.20825
Small Non Domestic Two Rate | 0 | 0.060591 | 0.060591 | 0.18492 | 0.18492 | 0.060591 | 0.18492 | 0.18492 | 0.18492
LV Medium Non-Domestic | 0 | 0.052487 | 0.052487 | 0.16019 | 0.16019 | 0.052487 | 0.16019 | 0.16019 | 0.16019
LV Sub Medium Non-Domestic | 0 | 0.041083 | 0.041083 | 0.12538 | 0.12538 | 0.041083 | 0.12538 | 0.12538 | 0.12538
HV Medium Non-Domestic | 0 | 0.051622 | 0.051622 | 0.15755 | 0.15755 | 0.051622 | 0.15755 | 0.15755 | 0.15755
LV HH Metered | 0.2508 | 1.017 | 1.017 | 1.0437 | 1.0437 | 1.017 | 1.0437 | 1.0437 | 1.0437
LV Sub HH Metered | 0.28406 | 1.1519 | 1.1519 | 1.1821 | 1.1821 | 1.1519 | 1.1821 | 1.1821 | 1.1821
HV HH Metered | 0.22514 | 0.91297 | 0.91297 | 0.93692 | 0.93692 | 0.91297 | 0.93692 | 0.93692 | 0.93692
HV Sub HH Metered | 0.21226 | 0.86072 | 0.86072 | 0.8833 | 0.8833 | 0.86072 | 0.8833 | 0.8833 | 0.8833
LV UMS (Pseudo HH Metered) | 0.62786 | 2.5461 | 2.5461 | 2.6129 | 2.6129 | 2.5461 | 2.6129 | 2.6129 | 2.6129
LV Generation Non-Intermittent | -0.21226 | -0.86072 | -0.86072 | -0.8833 | -0.8833 | -0.86072 | -0.8833 | -0.8833 | -0.8833
LV Sub Generation Non-Intermittent | -0.21226 | -0.86072 | -0.86072 | -0.8833 | -0.8833 | -0.86072 | -0.8833 | -0.8833 | -0.8833
HV Generation Non-Intermittent | -0.21226 | -0.86072 | -0.86072 | -0.8833 | -0.8833 | -0.86072 | -0.8833 | -0.8833 | -0.8833
HV Sub Generation Non-Intermittent | -0.21226 | -0.86072 | -0.86072 | -0.8833 | -0.8833 | -0.86072 | -0.8833 | -0.8833 | -0.8833
2416. Unit rate 3 pseudo load coefficient by network level
Sum-product calculation =SUMPRODUCT(x1, x2)
Data sources:
x1 = 2413. Pseudo load coefficient by time band and network level
x2 = 2406. Split of rate 3 units between distribution time bands (default)
| GSPs | 132kV | 132kV/EHV | EHV | EHV/HV | 132kV/HV | HV | HV/LV | LV circuits
LV HH Metered | 0 | 0.048544 | 0.048544 | 0.14815 | 0.14815 | 0.048544 | 0.14815 | 0.14815 | 0.14815
LV Sub HH Metered | 0 | 0.054981 | 0.054981 | 0.1678 | 0.1678 | 0.054981 | 0.1678 | 0.1678 | 0.1678
HV HH Metered | 0 | 0.043576 | 0.043576 | 0.13299 | 0.13299 | 0.043576 | 0.13299 | 0.13299 | 0.13299
HV Sub HH Metered | 0 | 0.041083 | 0.041083 | 0.12538 | 0.12538 | 0.041083 | 0.12538 | 0.12538 | 0.12538
LV UMS (Pseudo HH Metered) | 0 | 0.12152 | 0.12152 | 0.37089 | 0.37089 | 0.12152 | 0.37089 | 0.37089 | 0.37089
LV Generation Non-Intermittent | 0 | -0.041083 | -0.041083 | -0.12538 | -0.12538 | -0.041083 | -0.12538 | -0.12538 | -0.12538
LV Sub Generation Non-Intermittent | 0 | -0.041083 | -0.041083 | -0.12538 | -0.12538 | -0.041083 | -0.12538 | -0.12538 | -0.12538
HV Generation Non-Intermittent | 0 | -0.041083 | -0.041083 | -0.12538 | -0.12538 | -0.041083 | -0.12538 | -0.12538 | -0.12538
HV Sub Generation Non-Intermittent | 0 | -0.041083 | -0.041083 | -0.12538 | -0.12538 | -0.041083 | -0.12538 | -0.12538 | -0.12538

## SMD
CDCM model 100: Forecast simultaneous maximum load |  | WPD West Midlands |  | 2012/13 |  | April Tariffs 2012/13
2501. Contributions of users on one-rate multi tariffs to system simultaneous maximum load by network level (kW)
Cell-by-cell calculation =(x1*x2)*x3/(24*x4)*1000
Data sources:
x1 = 2305. Rate 1 units (MWh) (in Equivalent volume for each end user)
x2 = 2414. Unit rate 1 pseudo load coefficient by network level
x3 = 2012. Loss adjustment factors between end user meter reading and each network level, scaled by network use
x4 = 1010. Days in the charging period (in Financial and general assumptions)
| GSPs | 132kV | 132kV/EHV | EHV | EHV/HV | 132kV/HV | HV | HV/LV | LV circuits
Domestic Off Peak (related MPAN) | 417.0579 | 1382.5086 | 424.6069 | 555.0639 | 543.714 | 934.1703 | 1739.7548 | 1728.1674 | 1686.4475
Small Non Domestic Off Peak (related MPAN) | 278.948 | 379.7548 | 116.6333 | 135.4906 | 132.7201 | 256.6029 | 424.6724 | 421.844 | 411.6602
2502. Contributions of users on two-rate multi tariffs to system simultaneous maximum load by network level (kW)
Cell-by-cell calculation =(x1*x2+x3*x4)*x5/(24*x6)*1000
Data sources:
x1 = 2305. Rate 1 units (MWh) (in Equivalent volume for each end user)
x2 = 2414. Unit rate 1 pseudo load coefficient by network level
x3 = 2305. Rate 2 units (MWh) (in Equivalent volume for each end user)
x4 = 2415. Unit rate 2 pseudo load coefficient by network level
x5 = 2012. Loss adjustment factors between end user meter reading and each network level, scaled by network use
x6 = 1010. Days in the charging period (in Financial and general assumptions)
| GSPs | 132kV | 132kV/EHV | EHV | EHV/HV | 132kV/HV | HV | HV/LV | LV circuits
Domestic Two Rate | 380518.7809 | 363982.24 | 111789.085 | 112502.4099 | 110201.9711 | 245945.231 | 352619.9569 | 350271.3939 | 341815.4457
Small Non Domestic Two Rate | 125705.0252 | 128921.6149 | 39595.4192 | 39325.6261 | 38521.4994 | 87113.1964 | 123259.587 | 122438.6382 | 119482.8308
LV Medium Non-Domestic | 324006.3394 | 327474.62 | 100576.5779 | 98410.8989 | 96398.602 | 221276.7883 | 308452.4764 | 306398.0831 | 299001.2863
LV Sub Medium Non-Domestic | 0 | 0 | 0 | 0 | 0 | 0 | 0 | 0 | 0
HV Medium Non-Domestic | 8009.4205 | 8294.8696 | 2547.5855 | 2498.3988 | 2447.3117 | 5604.8988 | 7830.8124 | 0 | 0
2503. Contributions of users on three-rate multi tariffs to system simultaneous maximum load by network level (kW)
Cell-by-cell calculation =(x1*x2+x3*x4+x5*x6)*x7/(24*x8)*1000
Data sources:
x1 = 2305. Rate 1 units (MWh) (in Equivalent volume for each end user)
x2 = 2414. Unit rate 1 pseudo load coefficient by network level
x3 = 2305. Rate 2 units (MWh) (in Equivalent volume for each end user)
x4 = 2415. Unit rate 2 pseudo load coefficient by network level
x5 = 2305. Rate 3 units (MWh) (in Equivalent volume for each end user)
x6 = 2416. Unit rate 3 pseudo load coefficient by network level
x7 = 2012. Loss adjustment factors between end user meter reading and each network level, scaled by network use
x8 = 1010. Days in the charging period (in Financial and general assumptions)
| GSPs | 132kV | 132kV/EHV | EHV | EHV/HV | 132kV/HV | HV | HV/LV | LV circuits
LV HH Metered | 345766.6706 | 351743.9038 | 108030.351 | 105744.6906 | 103582.433 | 237675.7055 | 331439.0177 | 329231.5266 | 321283.5046
LV Sub HH Metered | 316.7831 | 323.8994 | 99.4785 | 98.2438 | 96.2349 | 218.861 | 307.9288 | 305.8779 | 0
HV HH Metered | 1142863.2898 | 1167870.7509 | 358685.6398 | 353773.0038 | 346539.0865 | 789138.0678 | 1108842.2149 | 0 | 0
HV Sub HH Metered | 0 | 0 | 0 | 0 | 0 | 0 | 0 | 0 | 0
LV UMS (Pseudo HH Metered) | 55842.7774 | 51543.1427 | 15830.3349 | 16744.5593 | 16402.1681 | 34828.0459 | 52483.0161 | 52133.4622 | 50874.9014
LV Generation Non-Intermittent | -142.1426 | -137.0094 | -42.0794 | -41.693 | -40.8405 | -92.5782 | -130.6797 | -129.8094 | 0
LV Sub Generation Non-Intermittent | 0 | 0 | 0 | 0 | 0 | 0 | 0 | 0 | 0
HV Generation Non-Intermittent | -50181.5224 | -49467.4956 | -15192.8459 | -15112.6477 | -14803.6257 | -33425.5172 | 0 | 0 | 0
HV Sub Generation Non-Intermittent | 0 | 0 | 0 | 0 | 0 | 0 | 0 | 0 | 0
2504. Estimated contributions of users on each tariff to system simultaneous maximum load by network level (kW)
Cell-by-cell calculation =x1*x2*x3/(24*x4)*1000
Data sources:
x1 = 2407. All units (MWh)
x2 = 2302. Load coefficient
x3 = 2012. Loss adjustment factors between end user meter reading and each network level, scaled by network use
x4 = 1010. Days in the charging period (in Financial and general assumptions)
| GSPs | 132kV | 132kV/EHV | EHV | EHV/HV | 132kV/HV | HV | HV/LV | LV circuits
Domestic Unrestricted | 1946912.3435 | 1943026.2909 | 596757.4989 | 594977.904 | 582811.8514 | 1312915.8443 | 1864858.5665 | 1852438.0052 | 1807718.0533
Domestic Two Rate | 386338.3454 | 385567.211 | 118418.4309 | 118065.2944 | 115651.1063 | 260530.3401 | 370055.8864 | 367591.1945 | 358717.1267
Domestic Off Peak (related MPAN) | 0 | 0 | 0 | 0 | 0 | 0 | 0 | 0 | 0
Small Non Domestic Unrestricted | 399828.7503 | 399030.689 | 122553.44 | 122187.9725 | 119689.4842 | 269627.7021 | 382977.7302 | 380426.9746 | 371243.0365
Small Non Domestic Two Rate | 124467.5836 | 124219.1453 | 38151.1598 | 38037.3889 | 37259.6039 | 83935.7063 | 119221.8234 | 118427.7675 | 115568.787
Small Non Domestic Off Peak (related MPAN) | 0 | 0 | 0 | 0 | 0 | 0 | 0 | 0 | 0
LV Medium Non-Domestic | 321642.7404 | 321000.7389 | 98588.2687 | 98294.2679 | 96284.3559 | 216902.3436 | 308086.9161 | 306034.9576 | 298646.927
LV Sub Medium Non-Domestic | 0 | 0 | 0 | 0 | 0 | 0 | 0 | 0 | 0
HV Medium Non-Domestic | 7886.767 | 7871.025 | 2417.411 | 2410.202 | 2360.9185 | 5318.5041 | 7554.3745 | 0 | 0
LV HH Metered | 342499.5973 | 341815.9653 | 104981.2046 | 104668.1394 | 102527.895 | 230967.3311 | 328064.7483 | 325879.731 | 318012.6251
LV Sub HH Metered | 313.6998 | 313.0736 | 96.1536 | 95.8669 | 93.9066 | 211.5459 | 300.4787 | 298.4774 | 0
HV HH Metered | 1131718.2394 | 1129459.3208 | 346888.4196 | 345853.9611 | 338781.9717 | 763183.2079 | 1084021.3021 | 0 | 0
HV Sub HH Metered | 0 | 0 | 0 | 0 | 0 | 0 | 0 | 0 | 0
NHH UMS | 25441.3137 | 25390.5327 | 7798.1399 | 7774.885 | 7615.9049 | 17156.5525 | 24369.0745 | 24206.7685 | 23622.3897
LV UMS (Pseudo HH Metered) | 57750.6101 | 57635.3394 | 17701.4182 | 17648.6307 | 17287.7531 | 38944.5838 | 55316.6763 | 54948.2494 | 53621.7364
LV Generation NHH | -36.5557 | -36.4827 | -11.2049 | -11.1714 | -10.943 | -24.6516 | -35.015 | -34.7818 | 0
LV Sub Generation NHH | 0 | 0 | 0 | 0 | 0 | 0 | 0 | 0 | 0
LV Generation Intermittent | -3.949 | -3.9411 | -1.2104 | -1.2068 | -1.1821 | -2.663 | -3.7825 | -3.7573 | 0
LV Generation Non-Intermittent | -128.3916 | -128.1353 | -39.3539 | -39.2366 | -38.4343 | -86.5819 | -122.9804 | -122.1613 | 0
LV Sub Generation Intermittent | 0 | 0 | 0 | 0 | 0 | 0 | 0 | 0 | 0
LV Sub Generation Non-Intermittent | 0 | 0 | 0 | 0 | 0 | 0 | 0 | 0 | 0
HV Generation Intermittent | -90.0797 | -89.8999 | -27.6108 | -27.5284 | -26.9655 | -60.746 | 0 | 0 | 0
HV Generation Non-Intermittent | -48370.9149 | -48274.3662 | -14826.4026 | -14782.1887 | -14479.9238 | -32619.3117 | 0 | 0 | 0
HV Sub Generation Non-Intermittent | 0 | 0 | 0 | 0 | 0 | 0 | 0 | 0 | 0
HV Sub Generation Intermittent | 0 | 0 | 0 | 0 | 0 | 0 | 0 | 0 | 0
2505. Contributions of users on each tariff to system simultaneous maximum load by network level (kW)
Combine tables = x1 or x2 or x3 or x4
Data sources:
x1 = 2501. Contributions of users on one-rate multi tariffs to system simultaneous maximum load by network level (kW)
x2 = 2502. Contributions of users on two-rate multi tariffs to system simultaneous maximum load by network level (kW)
x3 = 2503. Contributions of users on three-rate multi tariffs to system simultaneous maximum load by network level (kW)
x4 = 2504. Estimated contributions of users on each tariff to system simultaneous maximum load by network level (kW)
| GSPs | 132kV | 132kV/EHV | EHV | EHV/HV | 132kV/HV | HV | HV/LV | LV circuits
Domestic Unrestricted | 1946912.3435 | 1943026.2909 | 596757.4989 | 594977.904 | 582811.8514 | 1312915.8443 | 1864858.5665 | 1852438.0052 | 1807718.0533
Domestic Two Rate | 380518.7809 | 363982.24 | 111789.085 | 112502.4099 | 110201.9711 | 245945.231 | 352619.9569 | 350271.3939 | 341815.4457
Domestic Off Peak (related MPAN) | 417.0579 | 1382.5086 | 424.6069 | 555.0639 | 543.714 | 934.1703 | 1739.7548 | 1728.1674 | 1686.4475
Small Non Domestic Unrestricted | 399828.7503 | 399030.689 | 122553.44 | 122187.9725 | 119689.4842 | 269627.7021 | 382977.7302 | 380426.9746 | 371243.0365
Small Non Domestic Two Rate | 125705.0252 | 128921.6149 | 39595.4192 | 39325.6261 | 38521.4994 | 87113.1964 | 123259.587 | 122438.6382 | 119482.8308
Small Non Domestic Off Peak (related MPAN) | 278.948 | 379.7548 | 116.6333 | 135.4906 | 132.7201 | 256.6029 | 424.6724 | 421.844 | 411.6602
LV Medium Non-Domestic | 324006.3394 | 327474.62 | 100576.5779 | 98410.8989 | 96398.602 | 221276.7883 | 308452.4764 | 306398.0831 | 299001.2863
LV Sub Medium Non-Domestic | 0 | 0 | 0 | 0 | 0 | 0 | 0 | 0 | 0
HV Medium Non-Domestic | 8009.4205 | 8294.8696 | 2547.5855 | 2498.3988 | 2447.3117 | 5604.8988 | 7830.8124 | 0 | 0
LV HH Metered | 345766.6706 | 351743.9038 | 108030.351 | 105744.6906 | 103582.433 | 237675.7055 | 331439.0177 | 329231.5266 | 321283.5046
LV Sub HH Metered | 316.7831 | 323.8994 | 99.4785 | 98.2438 | 96.2349 | 218.861 | 307.9288 | 305.8779 | 0
HV HH Metered | 1142863.2898 | 1167870.7509 | 358685.6398 | 353773.0038 | 346539.0865 | 789138.0678 | 1108842.2149 | 0 | 0
HV Sub HH Metered | 0 | 0 | 0 | 0 | 0 | 0 | 0 | 0 | 0
NHH UMS | 25441.3137 | 25390.5327 | 7798.1399 | 7774.885 | 7615.9049 | 17156.5525 | 24369.0745 | 24206.7685 | 23622.3897
LV UMS (Pseudo HH Metered) | 55842.7774 | 51543.1427 | 15830.3349 | 16744.5593 | 16402.1681 | 34828.0459 | 52483.0161 | 52133.4622 | 50874.9014
LV Generation NHH | -36.5557 | -36.4827 | -11.2049 | -11.1714 | -10.943 | -24.6516 | -35.015 | -34.7818 | 0
LV Sub Generation NHH | 0 | 0 | 0 | 0 | 0 | 0 | 0 | 0 | 0
LV Generation Intermittent | -3.949 | -3.9411 | -1.2104 | -1.2068 | -1.1821 | -2.663 | -3.7825 | -3.7573 | 0
LV Generation Non-Intermittent | -142.1426 | -137.0094 | -42.0794 | -41.693 | -40.8405 | -92.5782 | -130.6797 | -129.8094 | 0
LV Sub Generation Intermittent | 0 | 0 | 0 | 0 | 0 | 0 | 0 | 0 | 0
LV Sub Generation Non-Intermittent | 0 | 0 | 0 | 0 | 0 | 0 | 0 | 0 | 0
HV Generation Intermittent | -90.0797 | -89.8999 | -27.6108 | -27.5284 | -26.9655 | -60.746 | 0 | 0 | 0
HV Generation Non-Intermittent | -50181.5224 | -49467.4956 | -15192.8459 | -15112.6477 | -14803.6257 | -33425.5172 | 0 | 0 | 0
HV Sub Generation Non-Intermittent | 0 | 0 | 0 | 0 | 0 | 0 | 0 | 0 | 0
HV Sub Generation Intermittent | 0 | 0 | 0 | 0 | 0 | 0 | 0 | 0 | 0
2506. Forecast system simultaneous maximum load (kW) from forecast units
Cell summation =SUM(x1)
Data sources:
x1 = 2505. Contributions of users on each tariff to system simultaneous maximum load by network level (kW)
| GSPs | 132kV | 132kV/EHV | EHV | EHV/HV | 132kV/HV | HV | HV/LV | LV circuits
Forecast system simultaneous maximum load (kW) from forecast units | 4705453.2509 | 4719629.9886 | 1449529.8395 | 1439534.8997 | 1410099.4246 | 3189085.5107 | 4559435.3312 | 3419832.3933 | 3337139.5561

## AMD
CDCM model 100: Forecast aggregate maximum load |  | WPD West Midlands |  | 2012/13 |  | April Tariffs 2012/13
2601. Pre-processing of data for standing charge factors
Data sources:
x1 = Standing charges factors (in Pre-processing of data for standing charge factors)
x2 = 1018. Proportion of relevant load going through 132kV/HV direct transformation
x3 = Standing charges factors for 132kV/HV (in Pre-processing of data for standing charge factors)
Kind: | Fixed data | [7 empty] | Fixed data | Cell-by-cell calculation
Formula: | [9 empty] | =x1+0.2*x2*x3
Standing charges factor
| GSPs | 132kV | 132kV/EHV | EHV | EHV/HV | HV | HV/LV | LV circuits | Standing charges factors for 132kV/HV | Adjusted standing charges factors for 132kV
Domestic Unrestricted | 0% | 0% | 0% | 0% | 0% | 0% | 0% | 100% | 0 | 0
Domestic Two Rate | 0% | 0% | 0% | 0% | 0% | 0% | 0% | 100% | 0 | 0
Domestic Off Peak (related MPAN) | 0% | 0% | 0% | 0% | 0% | 0% | 0% | 100% | 0 | 0
Small Non Domestic Unrestricted | 0% | 0% | 0% | 0% | 0% | 0% | 0% | 100% | 0 | 0
Small Non Domestic Two Rate | 0% | 0% | 0% | 0% | 0% | 0% | 0% | 100% | 0 | 0
Small Non Domestic Off Peak (related MPAN) | 0% | 0% | 0% | 0% | 0% | 0% | 0% | 100% | 0 | 0
LV Medium Non-Domestic | 0% | 0% | 0% | 0% | 0% | 0% | 0% | 100% | 0 | 0
LV Sub Medium Non-Domestic | 0% | 0% | 0% | 0% | 0% | 0% | 100% | 0% | 0 | 0
HV Medium Non-Domestic | 0% | 0% | 0% | 20% | 100% | 100% | 0% | 0% | 1 | 0.13851
LV HH Metered | 0% | 0% | 0% | 0% | 0% | 20% | 100% | 100% | 0 | 0
LV Sub HH Metered | 0% | 0% | 0% | 0% | 0% | 100% | 100% | 0% | 0 | 0
HV HH Metered | 0% | 0% | 0% | 20% | 100% | 100% | 0% | 0% | 1 | 0.13851
HV Sub HH Metered | 0% | 0% | 0% | 100% | 100% | 0% | 0% | 0% | 0 | 0
NHH UMS | 0% | 0% | 0% | 0% | 0% | 0% | 0% | 0% | 0 | 0
LV UMS (Pseudo HH Metered) | 0% | 0% | 0% | 0% | 0% | 0% | 0% | 0% | 0 | 0
2602. Standing charges factors adapted to use 132kV/HV
Combine tables = x1 or x2 or x3
Data sources:
x1 = 2601. Standing charges factors for 132kV/HV (in Pre-processing of data for standing charge factors)
x2 = 2601. Adjusted standing charges factors for 132kV (in Pre-processing of data for standing charge factors)
x3 = 2601. Standing charges factors (in Pre-processing of data for standing charge factors)
| GSPs | 132kV | 132kV/EHV | EHV | EHV/HV | 132kV/HV | HV | HV/LV | LV circuits
Domestic Unrestricted | 0 | 0 | 0 | 0 | 0 | 0 | 0 | 0 | 1
Domestic Two Rate | 0 | 0 | 0 | 0 | 0 | 0 | 0 | 0 | 1
Domestic Off Peak (related MPAN) | 0 | 0 | 0 | 0 | 0 | 0 | 0 | 0 | 1
Small Non Domestic Unrestricted | 0 | 0 | 0 | 0 | 0 | 0 | 0 | 0 | 1
Small Non Domestic Two Rate | 0 | 0 | 0 | 0 | 0 | 0 | 0 | 0 | 1
Small Non Domestic Off Peak (related MPAN) | 0 | 0 | 0 | 0 | 0 | 0 | 0 | 0 | 1
LV Medium Non-Domestic | 0 | 0 | 0 | 0 | 0 | 0 | 0 | 0 | 1
LV Sub Medium Non-Domestic | 0 | 0 | 0 | 0 | 0 | 0 | 0 | 1 | 0
HV Medium Non-Domestic | 0 | 0.13851 | 0 | 0.2 | 1 | 1 | 1 | 0 | 0
LV HH Metered | 0 | 0 | 0 | 0 | 0 | 0 | 0.2 | 1 | 1
LV Sub HH Metered | 0 | 0 | 0 | 0 | 0 | 0 | 1 | 1 | 0
HV HH Metered | 0 | 0.13851 | 0 | 0.2 | 1 | 1 | 1 | 0 | 0
HV Sub HH Metered | 0 | 0 | 0 | 1 | 1 | 0 | 0 | 0 | 0
NHH UMS | 0 | 0 | 0 | 0 | 0 | 0 | 0 | 0 | 0
LV UMS (Pseudo HH Metered) | 0 | 0 | 0 | 0 | 0 | 0 | 0 | 0 | 0
2603. Capacity-based contributions to chargeable aggregate maximum load by network level (kW)
Cell-by-cell calculation =x1*x2*x3*x4
Data sources:
x1 = 2305. Import capacity (kVA) (in Equivalent volume for each end user)
x2 = 1010. Power factor for all flows in the network model (in Financial and general assumptions)
x3 = 2602. Standing charges factors adapted to use 132kV/HV
x4 = 2012. Loss adjustment factors between end user meter reading and each network level, scaled by network use
| GSPs | 132kV | 132kV/EHV | EHV | EHV/HV | 132kV/HV | HV | HV/LV | LV circuits
LV HH Metered | 0 | 0 | 0 | 0 | 0 | 0 | 188069.2848 | 934083.4128 | 911533.5812
LV Sub HH Metered | 0 | 0 | 0 | 0 | 0 | 0 | 7650.9579 | 7600 | 0
HV HH Metered | 0 | 393114.8216 | 0 | 173812.3551 | 851291.2816 | 1917726.6369 | 2723928.5462 | 0 | 0
HV Sub HH Metered | 0 | 0 | 0 | 0 | 0 | 0 | 0 | 0 | 0
2604. Unit-based contributions to chargeable aggregate maximum load (kW)
Cell-by-cell calculation =x1/x2*x3*x4/(24*x5)*1000
Data sources:
x1 = 2407. All units (MWh)
x2 = 1041. Load factor for each type of demand user (in Load profile data for demand users)
x3 = 2602. Standing charges factors adapted to use 132kV/HV
x4 = 2012. Loss adjustment factors between end user meter reading and each network level, scaled by network use
x5 = 1010. Days in the charging period (in Financial and general assumptions)
| GSPs | 132kV | 132kV/EHV | EHV | EHV/HV | 132kV/HV | HV | HV/LV | LV circuits
Domestic Unrestricted | 0 | 0 | 0 | 0 | 0 | 0 | 0 | 0 | 2043239.7396
Domestic Two Rate | 0 | 0 | 0 | 0 | 0 | 0 | 0 | 0 | 878092.7983
Domestic Off Peak (related MPAN) | 0 | 0 | 0 | 0 | 0 | 0 | 0 | 0 | 36295.2498
Small Non Domestic Unrestricted | 0 | 0 | 0 | 0 | 0 | 0 | 0 | 0 | 556051.312
Small Non Domestic Two Rate | 0 | 0 | 0 | 0 | 0 | 0 | 0 | 0 | 187339.6049
Small Non Domestic Off Peak (related MPAN) | 0 | 0 | 0 | 0 | 0 | 0 | 0 | 0 | 5354.9586
LV Medium Non-Domestic | 0 | 0 | 0 | 0 | 0 | 0 | 0 | 0 | 373902.7117
LV Sub Medium Non-Domestic | 0 | 0 | 0 | 0 | 0 | 0 | 0 | 0 | 0
HV Medium Non-Domestic | 0 | 1734.3561 | 0 | 766.8307 | 3755.7532 | 8460.6857 | 12017.5122 | 0 | 0
LV HH Metered | 0 | 0 | 0 | 0 | 0 | 0 | 85310.535 | 423711.6962 | 413482.8159
LV Sub HH Metered | 0 | 0 | 0 | 0 | 0 | 0 | 390.6851 | 388.083 | 0
HV HH Metered | 0 | 206577.1866 | 0 | 91336.3357 | 447343.4942 | 1007742.6531 | 1431392.2158 | 0 | 0
HV Sub HH Metered | 0 | 0 | 0 | 0 | 0 | 0 | 0 | 0 | 0
NHH UMS | 0 | 0 | 0 | 0 | 0 | 0 | 0 | 0 | 0
LV UMS (Pseudo HH Metered) | 0 | 0 | 0 | 0 | 0 | 0 | 0 | 0 | 0
2605. Contributions to aggregate maximum load by network level (kW)
Combine tables = x1 or x2
Data sources:
x1 = 2603. Capacity-based contributions to chargeable aggregate maximum load by network level (kW)
x2 = 2604. Unit-based contributions to chargeable aggregate maximum load (kW)
| GSPs | 132kV | 132kV/EHV | EHV | EHV/HV | 132kV/HV | HV | HV/LV | LV circuits
Domestic Unrestricted | 0 | 0 | 0 | 0 | 0 | 0 | 0 | 0 | 2043239.7396
Domestic Two Rate | 0 | 0 | 0 | 0 | 0 | 0 | 0 | 0 | 878092.7983
Small Non Domestic Unrestricted | 0 | 0 | 0 | 0 | 0 | 0 | 0 | 0 | 556051.312
Small Non Domestic Two Rate | 0 | 0 | 0 | 0 | 0 | 0 | 0 | 0 | 187339.6049
LV Medium Non-Domestic | 0 | 0 | 0 | 0 | 0 | 0 | 0 | 0 | 373902.7117
LV Sub Medium Non-Domestic | 0 | 0 | 0 | 0 | 0 | 0 | 0 | 0 | 0
HV Medium Non-Domestic | 0 | 1734.3561 | 0 | 766.8307 | 3755.7532 | 8460.6857 | 12017.5122 | 0 | 0
LV HH Metered | 0 | 0 | 0 | 0 | 0 | 0 | 188069.2848 | 934083.4128 | 911533.5812
LV Sub HH Metered | 0 | 0 | 0 | 0 | 0 | 0 | 7650.9579 | 7600 | 0
HV HH Metered | 0 | 393114.8216 | 0 | 173812.3551 | 851291.2816 | 1917726.6369 | 2723928.5462 | 0 | 0
HV Sub HH Metered | 0 | 0 | 0 | 0 | 0 | 0 | 0 | 0 | 0
NHH UMS | 0 | 0 | 0 | 0 | 0 | 0 | 0 | 0 | 0
LV UMS (Pseudo HH Metered) | 0 | 0 | 0 | 0 | 0 | 0 | 0 | 0 | 0
2606. Forecast chargeable aggregate maximum load (kW)
Cell summation =SUM(x1)
Data sources:
x1 = 2605. Contributions to aggregate maximum load by network level (kW)
| GSPs | 132kV | 132kV/EHV | EHV | EHV/HV | 132kV/HV | HV | HV/LV | LV circuits
Forecast chargeable aggregate maximum load (kW) | 0 | 394849.1777 | 0 | 174579.1858 | 855047.0348 | 1926187.3226 | 2931666.3012 | 941683.4128 | 4950159.7477
2607. Forecast simultaneous load subject to standing charge factors (kW)
Cell-by-cell calculation =x1*x2
Data sources:
x1 = 2505. Contributions of users on each tariff to system simultaneous maximum load by network level (kW)
x2 = 2602. Standing charges factors adapted to use 132kV/HV
| GSPs | 132kV | 132kV/EHV | EHV | EHV/HV | 132kV/HV | HV | HV/LV | LV circuits
Domestic Unrestricted | 0 | 0 | 0 | 0 | 0 | 0 | 0 | 0 | 1807718.0533
Domestic Two Rate | 0 | 0 | 0 | 0 | 0 | 0 | 0 | 0 | 341815.4457
Domestic Off Peak (related MPAN) | 0 | 0 | 0 | 0 | 0 | 0 | 0 | 0 | 1686.4475
Small Non Domestic Unrestricted | 0 | 0 | 0 | 0 | 0 | 0 | 0 | 0 | 371243.0365
Small Non Domestic Two Rate | 0 | 0 | 0 | 0 | 0 | 0 | 0 | 0 | 119482.8308
Small Non Domestic Off Peak (related MPAN) | 0 | 0 | 0 | 0 | 0 | 0 | 0 | 0 | 411.6602
LV Medium Non-Domestic | 0 | 0 | 0 | 0 | 0 | 0 | 0 | 0 | 299001.2863
LV Sub Medium Non-Domestic | 0 | 0 | 0 | 0 | 0 | 0 | 0 | 0 | 0
HV Medium Non-Domestic | 0 | 1148.9483 | 0 | 499.6798 | 2447.3117 | 5604.8988 | 7830.8124 | 0 | 0
LV HH Metered | 0 | 0 | 0 | 0 | 0 | 0 | 66287.8035 | 329231.5266 | 321283.5046
LV Sub HH Metered | 0 | 0 | 0 | 0 | 0 | 0 | 307.9288 | 305.8779 | 0
HV HH Metered | 0 | 161765.4283 | 0 | 70754.6008 | 346539.0865 | 789138.0678 | 1108842.2149 | 0 | 0
HV Sub HH Metered | 0 | 0 | 0 | 0 | 0 | 0 | 0 | 0 | 0
NHH UMS | 0 | 0 | 0 | 0 | 0 | 0 | 0 | 0 | 0
LV UMS (Pseudo HH Metered) | 0 | 0 | 0 | 0 | 0 | 0 | 0 | 0 | 0
2608. Forecast simultaneous load replaced by standing charge (kW)
Cell summation =SUM(x1)
Data sources:
x1 = 2607. Forecast simultaneous load subject to standing charge factors (kW)
| GSPs | 132kV | 132kV/EHV | EHV | EHV/HV | 132kV/HV | HV | HV/LV | LV circuits
Forecast simultaneous load replaced by standing charge (kW) | 0 | 162914.3766 | 0 | 71254.2805 | 348986.3983 | 794742.9667 | 1183268.7596 | 329537.4045 | 3262642.265
2609. Calculated LV diversity allowance
Cell-by-cell calculation =x1/x2-1
Data sources:
x1 = 2606. Forecast chargeable aggregate maximum load (kW)
x2 = 2608. Forecast simultaneous load replaced by standing charge (kW)
LV circuits
Calculated LV diversity allowance | 51.72%
2610. Network level mapping for diversity allowances
| GSPs | 132kV | 132kV/EHV | EHV | EHV/HV | 132kV/HV | HV | HV/LV | LV circuits
GSPs | 100% | 0% | 0% | 0% | 0% | 0% | 0% | 0% | 0%
132kV | 0% | 100% | 0% | 0% | 0% | 0% | 0% | 0% | 0%
132kV/EHV | 0% | 0% | 100% | 0% | 0% | 100% | 0% | 0% | 0%
EHV | 0% | 0% | 0% | 100% | 0% | 0% | 0% | 0% | 0%
EHV/HV | 0% | 0% | 0% | 0% | 100% | 0% | 0% | 0% | 0%
HV | 0% | 0% | 0% | 0% | 0% | 0% | 100% | 0% | 0%
HV/LV | 0% | 0% | 0% | 0% | 0% | 0% | 0% | 100% | 0%
LV circuits | 0% | 0% | 0% | 0% | 0% | 0% | 0% | 0% | 100%
2611. Diversity allowances including 132kV/HV
Sum-product calculation =SUMPRODUCT(x1, x2)
Data sources:
x1 = 2104. Diversity allowance between level exit and GSP Group (in Diversity calculations)
x2 = 2610. Network level mapping for diversity allowances
Diversity allowances including 132kV/HV
GSPs | 5.649%
132kV | 8.35%
132kV/EHV | 8.35%
EHV | 11.24%
EHV/HV | 11.24%
132kV/HV | 8.35%
HV | 49.06%
HV/LV | 49.06%
LV circuits | 0%
2612. Diversity allowances (including calculated LV value)
Combine tables = x1 or x2
Data sources:
x1 = 2609. Calculated LV diversity allowance
x2 = 2611. Diversity allowances including 132kV/HV
| GSPs | 132kV | 132kV/EHV | EHV | EHV/HV | 132kV/HV | HV | HV/LV | LV circuits
Diversity allowances (including calculated LV value) | 5.649% | 8.35% | 8.35% | 11.24% | 11.24% | 8.35% | 49.06% | 49.06% | 51.72%
2613. Forecast simultaneous maximum load (kW) adjusted for standing charges
Cell-by-cell calculation =x1-x2+x3/(1+x4)
Data sources:
x1 = 2506. Forecast system simultaneous maximum load (kW) from forecast units
x2 = 2608. Forecast simultaneous load replaced by standing charge (kW)
x3 = 2606. Forecast chargeable aggregate maximum load (kW)
x4 = 2612. Diversity allowances (including calculated LV value)
| GSPs | 132kV | 132kV/EHV | EHV | EHV/HV | 132kV/HV | HV | HV/LV | LV circuits
Forecast simultaneous maximum load (kW) adjusted for standing charges | 4705453.2509 | 4921134.5422 | 1449529.8395 | 1525225.6351 | 1829792.1208 | 4172082.4083 | 5342987.4109 | 3722059.4428 | 3337139.5561

## Otex
CDCM model 100: Other expenditure |  | WPD West Midlands |  | 2012/13 |  | April Tariffs 2012/13
2701. Operating expenditure coded by network level (£/year)
Combine tables = x1 or x2
Data sources:
x1 = 1055. Transmission exit charges (£/year)
x2 = Zero for levels other than transmission exit
| Transmission exit | Operating 132kV | Operating 132kV/EHV | Operating EHV | Operating EHV/HV | Operating 132kV/HV | Operating HV | Operating HV/LV | Operating LV circuits | Operating LV customer | Operating HV customer
Operating expenditure coded by network level (£/year) | 11457927 | 0 | 0 | 0 | 0 | 0 | 0 | 0 | 0 | 0 | 0
2702. Network model assets (£) scaled by load forecast
Cell-by-cell calculation =IF(x1,x2*x3/x1/1000,0)
Data sources:
x1 = 2108. GSP simultaneous maximum load assumed through each network level (MW)
x2 = 2613. Forecast simultaneous maximum load (kW) adjusted for standing charges
x3 = 1020. Gross asset cost by network level (£)
| Assets 132kV | Assets 132kV/EHV | Assets EHV | Assets EHV/HV | Assets 132kV/HV | Assets HV | Assets HV/LV | Assets LV circuits
Network model assets (£) scaled by load forecast | 1035179824.7593 | 128861733.4548 | 110667946.2434 | 306235874.07 | 350310401.7968 | 1381259632.897 | 672212520.404 | 789491955.075
2703. Annual consumption by tariff for unmetered users (MWh)
Copy cells = x1
Data sources:
x1 = 2407. All units (MWh)
Annual consumption by tariff for unmetered users (MWh)
NHH UMS | 107191.147
LV UMS (Pseudo HH Metered) | 243318.9652
2704. Service model asset data
Data sources:
x1 = 2205. Service model assets by tariff (£)
x2 = 2305. MPANs (in Equivalent volume for each end user)
x3 = 2202. Asset £/(MWh/year) from LV service models
x4 = 2703. Annual consumption by tariff for unmetered users (MWh)
x5 = Service model assets (£) scaled by annual MWh (in Service model asset data)
x6 = Service model assets (£) scaled by user count (in Service model asset data)
x7 = Service model assets (£) scaled by annual MWh (in Service model asset data)
Kind: | Sum-product calculation |  | Sum-product calculation | Copy cells |  | Cell-by-cell calculation
Formula: | =SUMPRODUCT(x1, x2) |  | =SUMPRODUCT(x3, x4) | = x5 |  | =x6+x7
| Service model assets (£) scaled by user count |  |  | Service model assets (£) scaled by annual MWh |  | Service model assets (£)
| Assets LV customer | Assets HV customer | Service model assets (£) scaled by annual MWh | Assets LV customer | Assets HV customer | Assets LV customer | Assets HV customer
Service model asset data | 1238564237.9249 | 69326755.9125 | 99531691.6173 | 99531691.6173 |  | 1338095929.5423 | 69326755.9125
2705. Data for allocation of operating expenditure
Data sources:
x1 = 2702. Network model assets (£) scaled by load forecast
x2 = 2704. Service model assets (£) (in Service model asset data)
x3 = Model assets (£) scaled by demand forecast (in Data for allocation of operating expenditure)
Kind: | Combine tables | [10 empty] | Cell summation
Formula: | = x1 or x2 | [10 empty] | =SUM(x3)
Model assets (£) scaled by demand forecast
| GSPs | Assets 132kV | Assets 132kV/EHV | Assets EHV | Assets EHV/HV | Assets 132kV/HV | Assets HV | Assets HV/LV | Assets LV circuits | Assets LV customer | Assets HV customer | Denominator for allocation of operating expenditure
Data for allocation of operating expenditure |  | 1035179824.7593 | 128861733.4548 | 110667946.2434 | 306235874.07 | 350310401.7968 | 1381259632.897 | 672212520.404 | 789491955.075 | 1338095929.5423 | 69326755.9125 | 6181642574.155
2706. Amount of expenditure to be allocated according to asset values (£/year)
Cell-by-cell calculation =x1+x2+x3*x4
Data sources:
x1 = 1059. Direct cost (£/year) (in Other expenditure)
x2 = 1059. Network rates (£/year) (in Other expenditure)
x3 = 1059. Indirect cost (£/year) (in Other expenditure)
x4 = 1059. Indirect cost proportion (in Other expenditure)
Amount of expenditure to be allocated according to asset values (£/year)
Other expenditure | 135513314.8254
2707. Total operating expenditure by network level (£/year)
Cell-by-cell calculation =x1+x2/x3*x4
Data sources:
x1 = 2701. Operating expenditure coded by network level (£/year)
x2 = 2706. Amount of expenditure to be allocated according to asset values (£/year)
x3 = 2705. Denominator for allocation of operating expenditure (in Data for allocation of operating expenditure)
x4 = 2705. Model assets (£) scaled by demand forecast (in Data for allocation of operating expenditure)
| Transmission exit | Operating 132kV | Operating 132kV/EHV | Operating EHV | Operating EHV/HV | Operating 132kV/HV | Operating HV | Operating HV/LV | Operating LV circuits | Operating LV customer | Operating HV customer
Total operating expenditure by network level (£/year) | 11457927 | 22693102.652 | 2824893.2942 | 2426051.0148 | 6713270.4481 | 7679467.5842 | 30279827.6094 | 14736171.7884 | 17307159.1534 | 29333597.4689 | 1519773.8121
2708. Operating expenditure percentage by network level
Cell-by-cell calculation =IF(x1="","",IF(x1>0,x2/x1,0))
Data sources:
x1 = 2705. Model assets (£) scaled by demand forecast (in Data for allocation of operating expenditure)
x2 = 2707. Total operating expenditure by network level (£/year)
| Transmission exit | Operating 132kV | Operating 132kV/EHV | Operating EHV | Operating EHV/HV | Operating 132kV/HV | Operating HV | Operating HV/LV | Operating LV circuits | Operating LV customer | Operating HV customer
Operating expenditure percentage by network level |  | 2.192% | 2.192% | 2.192% | 2.192% | 2.192% | 2.192% | 2.192% | 2.192% | 2.192% | 2.192%
2709. Unit operating expenditure based on simultaneous maximum load (£/kW/year)
Cell-by-cell calculation =IF(x1>0,x2/x1,0)
Data sources:
x1 = 2613. Forecast simultaneous maximum load (kW) adjusted for standing charges
x2 = 2707. Total operating expenditure by network level (£/year)
| Transmission exit | Operating 132kV | Operating 132kV/EHV | Operating EHV | Operating EHV/HV | Operating 132kV/HV | Operating HV | Operating HV/LV | Operating LV circuits
Unit operating expenditure based on simultaneous maximum load (£/kW/year) | 2.435 | 4.6114 | 1.9488 | 1.5906 | 3.6689 | 1.8407 | 5.6672 | 3.9591 | 5.1862
2710. Operating expenditure for customer assets p/MPAN/day
Data sources:
x1 = 1010. Days in the charging period (in Financial and general assumptions)
x2 = 2708. Operating expenditure percentage by network level
x3 = 2205. Service model assets by tariff (£)
x4 = Operating expenditure p/MPAN/day by level (in Operating expenditure for customer assets p/MPAN/day)
Kind: | Cell-by-cell calculation |  | Cell summation
Formula: | =100/x1*x2*x3 |  | =SUM(x4)
Operating expenditure p/MPAN/day by level
| Operating LV customer | Operating HV customer | Operating expenditure for customer assets p/MPAN/day total
Domestic Unrestricted | 2.9009 | 0 | 2.9009
Domestic Two Rate | 2.9009 | 0 | 2.9009
Domestic Off Peak (related MPAN) | 0 | 0 | 0
Small Non Domestic Unrestricted | 4.2961 | 0 | 4.2961
Small Non Domestic Two Rate | 4.2961 | 0 | 4.2961
Small Non Domestic Off Peak (related MPAN) | 0 | 0 | 0
LV Medium Non-Domestic | 10.134 | 0 | 10.134
LV Sub Medium Non-Domestic | 10.134 | 0 | 10.134
HV Medium Non-Domestic | 0 | 101.9071 | 101.9071
LV HH Metered | 10.134 | 0 | 10.134
LV Sub HH Metered | 10.134 | 0 | 10.134
HV HH Metered | 0 | 101.9071 | 101.9071
HV Sub HH Metered | 0 | 101.9071 | 101.9071
NHH UMS | 0 | 0 | 0
LV UMS (Pseudo HH Metered) | 0 | 0 | 0
LV Generation NHH | 0 | 0 | 0
LV Sub Generation NHH | 0 | 0 | 0
LV Generation Intermittent | 0 | 0 | 0
LV Generation Non-Intermittent | 0 | 0 | 0
LV Sub Generation Intermittent | 0 | 0 | 0
LV Sub Generation Non-Intermittent | 0 | 0 | 0
HV Generation Intermittent | 0 | 17.4958 | 17.4958
HV Generation Non-Intermittent | 0 | 17.4958 | 17.4958
HV Sub Generation Non-Intermittent | 0 | 17.4958 | 17.4958
HV Sub Generation Intermittent | 0 | 17.4958 | 17.4958
2711. Operating expenditure for unmetered customer assets (p/kWh)
Cell-by-cell calculation =0.1*x1*x2
Data sources:
x1 = 2708. Operating expenditure percentage by network level
x2 = 2202. Asset £/(MWh/year) from LV service models
Operating LV customer
NHH UMS | 0.6225
LV UMS (Pseudo HH Metered) | 0.6225

## Contrib
CDCM model 100: Customer contributions |  | WPD West Midlands |  | 2012/13 |  | April Tariffs 2012/13
This sheet calculates factors used to take account of the costs deemed to be covered by connection charges.
2801. Network level of supply (for customer contributions) by tariff
| LV network | LV substation | HV network | HV substation
Domestic Unrestricted | 100% | 0% | 0% | 0%
Domestic Two Rate | 100% | 0% | 0% | 0%
Domestic Off Peak (related MPAN) | 100% | 0% | 0% | 0%
Small Non Domestic Unrestricted | 100% | 0% | 0% | 0%
Small Non Domestic Two Rate | 100% | 0% | 0% | 0%
Small Non Domestic Off Peak (related MPAN) | 100% | 0% | 0% | 0%
LV Medium Non-Domestic | 100% | 0% | 0% | 0%
LV Sub Medium Non-Domestic | 0% | 100% | 0% | 0%
HV Medium Non-Domestic | 0% | 0% | 100% | 0%
LV HH Metered | 100% | 0% | 0% | 0%
LV Sub HH Metered | 0% | 100% | 0% | 0%
HV HH Metered | 0% | 0% | 100% | 0%
HV Sub HH Metered | 0% | 0% | 0% | 100%
NHH UMS | 100% | 0% | 0% | 0%
LV UMS (Pseudo HH Metered) | 100% | 0% | 0% | 0%
LV Generation NHH | 100% | 0% | 0% | 0%
LV Sub Generation NHH | 0% | 100% | 0% | 0%
LV Generation Intermittent | 100% | 0% | 0% | 0%
LV Generation Non-Intermittent | 100% | 0% | 0% | 0%
LV Sub Generation Intermittent | 0% | 100% | 0% | 0%
LV Sub Generation Non-Intermittent | 0% | 100% | 0% | 0%
HV Generation Intermittent | 0% | 0% | 100% | 0%
HV Generation Non-Intermittent | 0% | 0% | 100% | 0%
HV Sub Generation Non-Intermittent | 0% | 0% | 0% | 100%
HV Sub Generation Intermittent | 0% | 0% | 0% | 100%
2802. Contribution proportion by customer type and network level of assets (proportion of assets annuities deemed to be covered by customer contributions)
Cell-by-cell calculation =x1*(1-x2)
Data sources:
x1 = 1060. Customer contributions under current connection charging policy
x2 = 1010. Annuity proportion for customer-contributed assets (in Financial and general assumptions)
| LV network | LV substation | HV network | HV substation
Assets 132kV | 0% | 0% | 0% | 0%
Assets 132kV/EHV | 0% | 0% | 0% | 0%
Assets EHV | 0% | 0% | 0% | 0%
Assets EHV/HV | 0% | 0% | 25.76% | 25.76%
Assets 132kV/HV | 0% | 0% | 25.76% | 0%
Assets HV | 38.68% | 38.68% | 51.53% | 0%
Assets HV/LV | 64.12% | 64.12% | 0% | 0%
Assets LV circuits | 89.56% | 0% | 0% | 0%
2803. Contribution proportion by tariff and network level (proportion of assets annuities deemed to be covered by customer contributions)
Sum-product calculation =SUMPRODUCT(x1, x2)
Data sources:
x1 = 2801. Network level of supply (for customer contributions) by tariff
x2 = 2802. Contribution proportion by customer type and network level of assets (proportion of assets annuities deemed to be covered by customer contributions)
| Assets 132kV | Assets 132kV/EHV | Assets EHV | Assets EHV/HV | Assets 132kV/HV | Assets HV | Assets HV/LV | Assets LV circuits
Domestic Unrestricted | 0% | 0% | 0% | 0% | 0% | 38.68% | 64.12% | 89.56%
Domestic Two Rate | 0% | 0% | 0% | 0% | 0% | 38.68% | 64.12% | 89.56%
Domestic Off Peak (related MPAN) | 0% | 0% | 0% | 0% | 0% | 38.68% | 64.12% | 89.56%
Small Non Domestic Unrestricted | 0% | 0% | 0% | 0% | 0% | 38.68% | 64.12% | 89.56%
Small Non Domestic Two Rate | 0% | 0% | 0% | 0% | 0% | 38.68% | 64.12% | 89.56%
Small Non Domestic Off Peak (related MPAN) | 0% | 0% | 0% | 0% | 0% | 38.68% | 64.12% | 89.56%
LV Medium Non-Domestic | 0% | 0% | 0% | 0% | 0% | 38.68% | 64.12% | 89.56%
LV Sub Medium Non-Domestic | 0% | 0% | 0% | 0% | 0% | 38.68% | 64.12% | 0%
HV Medium Non-Domestic | 0% | 0% | 0% | 25.76% | 25.76% | 51.53% | 0% | 0%
LV HH Metered | 0% | 0% | 0% | 0% | 0% | 38.68% | 64.12% | 89.56%
LV Sub HH Metered | 0% | 0% | 0% | 0% | 0% | 38.68% | 64.12% | 0%
HV HH Metered | 0% | 0% | 0% | 25.76% | 25.76% | 51.53% | 0% | 0%
HV Sub HH Metered | 0% | 0% | 0% | 25.76% | 0% | 0% | 0% | 0%
NHH UMS | 0% | 0% | 0% | 0% | 0% | 38.68% | 64.12% | 89.56%
LV UMS (Pseudo HH Metered) | 0% | 0% | 0% | 0% | 0% | 38.68% | 64.12% | 89.56%
LV Generation NHH | 0% | 0% | 0% | 0% | 0% | 38.68% | 64.12% | 89.56%
LV Sub Generation NHH | 0% | 0% | 0% | 0% | 0% | 38.68% | 64.12% | 0%
LV Generation Intermittent | 0% | 0% | 0% | 0% | 0% | 38.68% | 64.12% | 89.56%
LV Generation Non-Intermittent | 0% | 0% | 0% | 0% | 0% | 38.68% | 64.12% | 89.56%
LV Sub Generation Intermittent | 0% | 0% | 0% | 0% | 0% | 38.68% | 64.12% | 0%
LV Sub Generation Non-Intermittent | 0% | 0% | 0% | 0% | 0% | 38.68% | 64.12% | 0%
HV Generation Intermittent | 0% | 0% | 0% | 25.76% | 25.76% | 51.53% | 0% | 0%
HV Generation Non-Intermittent | 0% | 0% | 0% | 25.76% | 25.76% | 51.53% | 0% | 0%
HV Sub Generation Non-Intermittent | 0% | 0% | 0% | 25.76% | 0% | 0% | 0% | 0%
HV Sub Generation Intermittent | 0% | 0% | 0% | 25.76% | 0% | 0% | 0% | 0%
2804. Proportion of annual charge covered by contributions (for all charging levels)
Combine tables = x1 or x2 or x3
Data sources:
x1 = Zero for operating expenditure
x2 = Zero for GSPs level
x3 = 2803. Contribution proportion by tariff and network level (proportion of assets annuities deemed to be covered by customer contributions)
| GSPs | Assets 132kV | Assets 132kV/EHV | Assets EHV | Assets EHV/HV | Assets 132kV/HV | Assets HV | Assets HV/LV | Assets LV circuits | Transmission exit | Operating 132kV | Operating 132kV/EHV | Operating EHV | Operating EHV/HV | Operating 132kV/HV | Operating HV | Operating HV/LV | Operating LV circuits
Domestic Unrestricted | 0% | 0% | 0% | 0% | 0% | 0% | 38.68% | 64.12% | 89.56% | 0% | 0% | 0% | 0% | 0% | 0% | 0% | 0% | 0%
Domestic Two Rate | 0% | 0% | 0% | 0% | 0% | 0% | 38.68% | 64.12% | 89.56% | 0% | 0% | 0% | 0% | 0% | 0% | 0% | 0% | 0%
Domestic Off Peak (related MPAN) | 0% | 0% | 0% | 0% | 0% | 0% | 38.68% | 64.12% | 89.56% | 0% | 0% | 0% | 0% | 0% | 0% | 0% | 0% | 0%
Small Non Domestic Unrestricted | 0% | 0% | 0% | 0% | 0% | 0% | 38.68% | 64.12% | 89.56% | 0% | 0% | 0% | 0% | 0% | 0% | 0% | 0% | 0%
Small Non Domestic Two Rate | 0% | 0% | 0% | 0% | 0% | 0% | 38.68% | 64.12% | 89.56% | 0% | 0% | 0% | 0% | 0% | 0% | 0% | 0% | 0%
Small Non Domestic Off Peak (related MPAN) | 0% | 0% | 0% | 0% | 0% | 0% | 38.68% | 64.12% | 89.56% | 0% | 0% | 0% | 0% | 0% | 0% | 0% | 0% | 0%
LV Medium Non-Domestic | 0% | 0% | 0% | 0% | 0% | 0% | 38.68% | 64.12% | 89.56% | 0% | 0% | 0% | 0% | 0% | 0% | 0% | 0% | 0%
LV Sub Medium Non-Domestic | 0% | 0% | 0% | 0% | 0% | 0% | 38.68% | 64.12% | 0% | 0% | 0% | 0% | 0% | 0% | 0% | 0% | 0% | 0%
HV Medium Non-Domestic | 0% | 0% | 0% | 0% | 25.76% | 25.76% | 51.53% | 0% | 0% | 0% | 0% | 0% | 0% | 0% | 0% | 0% | 0% | 0%
LV HH Metered | 0% | 0% | 0% | 0% | 0% | 0% | 38.68% | 64.12% | 89.56% | 0% | 0% | 0% | 0% | 0% | 0% | 0% | 0% | 0%
LV Sub HH Metered | 0% | 0% | 0% | 0% | 0% | 0% | 38.68% | 64.12% | 0% | 0% | 0% | 0% | 0% | 0% | 0% | 0% | 0% | 0%
HV HH Metered | 0% | 0% | 0% | 0% | 25.76% | 25.76% | 51.53% | 0% | 0% | 0% | 0% | 0% | 0% | 0% | 0% | 0% | 0% | 0%
HV Sub HH Metered | 0% | 0% | 0% | 0% | 25.76% | 0% | 0% | 0% | 0% | 0% | 0% | 0% | 0% | 0% | 0% | 0% | 0% | 0%
NHH UMS | 0% | 0% | 0% | 0% | 0% | 0% | 38.68% | 64.12% | 89.56% | 0% | 0% | 0% | 0% | 0% | 0% | 0% | 0% | 0%
LV UMS (Pseudo HH Metered) | 0% | 0% | 0% | 0% | 0% | 0% | 38.68% | 64.12% | 89.56% | 0% | 0% | 0% | 0% | 0% | 0% | 0% | 0% | 0%
LV Generation NHH | 0% | 0% | 0% | 0% | 0% | 0% | 38.68% | 64.12% | 89.56% | 0% | 0% | 0% | 0% | 0% | 0% | 0% | 0% | 0%
LV Sub Generation NHH | 0% | 0% | 0% | 0% | 0% | 0% | 38.68% | 64.12% | 0% | 0% | 0% | 0% | 0% | 0% | 0% | 0% | 0% | 0%
LV Generation Intermittent | 0% | 0% | 0% | 0% | 0% | 0% | 38.68% | 64.12% | 89.56% | 0% | 0% | 0% | 0% | 0% | 0% | 0% | 0% | 0%
LV Generation Non-Intermittent | 0% | 0% | 0% | 0% | 0% | 0% | 38.68% | 64.12% | 89.56% | 0% | 0% | 0% | 0% | 0% | 0% | 0% | 0% | 0%
LV Sub Generation Intermittent | 0% | 0% | 0% | 0% | 0% | 0% | 38.68% | 64.12% | 0% | 0% | 0% | 0% | 0% | 0% | 0% | 0% | 0% | 0%
LV Sub Generation Non-Intermittent | 0% | 0% | 0% | 0% | 0% | 0% | 38.68% | 64.12% | 0% | 0% | 0% | 0% | 0% | 0% | 0% | 0% | 0% | 0%
HV Generation Intermittent | 0% | 0% | 0% | 0% | 25.76% | 25.76% | 51.53% | 0% | 0% | 0% | 0% | 0% | 0% | 0% | 0% | 0% | 0% | 0%
HV Generation Non-Intermittent | 0% | 0% | 0% | 0% | 25.76% | 25.76% | 51.53% | 0% | 0% | 0% | 0% | 0% | 0% | 0% | 0% | 0% | 0% | 0%
HV Sub Generation Non-Intermittent | 0% | 0% | 0% | 0% | 25.76% | 0% | 0% | 0% | 0% | 0% | 0% | 0% | 0% | 0% | 0% | 0% | 0% | 0%
HV Sub Generation Intermittent | 0% | 0% | 0% | 0% | 25.76% | 0% | 0% | 0% | 0% | 0% | 0% | 0% | 0% | 0% | 0% | 0% | 0% | 0%

## Yard
CDCM model 100: Yardsticks |  | WPD West Midlands |  | 2012/13 |  | April Tariffs 2012/13
This sheet calculates average p/kWh and p/kW/day charges that would apply if no costs were recovered through capacity or fixed charges.
2901. Unit cost at each level, £/kW/year (relative to system simultaneous maximum load)
Combine tables = x1 or x2
Data sources:
x1 = 2109. Network model annuity by simultaneous maximum load for each network level (£/kW/year)
x2 = 2709. Unit operating expenditure based on simultaneous maximum load (£/kW/year)
| GSPs | Assets 132kV | Assets 132kV/EHV | Assets EHV | Assets EHV/HV | Assets 132kV/HV | Assets HV | Assets HV/LV | Assets LV circuits | Transmission exit | Operating 132kV | Operating 132kV/EHV | Operating EHV | Operating EHV/HV | Operating 132kV/HV | Operating HV | Operating HV/LV | Operating LV circuits
Unit cost at each level, £/kW/year (relative to system simultaneous maximum load) |  | 13.2819 | 5.6132 | 4.5814 | 10.5673 | 5.3017 | 16.3231 | 11.4034 | 14.9377 | 2.435 | 4.6114 | 1.9488 | 1.5906 | 3.6689 | 1.8407 | 5.6672 | 3.9591 | 5.1862
2902. Pay-as-you-go yardstick unit costs by charging level (p/kWh)
Cell-by-cell calculation =x1*x2*x3*(1-x4)/(24*x5)*100
Data sources:
x1 = 2901. Unit cost at each level, £/kW/year (relative to system simultaneous maximum load)
x2 = 2302. Load coefficient
x3 = 2012. Loss adjustment factors between end user meter reading and each network level, scaled by network use
x4 = 2804. Proportion of annual charge covered by contributions (for all charging levels)
x5 = 1010. Days in the charging period (in Financial and general assumptions)
| GSPs | Assets 132kV | Assets 132kV/EHV | Assets EHV | Assets EHV/HV | Assets 132kV/HV | Assets HV | Assets HV/LV | Assets LV circuits | Transmission exit | Operating 132kV | Operating 132kV/EHV | Operating EHV | Operating EHV/HV | Operating 132kV/HV | Operating HV | Operating HV/LV | Operating LV circuits
Domestic Unrestricted | 0 | 0.34941 | 0.045353 | 0.036906 | 0.083386 | 0.094242 | 0.2527 | 0.10261 | 0.038152 | 0.064187 | 0.12131 | 0.015746 | 0.012813 | 0.028951 | 0.03272 | 0.14309 | 0.099299 | 0.12693
Domestic Two Rate | 0 | 0.257 | 0.033358 | 0.027145 | 0.061332 | 0.069318 | 0.18587 | 0.075469 | 0.028062 | 0.047212 | 0.089229 | 0.011582 | 0.0094246 | 0.021294 | 0.024066 | 0.10525 | 0.073037 | 0.093364
Domestic Off Peak (related MPAN) | 0 | 0 | 0 | 0 | 0 | 0 | 0 | 0 | 0 | 0 | 0 | 0 | 0 | 0 | 0 | 0 | 0 | 0
Small Non Domestic Unrestricted | 0 | 0.31474 | 0.040852 | 0.033244 | 0.075111 | 0.08489 | 0.22763 | 0.092423 | 0.034366 | 0.057817 | 0.10927 | 0.014183 | 0.011542 | 0.026078 | 0.029473 | 0.12889 | 0.089444 | 0.11434
Small Non Domestic Two Rate | 0 | 0.24353 | 0.031609 | 0.025722 | 0.058117 | 0.065683 | 0.17613 | 0.071512 | 0.026591 | 0.044736 | 0.08455 | 0.010974 | 0.0089305 | 0.020178 | 0.022805 | 0.099729 | 0.069207 | 0.088469
Small Non Domestic Off Peak (related MPAN) | 0 | 0 | 0 | 0 | 0 | 0 | 0 | 0 | 0 | 0 | 0 | 0 | 0 | 0 | 0 | 0 | 0 | 0
LV Medium Non-Domestic | 0 | 0.2602 | 0.033773 | 0.027483 | 0.062096 | 0.07018 | 0.18818 | 0.076408 | 0.028411 | 0.047799 | 0.090339 | 0.011726 | 0.0095419 | 0.021559 | 0.024366 | 0.10656 | 0.073946 | 0.094525
LV Sub Medium Non-Domestic | 0 | 0.25392 | 0.032958 | 0.02682 | 0.060596 | 0.068486 | 0.18364 | 0.074563 | 0 | 0.046645 | 0.088158 | 0.011443 | 0.0093115 | 0.021038 | 0.023778 | 0.10398 | 0.07216 | 0
HV Medium Non-Domestic | 0 | 0.23382 | 0.030349 | 0.024697 | 0.041424 | 0.046817 | 0.13368 | 0 | 0 | 0.042953 | 0.081181 | 0.010537 | 0.0085746 | 0.019373 | 0.021896 | 0.095755 | 0 | 0
LV HH Metered | 0 | 0.23763 | 0.030843 | 0.025099 | 0.056709 | 0.064092 | 0.17186 | 0.069779 | 0.025946 | 0.043652 | 0.082502 | 0.010708 | 0.0087141 | 0.019689 | 0.022252 | 0.097313 | 0.06753 | 0.086325
LV Sub HH Metered | 0 | 0.23189 | 0.030099 | 0.024493 | 0.05534 | 0.062545 | 0.16771 | 0.068095 | 0 | 0.042598 | 0.08051 | 0.01045 | 0.0085037 | 0.019213 | 0.021715 | 0.094964 | 0.0659 | 0
HV HH Metered | 0 | 0.18574 | 0.024108 | 0.019618 | 0.032905 | 0.03719 | 0.10619 | 0 | 0 | 0.03412 | 0.064486 | 0.0083702 | 0.0068113 | 0.015389 | 0.017393 | 0.076063 | 0 | 0
HV Sub HH Metered | 0 | 0.18271 | 0.077141 | 0.062774 | 0.10529 | 0 | 0 | 0 | 0 | 0.033565 | 0.063436 | 0.026782 | 0.021794 | 0.049242 | 0 | 0 | 0 | 0
NHH UMS | 0 | 0.31461 | 0.040836 | 0.03323 | 0.075081 | 0.084856 | 0.22754 | 0.092386 | 0.034352 | 0.057794 | 0.10923 | 0.014178 | 0.011537 | 0.026067 | 0.029461 | 0.12884 | 0.089409 | 0.11429
LV UMS (Pseudo HH Metered) | 0 | 0.31461 | 0.040836 | 0.03323 | 0.075081 | 0.084856 | 0.22754 | 0.092386 | 0.034352 | 0.057794 | 0.10923 | 0.014178 | 0.011537 | 0.026067 | 0.029461 | 0.12884 | 0.089409 | 0.11429
LV Generation NHH | 0 | -0.16297 | -0.021153 | -0.017213 | -0.038892 | -0.043955 | -0.11786 | -0.047856 | 0 | -0.029938 | -0.056581 | -0.0073441 | -0.0059763 | -0.013503 | -0.015261 | -0.066739 | -0.046314 | 0
LV Sub Generation NHH | 0 | -0.15903 | -0.020642 | -0.016798 | -0.037953 | -0.042894 | -0.11502 | 0 | 0 | -0.029215 | -0.055215 | -0.0071668 | -0.005832 | -0.013177 | -0.014892 | -0.065128 | 0 | 0
LV Generation Intermittent | 0 | -0.16297 | -0.021153 | -0.017213 | -0.038892 | -0.043955 | -0.11786 | -0.047856 | 0 | -0.029938 | -0.056581 | -0.0073441 | -0.0059763 | -0.013503 | -0.015261 | -0.066739 | -0.046314 | 0
LV Generation Non-Intermittent | 0 | -0.16297 | -0.021153 | -0.017213 | -0.038892 | -0.043955 | -0.11786 | -0.047856 | 0 | -0.029938 | -0.056581 | -0.0073441 | -0.0059763 | -0.013503 | -0.015261 | -0.066739 | -0.046314 | 0
LV Sub Generation Intermittent | 0 | -0.15903 | -0.020642 | -0.016798 | -0.037953 | -0.042894 | -0.11502 | 0 | 0 | -0.029215 | -0.055215 | -0.0071668 | -0.005832 | -0.013177 | -0.014892 | -0.065128 | 0 | 0
LV Sub Generation Non-Intermittent | 0 | -0.15903 | -0.020642 | -0.016798 | -0.037953 | -0.042894 | -0.11502 | 0 | 0 | -0.029215 | -0.055215 | -0.0071668 | -0.005832 | -0.013177 | -0.014892 | -0.065128 | 0 | 0
HV Generation Intermittent | 0 | -0.15798 | -0.020505 | -0.016686 | -0.027987 | -0.031631 | 0 | 0 | 0 | -0.02902 | -0.054848 | -0.0071191 | -0.0057932 | -0.013089 | -0.014793 | 0 | 0 | 0
HV Generation Non-Intermittent | 0 | -0.15798 | -0.020505 | -0.016686 | -0.027987 | -0.031631 | 0 | 0 | 0 | -0.02902 | -0.054848 | -0.0071191 | -0.0057932 | -0.013089 | -0.014793 | 0 | 0 | 0
HV Sub Generation Non-Intermittent | 0 | -0.1554 | -0.06561 | -0.053391 | 0 | 0 | 0 | 0 | 0 | -0.028548 | -0.053954 | -0.022779 | -0.018537 | 0 | 0 | 0 | 0 | 0
HV Sub Generation Intermittent | 0 | -0.1554 | -0.06561 | -0.053391 | 0 | 0 | 0 | 0 | 0 | -0.028548 | -0.053954 | -0.022779 | -0.018537 | 0 | 0 | 0 | 0 | 0
2903. Pay-as-you-go unit rate 1 p/kWh
Data sources:
x1 = 2414. Unit rate 1 pseudo load coefficient by network level
x2 = 2901. Unit cost at each level, £/kW/year (relative to system simultaneous maximum load)
x3 = 2012. Loss adjustment factors between end user meter reading and each network level, scaled by network use
x4 = 2804. Proportion of annual charge covered by contributions (for all charging levels)
x5 = 1010. Days in the charging period (in Financial and general assumptions)
x6 = Contributions to pay-as-you-go unit rate 1 (p/kWh) (in Pay-as-you-go unit rate 1 p/kWh)
Kind: | Cell-by-cell calculation | [17 empty] | Cell summation
Formula: | =x1*x2*x3*(1-x4)*100/(24*x5) | [17 empty] | =SUM(x6)
Contributions to pay-as-you-go unit rate 1 (p/kWh)
| GSPs | Assets 132kV | Assets 132kV/EHV | Assets EHV | Assets EHV/HV | Assets 132kV/HV | Assets HV | Assets HV/LV | Assets LV circuits | Transmission exit | Operating 132kV | Operating 132kV/EHV | Operating EHV | Operating EHV/HV | Operating 132kV/HV | Operating HV | Operating HV/LV | Operating LV circuits | Pay-as-you-go unit rate 1 (p/kWh)
Domestic Two Rate | 0 | 0.42573 | 0.055258 | 0.043491 | 0.098264 | 0.11483 | 0.29779 | 0.12091 | 0.04496 | 0.083282 | 0.14781 | 0.019185 | 0.0151 | 0.034116 | 0.039866 | 0.16862 | 0.11702 | 0.14958 | 1.9758
Domestic Off Peak (related MPAN) | 0 | 0.036718 | 0.0047659 | 0.005085 | 0.011489 | 0.0099034 | 0.034818 | 0.014137 | 0.0052567 | 0.0020307 | 0.012748 | 0.0016547 | 0.0017655 | 0.0039889 | 0.0034384 | 0.019715 | 0.013682 | 0.017489 | 0.19869
Small Non Domestic Two Rate | 0 | 0.37115 | 0.048174 | 0.038006 | 0.085871 | 0.10011 | 0.26024 | 0.10566 | 0.039289 | 0.067207 | 0.12886 | 0.016726 | 0.013195 | 0.029814 | 0.034755 | 0.14736 | 0.10226 | 0.13072 | 1.7194
Small Non Domestic Off Peak (related MPAN) | 0 | 0.057298 | 0.0074371 | 0.0070515 | 0.015932 | 0.015454 | 0.048283 | 0.019604 | 0.0072896 | 0.0077161 | 0.019893 | 0.0025821 | 0.0024482 | 0.0055315 | 0.0053655 | 0.02734 | 0.018973 | 0.024253 | 0.29245
LV Medium Non-Domestic | 0 | 0.32917 | 0.042726 | 0.033658 | 0.076046 | 0.088784 | 0.23046 | 0.093574 | 0.034794 | 0.060095 | 0.11429 | 0.014834 | 0.011686 | 0.026402 | 0.030825 | 0.1305 | 0.090558 | 0.11576 | 1.5242
LV Sub Medium Non-Domestic | 0 | 0.25143 | 0.032635 | 0.025709 | 0.058086 | 0.067816 | 0.17603 | 0.071474 | 0 | 0.045902 | 0.087295 | 0.011331 | 0.0089258 | 0.020167 | 0.023545 | 0.099677 | 0.069171 | 0 | 1.0492
HV Medium Non-Domestic | 0 | 0.31086 | 0.040349 | 0.031815 | 0.053363 | 0.062243 | 0.17221 | 0 | 0 | 0.055421 | 0.10793 | 0.014009 | 0.011046 | 0.024957 | 0.02911 | 0.12335 | 0 | 0 | 1.0367
LV HH Metered | 0 | 1.5293 | 0.1985 | 0.14838 | 0.33525 | 0.41248 | 1.016 | 0.41253 | 0.15339 | 0.371 | 0.53096 | 0.068917 | 0.051517 | 0.1164 | 0.14321 | 0.5753 | 0.39923 | 0.51034 | 6.9727
LV Sub HH Metered | 0 | 1.6903 | 0.21939 | 0.164 | 0.37054 | 0.4559 | 1.123 | 0.45595 | 0 | 0.41005 | 0.58685 | 0.076171 | 0.056939 | 0.12865 | 0.15828 | 0.63586 | 0.44126 | 0 | 6.9731
HV HH Metered | 0 | 1.3308 | 0.17273 | 0.12912 | 0.21657 | 0.26645 | 0.69891 | 0 | 0 | 0.32284 | 0.46202 | 0.05997 | 0.044828 | 0.10129 | 0.12462 | 0.50061 | 0 | 0 | 4.4307
HV Sub HH Metered | 0 | 1.2342 | 0.52106 | 0.3895 | 0.65331 | 0 | 0 | 0 | 0 | 0.2994 | 0.42849 | 0.18091 | 0.13523 | 0.30554 | 0 | 0 | 0 | 0 | 4.1476
LV UMS (Pseudo HH Metered) | 0 | 3.8285 | 0.49693 | 0.37146 | 0.83928 | 1.0326 | 2.5435 | 1.0327 | 0.384 | 0.92877 | 1.3292 | 0.17253 | 0.12897 | 0.29139 | 0.35851 | 1.4402 | 0.99944 | 1.2776 | 17.4556
LV Generation Non-Intermittent | 0 | -1.2943 | -0.16799 | -0.12558 | -0.28373 | -0.34908 | -0.85985 | -0.34912 | 0 | -0.31398 | -0.44935 | -0.058325 | -0.043599 | -0.098507 | -0.1212 | -0.48688 | -0.33787 | 0 | -5.3393
LV Sub Generation Non-Intermittent | 0 | -1.263 | -0.16394 | -0.12254 | -0.27688 | -0.34066 | -0.83909 | 0 | 0 | -0.3064 | -0.43851 | -0.056917 | -0.042546 | -0.096129 | -0.11827 | -0.47513 | 0 | 0 | -4.54
HV Generation Non-Intermittent | 0 | -1.2546 | -0.16284 | -0.12173 | -0.20417 | -0.2512 | 0 | 0 | 0 | -0.30436 | -0.43558 | -0.056538 | -0.042263 | -0.095489 | -0.11748 | 0 | 0 | 0 | -3.0463
HV Sub Generation Non-Intermittent | 0 | -1.2342 | -0.52106 | -0.3895 | 0 | 0 | 0 | 0 | 0 | -0.2994 | -0.42849 | -0.18091 | -0.13523 | 0 | 0 | 0 | 0 | 0 | -3.1888
2904. Pay-as-you-go unit rate 2 p/kWh
Data sources:
x1 = 2415. Unit rate 2 pseudo load coefficient by network level
x2 = 2901. Unit cost at each level, £/kW/year (relative to system simultaneous maximum load)
x3 = 2012. Loss adjustment factors between end user meter reading and each network level, scaled by network use
x4 = 2804. Proportion of annual charge covered by contributions (for all charging levels)
x5 = 1010. Days in the charging period (in Financial and general assumptions)
x6 = Contributions to pay-as-you-go unit rate 2 (p/kWh) (in Pay-as-you-go unit rate 2 p/kWh)
Kind: | Cell-by-cell calculation | [17 empty] | Cell summation
Formula: | =x1*x2*x3*(1-x4)*100/(24*x5) | [17 empty] | =SUM(x6)
Contributions to pay-as-you-go unit rate 2 (p/kWh)
| GSPs | Assets 132kV | Assets 132kV/EHV | Assets EHV | Assets EHV/HV | Assets 132kV/HV | Assets HV | Assets HV/LV | Assets LV circuits | Transmission exit | Operating 132kV | Operating 132kV/EHV | Operating EHV | Operating EHV/HV | Operating 132kV/HV | Operating HV | Operating HV/LV | Operating LV circuits | Pay-as-you-go unit rate 2 (p/kWh)
Domestic Two Rate | 0 | 0.01112 | 0.0014434 | 0.0035847 | 0.0080992 | 0.0029993 | 0.024545 | 0.009966 | 0.0037057 | 0 | 0.0038608 | 0.00050112 | 0.0012446 | 0.002812 | 0.0010413 | 0.013898 | 0.0096448 | 0.012329 | 0.1108
Small Non Domestic Two Rate | 0 | 0.0098745 | 0.0012817 | 0.0031831 | 0.0071919 | 0.0026633 | 0.021795 | 0.0088496 | 0.0032906 | 0 | 0.0034283 | 0.00044499 | 0.0011051 | 0.002497 | 0.00092467 | 0.012341 | 0.0085644 | 0.010948 | 0.098384
LV Medium Non-Domestic | 0 | 0.0085537 | 0.0011102 | 0.0027574 | 0.00623 | 0.0023071 | 0.01888 | 0.0076659 | 0.0028505 | 0 | 0.0029698 | 0.00038547 | 0.00095733 | 0.002163 | 0.00080099 | 0.010691 | 0.0074189 | 0.0094836 | 0.085225
LV Sub Medium Non-Domestic | 0 | 0.0065336 | 0.00084804 | 0.0021061 | 0.0047586 | 0.0017622 | 0.014421 | 0.0058555 | 0 | 0 | 0.0022684 | 0.00029443 | 0.00073123 | 0.0016522 | 0.00061182 | 0.0081659 | 0.0056668 | 0 | 0.055676
HV Medium Non-Domestic | 0 | 0.008155 | 0.0010585 | 0.0026288 | 0.0044093 | 0.0016329 | 0.01423 | 0 | 0 | 0 | 0.0028313 | 0.0003675 | 0.0009127 | 0.0020622 | 0.00076366 | 0.010192 | 0 | 0 | 0.049244
LV HH Metered | 0 | 0.16575 | 0.021513 | 0.017966 | 0.040592 | 0.044704 | 0.12302 | 0.049948 | 0.018572 | 0.0075084 | 0.057545 | 0.0074692 | 0.0062376 | 0.014093 | 0.015521 | 0.069657 | 0.048339 | 0.061792 | 0.77022
LV Sub HH Metered | 0 | 0.18319 | 0.023778 | 0.019857 | 0.044865 | 0.04941 | 0.13597 | 0.055206 | 0 | 0.0082987 | 0.063602 | 0.0082554 | 0.0068941 | 0.015577 | 0.017155 | 0.076989 | 0.053427 | 0 | 0.76247
HV HH Metered | 0 | 0.14423 | 0.01872 | 0.015633 | 0.026222 | 0.028878 | 0.084623 | 0 | 0 | 0.0065336 | 0.050074 | 0.0064995 | 0.0054277 | 0.012263 | 0.013506 | 0.060613 | 0 | 0 | 0.47322
HV Sub HH Metered | 0 | 0.13376 | 0.056472 | 0.04716 | 0.079102 | 0 | 0 | 0 | 0 | 0.0060594 | 0.04644 | 0.019607 | 0.016374 | 0.036995 | 0 | 0 | 0 | 0 | 0.44197
LV UMS (Pseudo HH Metered) | 0 | 0.41493 | 0.053857 | 0.044976 | 0.10162 | 0.11191 | 0.30796 | 0.12504 | 0.046494 | 0.018797 | 0.14406 | 0.018698 | 0.015615 | 0.035281 | 0.038855 | 0.17438 | 0.12101 | 0.15469 | 1.9282
LV Generation Non-Intermittent | 0 | -0.14027 | -0.018207 | -0.015205 | -0.034353 | -0.037833 | -0.10411 | -0.042271 | 0 | -0.0063544 | -0.048701 | -0.0063212 | -0.0052789 | -0.011927 | -0.013135 | -0.058951 | -0.040909 | 0 | -0.58383
LV Sub Generation Non-Intermittent | 0 | -0.13688 | -0.017767 | -0.014838 | -0.033524 | -0.03692 | -0.1016 | 0 | 0 | -0.006201 | -0.047525 | -0.0061686 | -0.0051514 | -0.011639 | -0.012818 | -0.057528 | 0 | 0 | -0.48856
HV Generation Non-Intermittent | 0 | -0.13597 | -0.017649 | -0.014739 | -0.024721 | -0.027225 | 0 | 0 | 0 | -0.0061597 | -0.047208 | -0.0061275 | -0.0051171 | -0.011562 | -0.012733 | 0 | 0 | 0 | -0.30921
HV Sub Generation Non-Intermittent | 0 | -0.13376 | -0.056472 | -0.04716 | 0 | 0 | 0 | 0 | 0 | -0.0060594 | -0.04644 | -0.019607 | -0.016374 | 0 | 0 | 0 | 0 | 0 | -0.32587
2905. Pay-as-you-go unit rate 3 p/kWh
Data sources:
x1 = 2416. Unit rate 3 pseudo load coefficient by network level
x2 = 2901. Unit cost at each level, £/kW/year (relative to system simultaneous maximum load)
x3 = 2012. Loss adjustment factors between end user meter reading and each network level, scaled by network use
x4 = 2804. Proportion of annual charge covered by contributions (for all charging levels)
x5 = 1010. Days in the charging period (in Financial and general assumptions)
x6 = Contributions to pay-as-you-go unit rate 3 (p/kWh) (in Pay-as-you-go unit rate 3 p/kWh)
Kind: | Cell-by-cell calculation | [17 empty] | Cell summation
Formula: | =x1*x2*x3*(1-x4)*100/(24*x5) | [17 empty] | =SUM(x6)
Contributions to pay-as-you-go unit rate 3 (p/kWh)
| GSPs | Assets 132kV | Assets 132kV/EHV | Assets EHV | Assets EHV/HV | Assets 132kV/HV | Assets HV | Assets HV/LV | Assets LV circuits | Transmission exit | Operating 132kV | Operating 132kV/EHV | Operating EHV | Operating EHV/HV | Operating 132kV/HV | Operating HV | Operating HV/LV | Operating LV circuits | Pay-as-you-go unit rate 3 (p/kWh)
LV HH Metered | 0 | 0.0079111 | 0.0010268 | 0.0025502 | 0.0057619 | 0.0021338 | 0.017462 | 0.00709 | 0.0026363 | 0 | 0.0027467 | 0.00035651 | 0.0008854 | 0.0020005 | 0.00074082 | 0.0098876 | 0.0068615 | 0.0087712 | 0.078822
LV Sub HH Metered | 0 | 0.0087438 | 0.0011349 | 0.0028186 | 0.0063685 | 0.0023584 | 0.0193 | 0.0078363 | 0 | 0 | 0.0030358 | 0.00039404 | 0.0009786 | 0.0022111 | 0.0008188 | 0.010928 | 0.0075838 | 0 | 0.074511
HV HH Metered | 0 | 0.006884 | 0.00089352 | 0.0022191 | 0.0037221 | 0.0013784 | 0.012012 | 0 | 0 | 0 | 0.0023901 | 0.00031022 | 0.00077045 | 0.0017408 | 0.00064464 | 0.0086039 | 0 | 0 | 0.041569
HV Sub HH Metered | 0 | 0.0063844 | 0.0026955 | 0.0066943 | 0.011228 | 0 | 0 | 0 | 0 | 0 | 0.0022166 | 0.00093583 | 0.0023242 | 0.0052513 | 0 | 0 | 0 | 0 | 0.03773
LV UMS (Pseudo HH Metered) | 0 | 0.019805 | 0.0025706 | 0.0063842 | 0.014425 | 0.0053417 | 0.043714 | 0.017749 | 0.0065998 | 0 | 0.006876 | 0.00089249 | 0.0022165 | 0.005008 | 0.0018546 | 0.024753 | 0.017177 | 0.021958 | 0.19732
LV Generation Non-Intermittent | 0 | -0.0066952 | -0.00086902 | -0.0021582 | -0.0048764 | -0.0018058 | -0.014778 | -0.0060003 | 0 | 0 | -0.0023245 | -0.00030171 | -0.00074932 | -0.001693 | -0.00062696 | -0.0083679 | -0.0058069 | 0 | -0.057053
LV Sub Generation Non-Intermittent | 0 | -0.0065336 | -0.00084804 | -0.0021061 | -0.0047586 | -0.0017622 | -0.014421 | 0 | 0 | 0 | -0.0022684 | -0.00029443 | -0.00073123 | -0.0016522 | -0.00061182 | -0.0081659 | 0 | 0 | -0.044154
HV Generation Non-Intermittent | 0 | -0.0064901 | -0.00084239 | -0.0020921 | -0.0035091 | -0.0012995 | 0 | 0 | 0 | 0 | -0.0022533 | -0.00029247 | -0.00072636 | -0.0016411 | -0.00060775 | 0 | 0 | 0 | -0.019754
HV Sub Generation Non-Intermittent | 0 | -0.0063844 | -0.0026955 | -0.0066943 | 0 | 0 | 0 | 0 | 0 | 0 | -0.0022166 | -0.00093583 | -0.0023242 | 0 | 0 | 0 | 0 | 0 | -0.021251

## Standing
CDCM model 100: Allocation to standing charges |  | WPD West Midlands |  | 2012/13 |  | April Tariffs 2012/13
This sheet reallocates some costs from unit charges to fixed or capacity charges, for demand users only.
3001. Costs based on aggregate maximum load (£/kW/year)
Cell-by-cell calculation =x1/(1+x2)
Data sources:
x1 = 2901. Unit cost at each level, £/kW/year (relative to system simultaneous maximum load)
x2 = 2612. Diversity allowances (including calculated LV value)
| GSPs | Assets 132kV | Assets 132kV/EHV | Assets EHV | Assets EHV/HV | Assets 132kV/HV | Assets HV | Assets HV/LV | Assets LV circuits | Transmission exit | Operating 132kV | Operating 132kV/EHV | Operating EHV | Operating EHV/HV | Operating 132kV/HV | Operating HV | Operating HV/LV | Operating LV circuits
Costs based on aggregate maximum load (£/kW/year) | 0 | 12.2583 | 5.1806 | 4.1186 | 9.4999 | 4.8931 | 10.951 | 7.6504 | 9.8454 | 2.3048 | 4.256 | 1.7986 | 1.43 | 3.2983 | 1.6988 | 3.8021 | 2.6561 | 3.4182
3002. Capacity elements p/kVA/day
This calculation uses aggregate maximum load and no coincidence factor.
Cell-by-cell calculation =100*x1*x2*x3*x4/x5*(1-x6)
Data sources:
x1 = 2602. Standing charges factors adapted to use 132kV/HV
x2 = 2012. Loss adjustment factors between end user meter reading and each network level, scaled by network use
x3 = 3001. Costs based on aggregate maximum load (£/kW/year)
x4 = 1010. Power factor for all flows in the network model (in Financial and general assumptions)
x5 = 1010. Days in the charging period (in Financial and general assumptions)
x6 = 2804. Proportion of annual charge covered by contributions (for all charging levels)
| GSPs | Assets 132kV | Assets 132kV/EHV | Assets EHV | Assets EHV/HV | Assets 132kV/HV | Assets HV | Assets HV/LV | Assets LV circuits | Transmission exit | Operating 132kV | Operating 132kV/EHV | Operating EHV | Operating EHV/HV | Operating 132kV/HV | Operating HV | Operating HV/LV | Operating LV circuits
Domestic Unrestricted | 0 | 0 | 0 | 0 | 0 | 0 | 0 | 0 | 0.26741 | 0 | 0 | 0 | 0 | 0 | 0 | 0 | 0 | 0.88968
Domestic Two Rate | 0 | 0 | 0 | 0 | 0 | 0 | 0 | 0 | 0.26741 | 0 | 0 | 0 | 0 | 0 | 0 | 0 | 0 | 0.88968
Domestic Off Peak (related MPAN) | 0 | 0 | 0 | 0 | 0 | 0 | 0 | 0 | 0.26741 | 0 | 0 | 0 | 0 | 0 | 0 | 0 | 0 | 0.88968
Small Non Domestic Unrestricted | 0 | 0 | 0 | 0 | 0 | 0 | 0 | 0 | 0.26741 | 0 | 0 | 0 | 0 | 0 | 0 | 0 | 0 | 0.88968
Small Non Domestic Two Rate | 0 | 0 | 0 | 0 | 0 | 0 | 0 | 0 | 0.26741 | 0 | 0 | 0 | 0 | 0 | 0 | 0 | 0 | 0.88968
Small Non Domestic Off Peak (related MPAN) | 0 | 0 | 0 | 0 | 0 | 0 | 0 | 0 | 0.26741 | 0 | 0 | 0 | 0 | 0 | 0 | 0 | 0 | 0.88968
LV Medium Non-Domestic | 0 | 0 | 0 | 0 | 0 | 0 | 0 | 0 | 0.26741 | 0 | 0 | 0 | 0 | 0 | 0 | 0 | 0 | 0.88968
LV Sub Medium Non-Domestic | 0 | 0 | 0 | 0 | 0 | 0 | 0 | 0.71435 | 0 | 0 | 0 | 0 | 0 | 0 | 0 | 0 | 0.69133 | 0
HV Medium Non-Domestic | 0 | 0.46045 | 0 | 0.068402 | 0.57365 | 0.6656 | 1.3816 | 0 | 0 | 0 | 0.15986 | 0 | 0.023749 | 0.26829 | 0.31129 | 0.98958 | 0 | 0
LV HH Metered | 0 | 0 | 0 | 0 | 0 | 0 | 0.36057 | 0.73202 | 0.26741 | 0 | 0 | 0 | 0 | 0 | 0 | 0.20417 | 0.70843 | 0.88968
LV Sub HH Metered | 0 | 0 | 0 | 0 | 0 | 0 | 1.7594 | 0.71435 | 0 | 0 | 0 | 0 | 0 | 0 | 0 | 0.99621 | 0.69133 | 0
HV HH Metered | 0 | 0.46045 | 0 | 0.068402 | 0.57365 | 0.6656 | 1.3816 | 0 | 0 | 0 | 0.15986 | 0 | 0.023749 | 0.26829 | 0.31129 | 0.98958 | 0 | 0
HV Sub HH Metered | 0 | 0 | 0 | 1.0944 | 1.8355 | 0 | 0 | 0 | 0 | 0 | 0 | 0 | 0.37995 | 0.85846 | 0 | 0 | 0 | 0
NHH UMS | 0 | 0 | 0 | 0 | 0 | 0 | 0 | 0 | 0 | 0 | 0 | 0 | 0 | 0 | 0 | 0 | 0 | 0
LV UMS (Pseudo HH Metered) | 0 | 0 | 0 | 0 | 0 | 0 | 0 | 0 | 0 | 0 | 0 | 0 | 0 | 0 | 0 | 0 | 0 | 0
3003. Yardstick unit rate p/kWh (taking account of standing charges)
Data sources:
x1 = 2602. Standing charges factors adapted to use 132kV/HV
x2 = 2902. Pay-as-you-go yardstick unit costs by charging level (p/kWh)
x3 = Yardstick components p/kWh (taking account of standing charges) (in Yardstick unit rate p/kWh (taking account of standing charges))
Kind: | Cell-by-cell calculation | [17 empty] | Cell summation
Formula: | =(1-x1)*x2 | [17 empty] | =SUM(x3)
Yardstick components p/kWh (taking account of standing charges)
| GSPs | Assets 132kV | Assets 132kV/EHV | Assets EHV | Assets EHV/HV | Assets 132kV/HV | Assets HV | Assets HV/LV | Assets LV circuits | Transmission exit | Operating 132kV | Operating 132kV/EHV | Operating EHV | Operating EHV/HV | Operating 132kV/HV | Operating HV | Operating HV/LV | Operating LV circuits | Yardstick total p/kWh (taking account of standing charges)
Domestic Unrestricted | 0 | 0.34941 | 0.045353 | 0.036906 | 0.083386 | 0.094242 | 0.2527 | 0.10261 | 0 | 0.064187 | 0.12131 | 0.015746 | 0.012813 | 0.028951 | 0.03272 | 0.14309 | 0.099299 | 0 | 1.4827
Domestic Two Rate | 0 | 0.257 | 0.033358 | 0.027145 | 0.061332 | 0.069318 | 0.18587 | 0.075469 | 0 | 0.047212 | 0.089229 | 0.011582 | 0.0094246 | 0.021294 | 0.024066 | 0.10525 | 0.073037 | 0 | 1.0906
Domestic Off Peak (related MPAN) | 0 | 0 | 0 | 0 | 0 | 0 | 0 | 0 | 0 | 0 | 0 | 0 | 0 | 0 | 0 | 0 | 0 | 0 | 0
Small Non Domestic Unrestricted | 0 | 0.31474 | 0.040852 | 0.033244 | 0.075111 | 0.08489 | 0.22763 | 0.092423 | 0 | 0.057817 | 0.10927 | 0.014183 | 0.011542 | 0.026078 | 0.029473 | 0.12889 | 0.089444 | 0 | 1.3356
Small Non Domestic Two Rate | 0 | 0.24353 | 0.031609 | 0.025722 | 0.058117 | 0.065683 | 0.17613 | 0.071512 | 0 | 0.044736 | 0.08455 | 0.010974 | 0.0089305 | 0.020178 | 0.022805 | 0.099729 | 0.069207 | 0 | 1.0334
Small Non Domestic Off Peak (related MPAN) | 0 | 0 | 0 | 0 | 0 | 0 | 0 | 0 | 0 | 0 | 0 | 0 | 0 | 0 | 0 | 0 | 0 | 0 | 0
LV Medium Non-Domestic | 0 | 0.2602 | 0.033773 | 0.027483 | 0.062096 | 0.07018 | 0.18818 | 0.076408 | 0 | 0.047799 | 0.090339 | 0.011726 | 0.0095419 | 0.021559 | 0.024366 | 0.10656 | 0.073946 | 0 | 1.1042
LV Sub Medium Non-Domestic | 0 | 0.25392 | 0.032958 | 0.02682 | 0.060596 | 0.068486 | 0.18364 | 0 | 0 | 0.046645 | 0.088158 | 0.011443 | 0.0093115 | 0.021038 | 0.023778 | 0.10398 | 0 | 0 | 0.93078
HV Medium Non-Domestic | 0 | 0.20143 | 0.030349 | 0.019758 | 0 | 0 | 0 | 0 | 0 | 0.042953 | 0.069936 | 0.010537 | 0.0068597 | 0 | 0 | 0 | 0 | 0 | 0.38183
LV HH Metered | 0 | 0.23763 | 0.030843 | 0.025099 | 0.056709 | 0.064092 | 0.13749 | 0 | 0 | 0.043652 | 0.082502 | 0.010708 | 0.0087141 | 0.019689 | 0.022252 | 0.07785 | 0 | 0 | 0.81722
LV Sub HH Metered | 0 | 0.23189 | 0.030099 | 0.024493 | 0.05534 | 0.062545 | 0 | 0 | 0 | 0.042598 | 0.08051 | 0.01045 | 0.0085037 | 0.019213 | 0.021715 | 0 | 0 | 0 | 0.58736
HV HH Metered | 0 | 0.16001 | 0.024108 | 0.015695 | 0 | 0 | 0 | 0 | 0 | 0.03412 | 0.055554 | 0.0083702 | 0.005449 | 0 | 0 | 0 | 0 | 0 | 0.30331
HV Sub HH Metered | 0 | 0.18271 | 0.077141 | 0 | 0 | 0 | 0 | 0 | 0 | 0.033565 | 0.063436 | 0.026782 | 0 | 0 | 0 | 0 | 0 | 0 | 0.38364
NHH UMS | 0 | 0.31461 | 0.040836 | 0.03323 | 0.075081 | 0.084856 | 0.22754 | 0.092386 | 0.034352 | 0.057794 | 0.10923 | 0.014178 | 0.011537 | 0.026067 | 0.029461 | 0.12884 | 0.089409 | 0.11429 | 1.4837
LV UMS (Pseudo HH Metered) | 0 | 0.31461 | 0.040836 | 0.03323 | 0.075081 | 0.084856 | 0.22754 | 0.092386 | 0.034352 | 0.057794 | 0.10923 | 0.014178 | 0.011537 | 0.026067 | 0.029461 | 0.12884 | 0.089409 | 0.11429 | 1.4837
3004. Unit rate 1 (taking account of standing charges)
Data sources:
x1 = 2602. Standing charges factors adapted to use 132kV/HV
x2 = 2903. Contributions to pay-as-you-go unit rate 1 (p/kWh) (in Pay-as-you-go unit rate 1 p/kWh)
x3 = Contributions to unit rate 1 p/kWh by network level (taking account of standing charges) (in Unit rate 1 (taking account of standing charges))
Kind: | Cell-by-cell calculation | [17 empty] | Cell summation
Formula: | =(1-x1)*x2 | [17 empty] | =SUM(x3)
Contributions to unit rate 1 p/kWh by network level (taking account of standing charges)
| GSPs | Assets 132kV | Assets 132kV/EHV | Assets EHV | Assets EHV/HV | Assets 132kV/HV | Assets HV | Assets HV/LV | Assets LV circuits | Transmission exit | Operating 132kV | Operating 132kV/EHV | Operating EHV | Operating EHV/HV | Operating 132kV/HV | Operating HV | Operating HV/LV | Operating LV circuits | Unit rate 1 total p/kWh (taking account of standing charges)
Domestic Two Rate | 0 | 0.42573 | 0.055258 | 0.043491 | 0.098264 | 0.11483 | 0.29779 | 0.12091 | 0 | 0.083282 | 0.14781 | 0.019185 | 0.0151 | 0.034116 | 0.039866 | 0.16862 | 0.11702 | 0 | 1.7813
Domestic Off Peak (related MPAN) | 0 | 0.036718 | 0.0047659 | 0.005085 | 0.011489 | 0.0099034 | 0.034818 | 0.014137 | 0 | 0.0020307 | 0.012748 | 0.0016547 | 0.0017655 | 0.0039889 | 0.0034384 | 0.019715 | 0.013682 | 0 | 0.17594
Small Non Domestic Two Rate | 0 | 0.37115 | 0.048174 | 0.038006 | 0.085871 | 0.10011 | 0.26024 | 0.10566 | 0 | 0.067207 | 0.12886 | 0.016726 | 0.013195 | 0.029814 | 0.034755 | 0.14736 | 0.10226 | 0 | 1.5494
Small Non Domestic Off Peak (related MPAN) | 0 | 0.057298 | 0.0074371 | 0.0070515 | 0.015932 | 0.015454 | 0.048283 | 0.019604 | 0 | 0.0077161 | 0.019893 | 0.0025821 | 0.0024482 | 0.0055315 | 0.0053655 | 0.02734 | 0.018973 | 0 | 0.26091
LV Medium Non-Domestic | 0 | 0.32917 | 0.042726 | 0.033658 | 0.076046 | 0.088784 | 0.23046 | 0.093574 | 0 | 0.060095 | 0.11429 | 0.014834 | 0.011686 | 0.026402 | 0.030825 | 0.1305 | 0.090558 | 0 | 1.3736
LV Sub Medium Non-Domestic | 0 | 0.25143 | 0.032635 | 0.025709 | 0.058086 | 0.067816 | 0.17603 | 0 | 0 | 0.045902 | 0.087295 | 0.011331 | 0.0089258 | 0.020167 | 0.023545 | 0.099677 | 0 | 0 | 0.90855
HV Medium Non-Domestic | 0 | 0.26781 | 0.040349 | 0.025452 | 0 | 0 | 0 | 0 | 0 | 0.055421 | 0.092979 | 0.014009 | 0.0088367 | 0 | 0 | 0 | 0 | 0 | 0.50485
LV HH Metered | 0 | 1.5293 | 0.1985 | 0.14838 | 0.33525 | 0.41248 | 0.8128 | 0 | 0 | 0.371 | 0.53096 | 0.068917 | 0.051517 | 0.1164 | 0.14321 | 0.46024 | 0 | 0 | 5.179
LV Sub HH Metered | 0 | 1.6903 | 0.21939 | 0.164 | 0.37054 | 0.4559 | 0 | 0 | 0 | 0.41005 | 0.58685 | 0.076171 | 0.056939 | 0.12865 | 0.15828 | 0 | 0 | 0 | 4.3171
HV HH Metered | 0 | 1.1464 | 0.17273 | 0.10329 | 0 | 0 | 0 | 0 | 0 | 0.32284 | 0.39803 | 0.05997 | 0.035863 | 0 | 0 | 0 | 0 | 0 | 2.2391
HV Sub HH Metered | 0 | 1.2342 | 0.52106 | 0 | 0 | 0 | 0 | 0 | 0 | 0.2994 | 0.42849 | 0.18091 | 0 | 0 | 0 | 0 | 0 | 0 | 2.664
LV UMS (Pseudo HH Metered) | 0 | 3.8285 | 0.49693 | 0.37146 | 0.83928 | 1.0326 | 2.5435 | 1.0327 | 0.384 | 0.92877 | 1.3292 | 0.17253 | 0.12897 | 0.29139 | 0.35851 | 1.4402 | 0.99944 | 1.2776 | 17.4556
3005. Unit rate 2 (taking account of standing charges)
Data sources:
x1 = 2602. Standing charges factors adapted to use 132kV/HV
x2 = 2904. Contributions to pay-as-you-go unit rate 2 (p/kWh) (in Pay-as-you-go unit rate 2 p/kWh)
x3 = Contributions to unit rate 2 p/kWh by network level (taking account of standing charges) (in Unit rate 2 (taking account of standing charges))
Kind: | Cell-by-cell calculation | [17 empty] | Cell summation
Formula: | =(1-x1)*x2 | [17 empty] | =SUM(x3)
Contributions to unit rate 2 p/kWh by network level (taking account of standing charges)
| GSPs | Assets 132kV | Assets 132kV/EHV | Assets EHV | Assets EHV/HV | Assets 132kV/HV | Assets HV | Assets HV/LV | Assets LV circuits | Transmission exit | Operating 132kV | Operating 132kV/EHV | Operating EHV | Operating EHV/HV | Operating 132kV/HV | Operating HV | Operating HV/LV | Operating LV circuits | Unit rate 2 total p/kWh (taking account of standing charges)
Domestic Two Rate | 0 | 0.01112 | 0.0014434 | 0.0035847 | 0.0080992 | 0.0029993 | 0.024545 | 0.009966 | 0 | 0 | 0.0038608 | 0.00050112 | 0.0012446 | 0.002812 | 0.0010413 | 0.013898 | 0.0096448 | 0 | 0.094761
Small Non Domestic Two Rate | 0 | 0.0098745 | 0.0012817 | 0.0031831 | 0.0071919 | 0.0026633 | 0.021795 | 0.0088496 | 0 | 0 | 0.0034283 | 0.00044499 | 0.0011051 | 0.002497 | 0.00092467 | 0.012341 | 0.0085644 | 0 | 0.084146
LV Medium Non-Domestic | 0 | 0.0085537 | 0.0011102 | 0.0027574 | 0.00623 | 0.0023071 | 0.01888 | 0.0076659 | 0 | 0 | 0.0029698 | 0.00038547 | 0.00095733 | 0.002163 | 0.00080099 | 0.010691 | 0.0074189 | 0 | 0.072891
LV Sub Medium Non-Domestic | 0 | 0.0065336 | 0.00084804 | 0.0021061 | 0.0047586 | 0.0017622 | 0.014421 | 0 | 0 | 0 | 0.0022684 | 0.00029443 | 0.00073123 | 0.0016522 | 0.00061182 | 0.0081659 | 0 | 0 | 0.044154
HV Medium Non-Domestic | 0 | 0.0070254 | 0.0010585 | 0.0021031 | 0 | 0 | 0 | 0 | 0 | 0 | 0.0024392 | 0.0003675 | 0.00073016 | 0 | 0 | 0 | 0 | 0 | 0.013724
LV HH Metered | 0 | 0.16575 | 0.021513 | 0.017966 | 0.040592 | 0.044704 | 0.098413 | 0 | 0 | 0.0075084 | 0.057545 | 0.0074692 | 0.0062376 | 0.014093 | 0.015521 | 0.055725 | 0 | 0 | 0.55303
LV Sub HH Metered | 0 | 0.18319 | 0.023778 | 0.019857 | 0.044865 | 0.04941 | 0 | 0 | 0 | 0.0082987 | 0.063602 | 0.0082554 | 0.0068941 | 0.015577 | 0.017155 | 0 | 0 | 0 | 0.44088
HV HH Metered | 0 | 0.12425 | 0.01872 | 0.012507 | 0 | 0 | 0 | 0 | 0 | 0.0065336 | 0.043138 | 0.0064995 | 0.0043422 | 0 | 0 | 0 | 0 | 0 | 0.21599
HV Sub HH Metered | 0 | 0.13376 | 0.056472 | 0 | 0 | 0 | 0 | 0 | 0 | 0.0060594 | 0.04644 | 0.019607 | 0 | 0 | 0 | 0 | 0 | 0 | 0.26234
LV UMS (Pseudo HH Metered) | 0 | 0.41493 | 0.053857 | 0.044976 | 0.10162 | 0.11191 | 0.30796 | 0.12504 | 0.046494 | 0.018797 | 0.14406 | 0.018698 | 0.015615 | 0.035281 | 0.038855 | 0.17438 | 0.12101 | 0.15469 | 1.9282
3006. Unit rate 3 (taking account of standing charges)
Data sources:
x1 = 2602. Standing charges factors adapted to use 132kV/HV
x2 = 2905. Contributions to pay-as-you-go unit rate 3 (p/kWh) (in Pay-as-you-go unit rate 3 p/kWh)
x3 = Contributions to unit rate 3 p/kWh by network level (taking account of standing charges) (in Unit rate 3 (taking account of standing charges))
Kind: | Cell-by-cell calculation | [17 empty] | Cell summation
Formula: | =(1-x1)*x2 | [17 empty] | =SUM(x3)
Contributions to unit rate 3 p/kWh by network level (taking account of standing charges)
| GSPs | Assets 132kV | Assets 132kV/EHV | Assets EHV | Assets EHV/HV | Assets 132kV/HV | Assets HV | Assets HV/LV | Assets LV circuits | Transmission exit | Operating 132kV | Operating 132kV/EHV | Operating EHV | Operating EHV/HV | Operating 132kV/HV | Operating HV | Operating HV/LV | Operating LV circuits | Unit rate 3 total p/kWh (taking account of standing charges)
LV HH Metered | 0 | 0.0079111 | 0.0010268 | 0.0025502 | 0.0057619 | 0.0021338 | 0.013969 | 0 | 0 | 0 | 0.0027467 | 0.00035651 | 0.0008854 | 0.0020005 | 0.00074082 | 0.0079101 | 0 | 0 | 0.047993
LV Sub HH Metered | 0 | 0.0087438 | 0.0011349 | 0.0028186 | 0.0063685 | 0.0023584 | 0 | 0 | 0 | 0 | 0.0030358 | 0.00039404 | 0.0009786 | 0.0022111 | 0.0008188 | 0 | 0 | 0 | 0.028862
HV HH Metered | 0 | 0.0059305 | 0.00089352 | 0.0017753 | 0 | 0 | 0 | 0 | 0 | 0 | 0.002059 | 0.00031022 | 0.00061636 | 0 | 0 | 0 | 0 | 0 | 0.011585
HV Sub HH Metered | 0 | 0.0063844 | 0.0026955 | 0 | 0 | 0 | 0 | 0 | 0 | 0 | 0.0022166 | 0.00093583 | 0 | 0 | 0 | 0 | 0 | 0 | 0.012232
LV UMS (Pseudo HH Metered) | 0 | 0.019805 | 0.0025706 | 0.0063842 | 0.014425 | 0.0053417 | 0.043714 | 0.017749 | 0.0065998 | 0 | 0.006876 | 0.00089249 | 0.0022165 | 0.005008 | 0.0018546 | 0.024753 | 0.017177 | 0.021958 | 0.19732

## NHH
CDCM model 100: Standing charges as fixed charges |  | WPD West Midlands |  | 2012/13 |  | April Tariffs 2012/13
This sheet allocates standing charges to fixed charges for non half hourly settled demand users.
3101. Average maximum kVA/MPAN by end user class, for user classes without an agreed import capacity
Cell-by-cell calculation =IF(x1>0,x2/x1/x3/x4/(24*x5)*1000,0)
Data sources:
x1 = 2305. MPANs (in Equivalent volume for each end user)
x2 = 2407. All units (MWh)
x3 = 1010. Power factor for all flows in the network model (in Financial and general assumptions)
x4 = 1041. Load factor for each type of demand user (in Load profile data for demand users)
x5 = 1010. Days in the charging period (in Financial and general assumptions)
Average maximum kVA/MPAN
Domestic Unrestricted | 1.1203
Domestic Two Rate | 2.8872
Small Non Domestic Unrestricted | 4.4601
Small Non Domestic Two Rate | 6.1777
LV Medium Non-Domestic | 22.2329
LV Sub Medium Non-Domestic | 0
HV Medium Non-Domestic | 35.6338
3102. Capacity-driven fixed charge elements from standing charges factors p/MPAN/day
Cell-by-cell calculation =x1*x2
Data sources:
x1 = 3002. Capacity elements p/kVA/day
x2 = 3101. Average maximum kVA/MPAN by end user class, for user classes without an agreed import capacity
| GSPs | Assets 132kV | Assets 132kV/EHV | Assets EHV | Assets EHV/HV | Assets 132kV/HV | Assets HV | Assets HV/LV | Assets LV circuits | Transmission exit | Operating 132kV | Operating 132kV/EHV | Operating EHV | Operating EHV/HV | Operating 132kV/HV | Operating HV | Operating HV/LV | Operating LV circuits
Domestic Unrestricted | 0 | 0 | 0 | 0 | 0 | 0 | 0 | 0 | 0.29956 | 0 | 0 | 0 | 0 | 0 | 0 | 0 | 0 | 0.99667
Domestic Two Rate | 0 | 0 | 0 | 0 | 0 | 0 | 0 | 0 | 0.77205 | 0 | 0 | 0 | 0 | 0 | 0 | 0 | 0 | 2.5687
Small Non Domestic Unrestricted | 0 | 0 | 0 | 0 | 0 | 0 | 0 | 0 | 1.1927 | 0 | 0 | 0 | 0 | 0 | 0 | 0 | 0 | 3.9681
Small Non Domestic Two Rate | 0 | 0 | 0 | 0 | 0 | 0 | 0 | 0 | 1.652 | 0 | 0 | 0 | 0 | 0 | 0 | 0 | 0 | 5.4962
LV Medium Non-Domestic | 0 | 0 | 0 | 0 | 0 | 0 | 0 | 0 | 5.9452 | 0 | 0 | 0 | 0 | 0 | 0 | 0 | 0 | 19.7801
LV Sub Medium Non-Domestic | 0 | 0 | 0 | 0 | 0 | 0 | 0 | 0 | 0 | 0 | 0 | 0 | 0 | 0 | 0 | 0 | 0 | 0
HV Medium Non-Domestic | 0 | 16.4077 | 0 | 2.4374 | 20.4414 | 23.7181 | 49.2306 | 0 | 0 | 0 | 5.6966 | 0 | 0.84625 | 9.5601 | 11.0926 | 35.2625 | 0 | 0
3103. Capacity used by LV users without an agreed capacity
Data sources:
x1 = 2012. Loss adjustment factors between end user meter reading and each network level, scaled by network use
x2 = 2407. All units (MWh)
x3 = 1041. Load factor for each type of demand user (in Load profile data for demand users)
x4 = 1010. Days in the charging period (in Financial and general assumptions)
x5 = Zero for related MPANs
x6 = 2305. MPANs (in Equivalent volume for each end user)
Kind: | Copy cells | Cell-by-cell calculation | Combine tables
Formula: | = x1 | =x2/x3/(24*x4)*1000 | = x5 or x6
| Use of LV circuits by each tariff | Unit-based contributions to aggregate maximum load by network level (kW) | Relevant MPAN count
Domestic Unrestricted | 1 | 2043239.7396 | 1919899.5105
Domestic Two Rate | 1 | 878092.7983 | 320141.6103
Small Non Domestic Unrestricted | 1 | 556051.312 | 131233.8443
Small Non Domestic Two Rate | 1 | 187339.6049 | 31921.2145
3104. Aggregate data for LV users without agreed capacity for allocation of LV circuit costs
Data sources:
x1 = 3103. Use of LV circuits by each tariff (in Capacity used by LV users without an agreed capacity)
x2 = 3103. Unit-based contributions to aggregate maximum load by network level (kW) (in Capacity used by LV users without an agreed capacity)
x3 = 3103. Relevant MPAN count (in Capacity used by LV users without an agreed capacity)
x4 = Aggregate capacity of LV users without agreed capacity (kW) (in Aggregate data for LV users without agreed capacity for allocation of LV circuit costs)
x5 = Aggregate number of LV users without agreed capacity (in Aggregate data for LV users without agreed capacity for allocation of LV circuit costs)
x6 = 1010. Power factor for all flows in the network model (in Financial and general assumptions)
Kind: | Sum-product calculation | Sum-product calculation | Cell-by-cell calculation
Formula: | =SUMPRODUCT(x1, x2) | =SUMPRODUCT(x1, x3) | =x4/x5/x6
| Aggregate capacity of LV users without agreed capacity (kW) | Aggregate number of LV users without agreed capacity | Average maximum kVA of all LV users without agreed capacity
Aggregate data for LV users without agreed capacity for allocation of LV circuit costs | 3664723.4548 | 2403196.1797 | 1.6052
3105. LV fixed charge elements from standing charges factors p/MPAN/day
Cell-by-cell calculation =x1*x2
Data sources:
x1 = 3002. Capacity elements p/kVA/day
x2 = 3104. Average maximum kVA of all LV users without agreed capacity (in Aggregate data for LV users without agreed capacity for allocation of LV circuit costs)
| Assets LV circuits | Operating LV circuits
Domestic Unrestricted | 0.42924 | 1.4281
Domestic Two Rate | 0.42924 | 1.4281
Small Non Domestic Unrestricted | 0.42924 | 1.4281
Small Non Domestic Two Rate | 0.42924 | 1.4281
3106. Fixed charge elements from standing charges factors p/MPAN/day
Combine tables = x1 or x2 or x3
Data sources:
x1 = Zero for related MPANs at LV circuit levels
x2 = 3105. LV fixed charge elements from standing charges factors p/MPAN/day
x3 = 3102. Capacity-driven fixed charge elements from standing charges factors p/MPAN/day
| GSPs | Assets 132kV | Assets 132kV/EHV | Assets EHV | Assets EHV/HV | Assets 132kV/HV | Assets HV | Assets HV/LV | Assets LV circuits | Transmission exit | Operating 132kV | Operating 132kV/EHV | Operating EHV | Operating EHV/HV | Operating 132kV/HV | Operating HV | Operating HV/LV | Operating LV circuits
Domestic Unrestricted | 0 | 0 | 0 | 0 | 0 | 0 | 0 | 0 | 0.42924 | 0 | 0 | 0 | 0 | 0 | 0 | 0 | 0 | 1.4281
Domestic Two Rate | 0 | 0 | 0 | 0 | 0 | 0 | 0 | 0 | 0.42924 | 0 | 0 | 0 | 0 | 0 | 0 | 0 | 0 | 1.4281
Small Non Domestic Unrestricted | 0 | 0 | 0 | 0 | 0 | 0 | 0 | 0 | 0.42924 | 0 | 0 | 0 | 0 | 0 | 0 | 0 | 0 | 1.4281
Small Non Domestic Two Rate | 0 | 0 | 0 | 0 | 0 | 0 | 0 | 0 | 0.42924 | 0 | 0 | 0 | 0 | 0 | 0 | 0 | 0 | 1.4281
LV Medium Non-Domestic | 0 | 0 | 0 | 0 | 0 | 0 | 0 | 0 | 5.9452 | 0 | 0 | 0 | 0 | 0 | 0 | 0 | 0 | 19.7801
LV Sub Medium Non-Domestic | 0 | 0 | 0 | 0 | 0 | 0 | 0 | 0 | 0 | 0 | 0 | 0 | 0 | 0 | 0 | 0 | 0 | 0
HV Medium Non-Domestic | 0 | 16.4077 | 0 | 2.4374 | 20.4414 | 23.7181 | 49.2306 | 0 | 0 | 0 | 5.6966 | 0 | 0.84625 | 9.5601 | 11.0926 | 35.2625 | 0 | 0

## Reactive
CDCM model 100: Reactive power unit charges |  | WPD West Midlands |  | 2012/13 |  | April Tariffs 2012/13
3201. Standard components p/kWh for reactive power (absolute value)
Cell-by-cell calculation =ABS(x1)
Data sources:
x1 = 3003. Yardstick components p/kWh (taking account of standing charges) (in Yardstick unit rate p/kWh (taking account of standing charges))
| GSPs | Assets 132kV | Assets 132kV/EHV | Assets EHV | Assets EHV/HV | Assets 132kV/HV | Assets HV | Assets HV/LV | Assets LV circuits | Transmission exit | Operating 132kV | Operating 132kV/EHV | Operating EHV | Operating EHV/HV | Operating 132kV/HV | Operating HV | Operating HV/LV | Operating LV circuits
LV HH Metered | 0 | 0.23763 | 0.030843 | 0.025099 | 0.056709 | 0.064092 | 0.13749 | 0 | 0 | 0.043652 | 0.082502 | 0.010708 | 0.0087141 | 0.019689 | 0.022252 | 0.07785 | 0 | 0
LV Sub HH Metered | 0 | 0.23189 | 0.030099 | 0.024493 | 0.05534 | 0.062545 | 0 | 0 | 0 | 0.042598 | 0.08051 | 0.01045 | 0.0085037 | 0.019213 | 0.021715 | 0 | 0 | 0
HV HH Metered | 0 | 0.16001 | 0.024108 | 0.015695 | 0 | 0 | 0 | 0 | 0 | 0.03412 | 0.055554 | 0.0083702 | 0.005449 | 0 | 0 | 0 | 0 | 0
HV Sub HH Metered | 0 | 0.18271 | 0.077141 | 0 | 0 | 0 | 0 | 0 | 0 | 0.033565 | 0.063436 | 0.026782 | 0 | 0 | 0 | 0 | 0 | 0
3202. Standard reactive p/kVArh
Cell-by-cell calculation =x1*x2*x3
Data sources:
x1 = 3201. Standard components p/kWh for reactive power (absolute value)
x2 = 1092. Average kVAr by kVA, by network level
x3 = 1010. Power factor for all flows in the network model (in Financial and general assumptions)
| GSPs | Assets 132kV | Assets 132kV/EHV | Assets EHV | Assets EHV/HV | Assets 132kV/HV | Assets HV | Assets HV/LV | Assets LV circuits | Transmission exit | Operating 132kV | Operating 132kV/EHV | Operating EHV | Operating EHV/HV | Operating 132kV/HV | Operating HV | Operating HV/LV | Operating LV circuits
LV HH Metered | 0 | 0.063448 | 0.0082354 | 0.0067016 | 0.015142 | 0.017113 | 0.03671 | 0 | 0 | 0.011656 | 0.022029 | 0.0028593 | 0.0023267 | 0.005257 | 0.0059415 | 0.020787 | 0 | 0
LV Sub HH Metered | 0 | 0.061917 | 0.0080366 | 0.0065398 | 0.014776 | 0.0167 | 0 | 0 | 0 | 0.011374 | 0.021497 | 0.0027902 | 0.0022706 | 0.0051301 | 0.0057981 | 0 | 0 | 0
HV HH Metered | 0 | 0.042724 | 0.0064371 | 0.0041906 | 0 | 0 | 0 | 0 | 0 | 0.0091104 | 0.014833 | 0.0022349 | 0.0014549 | 0 | 0 | 0 | 0 | 0
HV Sub HH Metered | 0 | 0.048786 | 0.020597 | 0 | 0 | 0 | 0 | 0 | 0 | 0.0089621 | 0.016938 | 0.0071512 | 0 | 0 | 0 | 0 | 0 | 0
3203. Network use factors for generator reactive unit charges
These factors differ from the network use factors for active power charges/credits in the case of generators,
who do not qualify for active power credits at the voltage of connection but are charged reactive unit charges for costs caused at that voltage.
| GSPs | 132kV | 132kV/EHV | EHV | EHV/HV | 132kV/HV | HV | HV/LV | LV circuits
LV Generation Intermittent | 1 | 1 | 1 | 1 | 1 | 1 | 1 | 1 | 1
LV Generation Non-Intermittent | 1 | 1 | 1 | 1 | 1 | 1 | 1 | 1 | 1
LV Sub Generation Intermittent | 1 | 1 | 1 | 1 | 1 | 1 | 1 | 1 | 0
LV Sub Generation Non-Intermittent | 1 | 1 | 1 | 1 | 1 | 1 | 1 | 1 | 0
HV Generation Intermittent | 1 | 1 | 1 | 1 | 1 | 1 | 1 | 0 | 0
HV Generation Non-Intermittent | 1 | 1 | 1 | 1 | 1 | 1 | 1 | 0 | 0
HV Sub Generation Non-Intermittent | 1 | 1 | 1 | 1 | 0 | 1 | 0 | 0 | 0
HV Sub Generation Intermittent | 1 | 1 | 1 | 1 | 0 | 1 | 0 | 0 | 0
3204. Absolute value of load coefficient (kW peak / average kW)
Cell-by-cell calculation =ABS(x1)
Data sources:
x1 = 2302. Load coefficient
Absolute load coefficient
LV Generation Intermittent | 1
LV Generation Non-Intermittent | 1
LV Sub Generation Intermittent | 1
LV Sub Generation Non-Intermittent | 1
HV Generation Intermittent | 1
HV Generation Non-Intermittent | 1
HV Sub Generation Non-Intermittent | 1
HV Sub Generation Intermittent | 1
3205. Pay-as-you-go components p/kWh for reactive power (absolute value)
Cell-by-cell calculation =x1*x2*x3/x4*(1-x5)*x6/(24*x7)*100
Data sources:
x1 = 2901. Unit cost at each level, £/kW/year (relative to system simultaneous maximum load)
x2 = 3204. Absolute value of load coefficient (kW peak / average kW)
x3 = 2001. Loss adjustment factor to transmission (in Loss adjustment factors to transmission)
x4 = 2004. Loss adjustment factor to transmission for each network level
x5 = 2804. Proportion of annual charge covered by contributions (for all charging levels)
x6 = 3203. Network use factors for generator reactive unit charges
x7 = 1010. Days in the charging period (in Financial and general assumptions)
| GSPs | Assets 132kV | Assets 132kV/EHV | Assets EHV | Assets EHV/HV | Assets 132kV/HV | Assets HV | Assets HV/LV | Assets LV circuits | Transmission exit | Operating 132kV | Operating 132kV/EHV | Operating EHV | Operating EHV/HV | Operating 132kV/HV | Operating HV | Operating HV/LV | Operating LV circuits
LV Generation Intermittent | 0 | 0.16297 | 0.068805 | 0.05599 | 0.1265 | 0.063468 | 0.11786 | 0.047856 | 0.017795 | 0.029938 | 0.056581 | 0.023888 | 0.019439 | 0.043921 | 0.022035 | 0.066739 | 0.046314 | 0.059203
LV Generation Non-Intermittent | 0 | 0.16297 | 0.068805 | 0.05599 | 0.1265 | 0.063468 | 0.11786 | 0.047856 | 0.017795 | 0.029938 | 0.056581 | 0.023888 | 0.019439 | 0.043921 | 0.022035 | 0.066739 | 0.046314 | 0.059203
LV Sub Generation Intermittent | 0 | 0.15903 | 0.067144 | 0.054639 | 0.12345 | 0.061935 | 0.11502 | 0.046701 | 0 | 0.029215 | 0.055215 | 0.023312 | 0.01897 | 0.042861 | 0.021503 | 0.065128 | 0.045196 | 0
LV Sub Generation Non-Intermittent | 0 | 0.15903 | 0.067144 | 0.054639 | 0.12345 | 0.061935 | 0.11502 | 0.046701 | 0 | 0.029215 | 0.055215 | 0.023312 | 0.01897 | 0.042861 | 0.021503 | 0.065128 | 0.045196 | 0
HV Generation Intermittent | 0 | 0.15798 | 0.066697 | 0.054275 | 0.091034 | 0.045672 | 0.090321 | 0 | 0 | 0.02902 | 0.054848 | 0.023156 | 0.018844 | 0.042575 | 0.02136 | 0.064694 | 0 | 0
HV Generation Non-Intermittent | 0 | 0.15798 | 0.066697 | 0.054275 | 0.091034 | 0.045672 | 0.090321 | 0 | 0 | 0.02902 | 0.054848 | 0.023156 | 0.018844 | 0.042575 | 0.02136 | 0.064694 | 0 | 0
HV Sub Generation Non-Intermittent | 0 | 0.1554 | 0.06561 | 0.053391 | 0 | 0.060521 | 0 | 0 | 0 | 0.028548 | 0.053954 | 0.022779 | 0.018537 | 0 | 0.021012 | 0 | 0 | 0
HV Sub Generation Intermittent | 0 | 0.1554 | 0.06561 | 0.053391 | 0 | 0.060521 | 0 | 0 | 0 | 0.028548 | 0.053954 | 0.022779 | 0.018537 | 0 | 0.021012 | 0 | 0 | 0
3206. Pay-as-you-go reactive p/kVArh
Cell-by-cell calculation =x1*x2*x3
Data sources:
x1 = 3205. Pay-as-you-go components p/kWh for reactive power (absolute value)
x2 = 1092. Average kVAr by kVA, by network level
x3 = 1010. Power factor for all flows in the network model (in Financial and general assumptions)
| GSPs | Assets 132kV | Assets 132kV/EHV | Assets EHV | Assets EHV/HV | Assets 132kV/HV | Assets HV | Assets HV/LV | Assets LV circuits | Transmission exit | Operating 132kV | Operating 132kV/EHV | Operating EHV | Operating EHV/HV | Operating 132kV/HV | Operating HV | Operating HV/LV | Operating LV circuits
LV Generation Intermittent | 0 | 0.043514 | 0.018371 | 0.01495 | 0.033778 | 0.016946 | 0.031471 | 0.012778 | 0.0047513 | 0.0079936 | 0.015108 | 0.0063784 | 0.0051905 | 0.011727 | 0.0058836 | 0.01782 | 0.012366 | 0.015808
LV Generation Non-Intermittent | 0 | 0.043514 | 0.018371 | 0.01495 | 0.033778 | 0.016946 | 0.031471 | 0.012778 | 0.0047513 | 0.0079936 | 0.015108 | 0.0063784 | 0.0051905 | 0.011727 | 0.0058836 | 0.01782 | 0.012366 | 0.015808
LV Sub Generation Intermittent | 0 | 0.042464 | 0.017928 | 0.014589 | 0.032962 | 0.016537 | 0.030711 | 0.01247 | 0 | 0.0078006 | 0.014743 | 0.0062244 | 0.0050652 | 0.011444 | 0.0057416 | 0.01739 | 0.012068 | 0
LV Sub Generation Non-Intermittent | 0 | 0.042464 | 0.017928 | 0.014589 | 0.032962 | 0.016537 | 0.030711 | 0.01247 | 0 | 0.0078006 | 0.014743 | 0.0062244 | 0.0050652 | 0.011444 | 0.0057416 | 0.01739 | 0.012068 | 0
HV Generation Intermittent | 0 | 0.042181 | 0.017809 | 0.014492 | 0.024307 | 0.012195 | 0.024116 | 0 | 0 | 0.0077487 | 0.014645 | 0.006183 | 0.0050314 | 0.011368 | 0.0057034 | 0.017274 | 0 | 0
HV Generation Non-Intermittent | 0 | 0.042181 | 0.017809 | 0.014492 | 0.024307 | 0.012195 | 0.024116 | 0 | 0 | 0.0077487 | 0.014645 | 0.006183 | 0.0050314 | 0.011368 | 0.0057034 | 0.017274 | 0 | 0
HV Sub Generation Non-Intermittent | 0 | 0.041494 | 0.017519 | 0.014256 | 0 | 0.01616 | 0 | 0 | 0 | 0.0076225 | 0.014406 | 0.0060823 | 0.0049495 | 0 | 0.0056105 | 0 | 0 | 0
HV Sub Generation Intermittent | 0 | 0.041494 | 0.017519 | 0.014256 | 0 | 0.01616 | 0 | 0 | 0 | 0.0076225 | 0.014406 | 0.0060823 | 0.0049495 | 0 | 0.0056105 | 0 | 0 | 0

## Aggreg
CDCM model 100: Aggregation |  | WPD West Midlands |  | 2012/13 |  | April Tariffs 2012/13
This sheet aggregates elements of tariffs excluding revenue matching and final adjustments and rounding.
3301. Unit rate 1 p/kWh (elements)
Combine tables = x1 or x2 or x3 or x4 or x5 or x6 or x7 or x8 or x9 or x10
Data sources:
x1 = 3004. Unit rate 1 total p/kWh (taking account of standing charges) (in Unit rate 1 (taking account of standing charges)) — for Tariffs with Unit rate 1 p/kWh from Standard 1 kWh
x2 = 3003. Yardstick total p/kWh (taking account of standing charges) (in Yardstick unit rate p/kWh (taking account of standing charges)) — for Tariffs with Unit rate 1 p/kWh from Standard yardstick kWh
x3 = 2903. Pay-as-you-go unit rate 1 (p/kWh) (in Pay-as-you-go unit rate 1 p/kWh) — for Tariffs with Unit rate 1 p/kWh from PAYG 1 kWh
x4 = 2903. Pay-as-you-go unit rate 1 (p/kWh) (in Pay-as-you-go unit rate 1 p/kWh) — for Tariffs with Unit rate 1 p/kWh from PAYG 1 kWh & customer
x5 = 2902. Pay-as-you-go yardstick unit rate (p/kWh) — for Tariffs with Unit rate 1 p/kWh from PAYG yardstick kWh
x6 = 2902. Pay-as-you-go yardstick unit rate (p/kWh) — for Tariffs with Unit rate 1 p/kWh from PAYG yardstick kWh & customer
x7 = 2203. Service model asset p/kWh charge for unmetered tariffs — for Tariffs with Unit rate 1 p/kWh from PAYG 1 kWh & customer
x8 = 2203. Service model asset p/kWh charge for unmetered tariffs — for Tariffs with Unit rate 1 p/kWh from PAYG yardstick kWh & customer
x9 = 2711. Operating expenditure for unmetered customer assets (p/kWh) — for Tariffs with Unit rate 1 p/kWh from PAYG 1 kWh & customer
x10 = 2711. Operating expenditure for unmetered customer assets (p/kWh) — for Tariffs with Unit rate 1 p/kWh from PAYG yardstick kWh & customer
| GSPs | Assets 132kV | Assets 132kV/EHV | Assets EHV | Assets EHV/HV | Assets 132kV/HV | Assets HV | Assets HV/LV | Assets LV circuits | Assets LV customer | Assets HV customer | Transmission exit | Operating 132kV | Operating 132kV/EHV | Operating EHV | Operating EHV/HV | Operating 132kV/HV | Operating HV | Operating HV/LV | Operating LV circuits | Operating LV customer | Operating HV customer
Domestic Unrestricted | 0 | 0.34941 | 0.045353 | 0.036906 | 0.083386 | 0.094242 | 0.2527 | 0.10261 | 0 |  |  | 0.064187 | 0.12131 | 0.015746 | 0.012813 | 0.028951 | 0.03272 | 0.14309 | 0.099299 | 0
Domestic Two Rate | 0 | 0.42573 | 0.055258 | 0.043491 | 0.098264 | 0.11483 | 0.29779 | 0.12091 | 0 |  |  | 0.083282 | 0.14781 | 0.019185 | 0.0151 | 0.034116 | 0.039866 | 0.16862 | 0.11702 | 0
Domestic Off Peak (related MPAN) | 0 | 0.036718 | 0.0047659 | 0.005085 | 0.011489 | 0.0099034 | 0.034818 | 0.014137 | 0 |  |  | 0.0020307 | 0.012748 | 0.0016547 | 0.0017655 | 0.0039889 | 0.0034384 | 0.019715 | 0.013682 | 0
Small Non Domestic Unrestricted | 0 | 0.31474 | 0.040852 | 0.033244 | 0.075111 | 0.08489 | 0.22763 | 0.092423 | 0 |  |  | 0.057817 | 0.10927 | 0.014183 | 0.011542 | 0.026078 | 0.029473 | 0.12889 | 0.089444 | 0
Small Non Domestic Two Rate | 0 | 0.37115 | 0.048174 | 0.038006 | 0.085871 | 0.10011 | 0.26024 | 0.10566 | 0 |  |  | 0.067207 | 0.12886 | 0.016726 | 0.013195 | 0.029814 | 0.034755 | 0.14736 | 0.10226 | 0
Small Non Domestic Off Peak (related MPAN) | 0 | 0.057298 | 0.0074371 | 0.0070515 | 0.015932 | 0.015454 | 0.048283 | 0.019604 | 0 |  |  | 0.0077161 | 0.019893 | 0.0025821 | 0.0024482 | 0.0055315 | 0.0053655 | 0.02734 | 0.018973 | 0
LV Medium Non-Domestic | 0 | 0.32917 | 0.042726 | 0.033658 | 0.076046 | 0.088784 | 0.23046 | 0.093574 | 0 |  |  | 0.060095 | 0.11429 | 0.014834 | 0.011686 | 0.026402 | 0.030825 | 0.1305 | 0.090558 | 0
LV Sub Medium Non-Domestic | 0 | 0.25143 | 0.032635 | 0.025709 | 0.058086 | 0.067816 | 0.17603 | 0 | 0 |  |  | 0.045902 | 0.087295 | 0.011331 | 0.0089258 | 0.020167 | 0.023545 | 0.099677 | 0 | 0
HV Medium Non-Domestic | 0 | 0.26781 | 0.040349 | 0.025452 | 0 | 0 | 0 | 0 | 0 |  |  | 0.055421 | 0.092979 | 0.014009 | 0.0088367 | 0 | 0 | 0 | 0 | 0
LV HH Metered | 0 | 1.5293 | 0.1985 | 0.14838 | 0.33525 | 0.41248 | 0.8128 | 0 | 0 |  |  | 0.371 | 0.53096 | 0.068917 | 0.051517 | 0.1164 | 0.14321 | 0.46024 | 0 | 0
LV Sub HH Metered | 0 | 1.6903 | 0.21939 | 0.164 | 0.37054 | 0.4559 | 0 | 0 | 0 |  |  | 0.41005 | 0.58685 | 0.076171 | 0.056939 | 0.12865 | 0.15828 | 0 | 0 | 0
HV HH Metered | 0 | 1.1464 | 0.17273 | 0.10329 | 0 | 0 | 0 | 0 | 0 |  |  | 0.32284 | 0.39803 | 0.05997 | 0.035863 | 0 | 0 | 0 | 0 | 0
HV Sub HH Metered | 0 | 1.2342 | 0.52106 | 0 | 0 | 0 | 0 | 0 | 0 |  |  | 0.2994 | 0.42849 | 0.18091 | 0 | 0 | 0 | 0 | 0 | 0
NHH UMS | 0 | 0.31461 | 0.040836 | 0.03323 | 0.075081 | 0.084856 | 0.22754 | 0.092386 | 0.034352 | 0 |  | 0.057794 | 0.10923 | 0.014178 | 0.011537 | 0.026067 | 0.029461 | 0.12884 | 0.089409 | 0.11429 | 0.6225
LV UMS (Pseudo HH Metered) | 0 | 3.8285 | 0.49693 | 0.37146 | 0.83928 | 1.0326 | 2.5435 | 1.0327 | 0.384 | 0 |  | 0.92877 | 1.3292 | 0.17253 | 0.12897 | 0.29139 | 0.35851 | 1.4402 | 0.99944 | 1.2776 | 0.6225
LV Generation NHH | 0 | -0.16297 | -0.021153 | -0.017213 | -0.038892 | -0.043955 | -0.11786 | -0.047856 | 0 |  |  | -0.029938 | -0.056581 | -0.0073441 | -0.0059763 | -0.013503 | -0.015261 | -0.066739 | -0.046314 | 0
LV Sub Generation NHH | 0 | -0.15903 | -0.020642 | -0.016798 | -0.037953 | -0.042894 | -0.11502 | 0 | 0 |  |  | -0.029215 | -0.055215 | -0.0071668 | -0.005832 | -0.013177 | -0.014892 | -0.065128 | 0 | 0
LV Generation Intermittent | 0 | -0.16297 | -0.021153 | -0.017213 | -0.038892 | -0.043955 | -0.11786 | -0.047856 | 0 |  |  | -0.029938 | -0.056581 | -0.0073441 | -0.0059763 | -0.013503 | -0.015261 | -0.066739 | -0.046314 | 0
LV Generation Non-Intermittent | 0 | -1.2943 | -0.16799 | -0.12558 | -0.28373 | -0.34908 | -0.85985 | -0.34912 | 0 |  |  | -0.31398 | -0.44935 | -0.058325 | -0.043599 | -0.098507 | -0.1212 | -0.48688 | -0.33787 | 0
LV Sub Generation Intermittent | 0 | -0.15903 | -0.020642 | -0.016798 | -0.037953 | -0.042894 | -0.11502 | 0 | 0 |  |  | -0.029215 | -0.055215 | -0.0071668 | -0.005832 | -0.013177 | -0.014892 | -0.065128 | 0 | 0
LV Sub Generation Non-Intermittent | 0 | -1.263 | -0.16394 | -0.12254 | -0.27688 | -0.34066 | -0.83909 | 0 | 0 |  |  | -0.3064 | -0.43851 | -0.056917 | -0.042546 | -0.096129 | -0.11827 | -0.47513 | 0 | 0
HV Generation Intermittent | 0 | -0.15798 | -0.020505 | -0.016686 | -0.027987 | -0.031631 | 0 | 0 | 0 |  |  | -0.02902 | -0.054848 | -0.0071191 | -0.0057932 | -0.013089 | -0.014793 | 0 | 0 | 0
HV Generation Non-Intermittent | 0 | -1.2546 | -0.16284 | -0.12173 | -0.20417 | -0.2512 | 0 | 0 | 0 |  |  | -0.30436 | -0.43558 | -0.056538 | -0.042263 | -0.095489 | -0.11748 | 0 | 0 | 0
HV Sub Generation Non-Intermittent | 0 | -1.2342 | -0.52106 | -0.3895 | 0 | 0 | 0 | 0 | 0 |  |  | -0.2994 | -0.42849 | -0.18091 | -0.13523 | 0 | 0 | 0 | 0 | 0
HV Sub Generation Intermittent | 0 | -0.1554 | -0.06561 | -0.053391 | 0 | 0 | 0 | 0 | 0 |  |  | -0.028548 | -0.053954 | -0.022779 | -0.018537 | 0 | 0 | 0 | 0 | 0
3302. Unit rate 2 p/kWh (elements)
Combine tables = x1 or x2 or x3 or x4 or x5
Data sources:
x1 = 3005. Unit rate 2 total p/kWh (taking account of standing charges) (in Unit rate 2 (taking account of standing charges)) — for Tariffs with Unit rate 2 p/kWh from Standard 2 kWh
x2 = 2904. Pay-as-you-go unit rate 2 (p/kWh) (in Pay-as-you-go unit rate 2 p/kWh) — for Tariffs with Unit rate 2 p/kWh from PAYG 2 kWh
x3 = 2904. Pay-as-you-go unit rate 2 (p/kWh) (in Pay-as-you-go unit rate 2 p/kWh) — for Tariffs with Unit rate 2 p/kWh from PAYG 2 kWh & customer
x4 = 2203. Service model asset p/kWh charge for unmetered tariffs — for Tariffs with Unit rate 2 p/kWh from PAYG 2 kWh & customer
x5 = 2711. Operating expenditure for unmetered customer assets (p/kWh) — for Tariffs with Unit rate 2 p/kWh from PAYG 2 kWh & customer
| GSPs | Assets 132kV | Assets 132kV/EHV | Assets EHV | Assets EHV/HV | Assets 132kV/HV | Assets HV | Assets HV/LV | Assets LV circuits | Assets LV customer | Assets HV customer | Transmission exit | Operating 132kV | Operating 132kV/EHV | Operating EHV | Operating EHV/HV | Operating 132kV/HV | Operating HV | Operating HV/LV | Operating LV circuits | Operating LV customer | Operating HV customer
Domestic Unrestricted
Domestic Two Rate | 0 | 0.01112 | 0.0014434 | 0.0035847 | 0.0080992 | 0.0029993 | 0.024545 | 0.009966 | 0 |  |  | 0 | 0.0038608 | 0.00050112 | 0.0012446 | 0.002812 | 0.0010413 | 0.013898 | 0.0096448 | 0
Domestic Off Peak (related MPAN)
Small Non Domestic Unrestricted
Small Non Domestic Two Rate | 0 | 0.0098745 | 0.0012817 | 0.0031831 | 0.0071919 | 0.0026633 | 0.021795 | 0.0088496 | 0 |  |  | 0 | 0.0034283 | 0.00044499 | 0.0011051 | 0.002497 | 0.00092467 | 0.012341 | 0.0085644 | 0
Small Non Domestic Off Peak (related MPAN)
LV Medium Non-Domestic | 0 | 0.0085537 | 0.0011102 | 0.0027574 | 0.00623 | 0.0023071 | 0.01888 | 0.0076659 | 0 |  |  | 0 | 0.0029698 | 0.00038547 | 0.00095733 | 0.002163 | 0.00080099 | 0.010691 | 0.0074189 | 0
LV Sub Medium Non-Domestic | 0 | 0.0065336 | 0.00084804 | 0.0021061 | 0.0047586 | 0.0017622 | 0.014421 | 0 | 0 |  |  | 0 | 0.0022684 | 0.00029443 | 0.00073123 | 0.0016522 | 0.00061182 | 0.0081659 | 0 | 0
HV Medium Non-Domestic | 0 | 0.0070254 | 0.0010585 | 0.0021031 | 0 | 0 | 0 | 0 | 0 |  |  | 0 | 0.0024392 | 0.0003675 | 0.00073016 | 0 | 0 | 0 | 0 | 0
LV HH Metered | 0 | 0.16575 | 0.021513 | 0.017966 | 0.040592 | 0.044704 | 0.098413 | 0 | 0 |  |  | 0.0075084 | 0.057545 | 0.0074692 | 0.0062376 | 0.014093 | 0.015521 | 0.055725 | 0 | 0
LV Sub HH Metered | 0 | 0.18319 | 0.023778 | 0.019857 | 0.044865 | 0.04941 | 0 | 0 | 0 |  |  | 0.0082987 | 0.063602 | 0.0082554 | 0.0068941 | 0.015577 | 0.017155 | 0 | 0 | 0
HV HH Metered | 0 | 0.12425 | 0.01872 | 0.012507 | 0 | 0 | 0 | 0 | 0 |  |  | 0.0065336 | 0.043138 | 0.0064995 | 0.0043422 | 0 | 0 | 0 | 0 | 0
HV Sub HH Metered | 0 | 0.13376 | 0.056472 | 0 | 0 | 0 | 0 | 0 | 0 |  |  | 0.0060594 | 0.04644 | 0.019607 | 0 | 0 | 0 | 0 | 0 | 0
NHH UMS
LV UMS (Pseudo HH Metered) | 0 | 0.41493 | 0.053857 | 0.044976 | 0.10162 | 0.11191 | 0.30796 | 0.12504 | 0.046494 | 0 |  | 0.018797 | 0.14406 | 0.018698 | 0.015615 | 0.035281 | 0.038855 | 0.17438 | 0.12101 | 0.15469 | 0.6225
LV Generation NHH
LV Sub Generation NHH
LV Generation Intermittent
LV Generation Non-Intermittent | 0 | -0.14027 | -0.018207 | -0.015205 | -0.034353 | -0.037833 | -0.10411 | -0.042271 | 0 |  |  | -0.0063544 | -0.048701 | -0.0063212 | -0.0052789 | -0.011927 | -0.013135 | -0.058951 | -0.040909 | 0
LV Sub Generation Intermittent
LV Sub Generation Non-Intermittent | 0 | -0.13688 | -0.017767 | -0.014838 | -0.033524 | -0.03692 | -0.1016 | 0 | 0 |  |  | -0.006201 | -0.047525 | -0.0061686 | -0.0051514 | -0.011639 | -0.012818 | -0.057528 | 0 | 0
HV Generation Intermittent
HV Generation Non-Intermittent | 0 | -0.13597 | -0.017649 | -0.014739 | -0.024721 | -0.027225 | 0 | 0 | 0 |  |  | -0.0061597 | -0.047208 | -0.0061275 | -0.0051171 | -0.011562 | -0.012733 | 0 | 0 | 0
HV Sub Generation Non-Intermittent | 0 | -0.13376 | -0.056472 | -0.04716 | 0 | 0 | 0 | 0 | 0 |  |  | -0.0060594 | -0.04644 | -0.019607 | -0.016374 | 0 | 0 | 0 | 0 | 0
HV Sub Generation Intermittent
3303. Unit rate 3 p/kWh (elements)
Combine tables = x1 or x2 or x3 or x4 or x5
Data sources:
x1 = 3006. Unit rate 3 total p/kWh (taking account of standing charges) (in Unit rate 3 (taking account of standing charges)) — for Tariffs with Unit rate 3 p/kWh from Standard 3 kWh
x2 = 2905. Pay-as-you-go unit rate 3 (p/kWh) (in Pay-as-you-go unit rate 3 p/kWh) — for Tariffs with Unit rate 3 p/kWh from PAYG 3 kWh
x3 = 2905. Pay-as-you-go unit rate 3 (p/kWh) (in Pay-as-you-go unit rate 3 p/kWh) — for Tariffs with Unit rate 3 p/kWh from PAYG 3 kWh & customer
x4 = 2203. Service model asset p/kWh charge for unmetered tariffs — for Tariffs with Unit rate 3 p/kWh from PAYG 3 kWh & customer
x5 = 2711. Operating expenditure for unmetered customer assets (p/kWh) — for Tariffs with Unit rate 3 p/kWh from PAYG 3 kWh & customer
| GSPs | Assets 132kV | Assets 132kV/EHV | Assets EHV | Assets EHV/HV | Assets 132kV/HV | Assets HV | Assets HV/LV | Assets LV circuits | Assets LV customer | Assets HV customer | Transmission exit | Operating 132kV | Operating 132kV/EHV | Operating EHV | Operating EHV/HV | Operating 132kV/HV | Operating HV | Operating HV/LV | Operating LV circuits | Operating LV customer | Operating HV customer
Domestic Unrestricted
Domestic Two Rate
Domestic Off Peak (related MPAN)
Small Non Domestic Unrestricted
Small Non Domestic Two Rate
Small Non Domestic Off Peak (related MPAN)
LV Medium Non-Domestic
LV Sub Medium Non-Domestic
HV Medium Non-Domestic
LV HH Metered | 0 | 0.0079111 | 0.0010268 | 0.0025502 | 0.0057619 | 0.0021338 | 0.013969 | 0 | 0 |  |  | 0 | 0.0027467 | 0.00035651 | 0.0008854 | 0.0020005 | 0.00074082 | 0.0079101 | 0 | 0
LV Sub HH Metered | 0 | 0.0087438 | 0.0011349 | 0.0028186 | 0.0063685 | 0.0023584 | 0 | 0 | 0 |  |  | 0 | 0.0030358 | 0.00039404 | 0.0009786 | 0.0022111 | 0.0008188 | 0 | 0 | 0
HV HH Metered | 0 | 0.0059305 | 0.00089352 | 0.0017753 | 0 | 0 | 0 | 0 | 0 |  |  | 0 | 0.002059 | 0.00031022 | 0.00061636 | 0 | 0 | 0 | 0 | 0
HV Sub HH Metered | 0 | 0.0063844 | 0.0026955 | 0 | 0 | 0 | 0 | 0 | 0 |  |  | 0 | 0.0022166 | 0.00093583 | 0 | 0 | 0 | 0 | 0 | 0
NHH UMS
LV UMS (Pseudo HH Metered) | 0 | 0.019805 | 0.0025706 | 0.0063842 | 0.014425 | 0.0053417 | 0.043714 | 0.017749 | 0.0065998 | 0 |  | 0 | 0.006876 | 0.00089249 | 0.0022165 | 0.005008 | 0.0018546 | 0.024753 | 0.017177 | 0.021958 | 0.6225
LV Generation NHH
LV Sub Generation NHH
LV Generation Intermittent
LV Generation Non-Intermittent | 0 | -0.0066952 | -0.00086902 | -0.0021582 | -0.0048764 | -0.0018058 | -0.014778 | -0.0060003 | 0 |  |  | 0 | -0.0023245 | -0.00030171 | -0.00074932 | -0.001693 | -0.00062696 | -0.0083679 | -0.0058069 | 0
LV Sub Generation Intermittent
LV Sub Generation Non-Intermittent | 0 | -0.0065336 | -0.00084804 | -0.0021061 | -0.0047586 | -0.0017622 | -0.014421 | 0 | 0 |  |  | 0 | -0.0022684 | -0.00029443 | -0.00073123 | -0.0016522 | -0.00061182 | -0.0081659 | 0 | 0
HV Generation Intermittent
HV Generation Non-Intermittent | 0 | -0.0064901 | -0.00084239 | -0.0020921 | -0.0035091 | -0.0012995 | 0 | 0 | 0 |  |  | 0 | -0.0022533 | -0.00029247 | -0.00072636 | -0.0016411 | -0.00060775 | 0 | 0 | 0
HV Sub Generation Non-Intermittent | 0 | -0.0063844 | -0.0026955 | -0.0066943 | 0 | 0 | 0 | 0 | 0 |  |  | 0 | -0.0022166 | -0.00093583 | -0.0023242 | 0 | 0 | 0 | 0 | 0
HV Sub Generation Intermittent
3304. Fixed charge p/MPAN/day (elements)
Combine tables = x1 or x2 or x3 or x4 or x5
Data sources:
x1 = 3106. Fixed charge from standing charges factors p/MPAN/day — for Tariffs with Fixed charge p/MPAN/day from Fixed from network & customer
x2 = 2206. Service model p/MPAN/day (in Replacement annuities for service models) — for Tariffs with Fixed charge p/MPAN/day from Customer
x3 = 2206. Service model p/MPAN/day (in Replacement annuities for service models) — for Tariffs with Fixed charge p/MPAN/day from Fixed from network & customer
x4 = 2710. Operating expenditure for customer assets p/MPAN/day total (in Operating expenditure for customer assets p/MPAN/day) — for Tariffs with Fixed charge p/MPAN/day from Customer
x5 = 2710. Operating expenditure for customer assets p/MPAN/day total (in Operating expenditure for customer assets p/MPAN/day) — for Tariffs with Fixed charge p/MPAN/day from Fixed from network & customer
| GSPs | Assets 132kV | Assets 132kV/EHV | Assets EHV | Assets EHV/HV | Assets 132kV/HV | Assets HV | Assets HV/LV | Assets LV circuits | Assets LV customer | Assets HV customer | Transmission exit | Operating 132kV | Operating 132kV/EHV | Operating EHV | Operating EHV/HV | Operating 132kV/HV | Operating HV | Operating HV/LV | Operating LV circuits | Operating LV customer | Operating HV customer
Domestic Unrestricted | 0 | 0 | 0 | 0 | 0 | 0 | 0 | 0 | 0.42924 | 0 | 0 | 0 | 0 | 0 | 0 | 0 | 0 | 0 | 0 | 1.4281 | 2.9009 | 0
Domestic Two Rate | 0 | 0 | 0 | 0 | 0 | 0 | 0 | 0 | 0.42924 | 0 | 0 | 0 | 0 | 0 | 0 | 0 | 0 | 0 | 0 | 1.4281 | 2.9009 | 0
Domestic Off Peak (related MPAN)
Small Non Domestic Unrestricted | 0 | 0 | 0 | 0 | 0 | 0 | 0 | 0 | 0.42924 | 0 | 0 | 0 | 0 | 0 | 0 | 0 | 0 | 0 | 0 | 1.4281 | 4.2961 | 0
Small Non Domestic Two Rate | 0 | 0 | 0 | 0 | 0 | 0 | 0 | 0 | 0.42924 | 0 | 0 | 0 | 0 | 0 | 0 | 0 | 0 | 0 | 0 | 1.4281 | 4.2961 | 0
Small Non Domestic Off Peak (related MPAN)
LV Medium Non-Domestic | 0 | 0 | 0 | 0 | 0 | 0 | 0 | 0 | 5.9452 | 0 | 0 | 0 | 0 | 0 | 0 | 0 | 0 | 0 | 0 | 19.7801 | 10.134 | 0
LV Sub Medium Non-Domestic | 0 | 0 | 0 | 0 | 0 | 0 | 0 | 0 | 0 | 0 | 0 | 0 | 0 | 0 | 0 | 0 | 0 | 0 | 0 | 0 | 10.134 | 0
HV Medium Non-Domestic | 0 | 16.4077 | 0 | 2.4374 | 20.4414 | 23.7181 | 49.2306 | 0 | 0 | 0 | 0 | 0 | 5.6966 | 0 | 0.84625 | 9.5601 | 11.0926 | 35.2625 | 0 | 0 | 0 | 101.9071
LV HH Metered | [9 empty] | 0 | 0 | [9 empty] | 10.134 | 0
LV Sub HH Metered | [9 empty] | 0 | 0 | [9 empty] | 10.134 | 0
HV HH Metered | [9 empty] | 0 | 0 | [9 empty] | 0 | 101.9071
HV Sub HH Metered | [9 empty] | 0 | 0 | [9 empty] | 0 | 101.9071
NHH UMS
LV UMS (Pseudo HH Metered)
LV Generation NHH | [9 empty] | 0 | 0 | [9 empty] | 0 | 0
LV Sub Generation NHH | [9 empty] | 0 | 0 | [9 empty] | 0 | 0
LV Generation Intermittent | [9 empty] | 0 | 0 | [9 empty] | 0 | 0
LV Generation Non-Intermittent | [9 empty] | 0 | 0 | [9 empty] | 0 | 0
LV Sub Generation Intermittent | [9 empty] | 0 | 0 | [9 empty] | 0 | 0
LV Sub Generation Non-Intermittent | [9 empty] | 0 | 0 | [9 empty] | 0 | 0
HV Generation Intermittent | [9 empty] | 0 | 0 | [9 empty] | 0 | 17.4958
HV Generation Non-Intermittent | [9 empty] | 0 | 0 | [9 empty] | 0 | 17.4958
HV Sub Generation Non-Intermittent | [9 empty] | 0 | 0 | [9 empty] | 0 | 17.4958
HV Sub Generation Intermittent | [9 empty] | 0 | 0 | [9 empty] | 0 | 17.4958
3305. Capacity charge p/kVA/day (elements)
Copy cells = x1
Data sources:
x1 = 3002. Capacity charge p/kVA/day — for Tariffs with Capacity charge p/kVA/day from Capacity
| GSPs | Assets 132kV | Assets 132kV/EHV | Assets EHV | Assets EHV/HV | Assets 132kV/HV | Assets HV | Assets HV/LV | Assets LV circuits | Assets LV customer | Assets HV customer | Transmission exit | Operating 132kV | Operating 132kV/EHV | Operating EHV | Operating EHV/HV | Operating 132kV/HV | Operating HV | Operating HV/LV | Operating LV circuits | Operating LV customer | Operating HV customer
Domestic Unrestricted
Domestic Two Rate
Domestic Off Peak (related MPAN)
Small Non Domestic Unrestricted
Small Non Domestic Two Rate
Small Non Domestic Off Peak (related MPAN)
LV Medium Non-Domestic
LV Sub Medium Non-Domestic
HV Medium Non-Domestic
LV HH Metered | 0 | 0 | 0 | 0 | 0 | 0 | 0.36057 | 0.73202 | 0.26741 |  |  | 0 | 0 | 0 | 0 | 0 | 0 | 0.20417 | 0.70843 | 0.88968
LV Sub HH Metered | 0 | 0 | 0 | 0 | 0 | 0 | 1.7594 | 0.71435 | 0 |  |  | 0 | 0 | 0 | 0 | 0 | 0 | 0.99621 | 0.69133 | 0
HV HH Metered | 0 | 0.46045 | 0 | 0.068402 | 0.57365 | 0.6656 | 1.3816 | 0 | 0 |  |  | 0 | 0.15986 | 0 | 0.023749 | 0.26829 | 0.31129 | 0.98958 | 0 | 0
HV Sub HH Metered | 0 | 0 | 0 | 1.0944 | 1.8355 | 0 | 0 | 0 | 0 |  |  | 0 | 0 | 0 | 0.37995 | 0.85846 | 0 | 0 | 0 | 0
NHH UMS
LV UMS (Pseudo HH Metered)
LV Generation NHH
LV Sub Generation NHH
LV Generation Intermittent
LV Generation Non-Intermittent
LV Sub Generation Intermittent
LV Sub Generation Non-Intermittent
HV Generation Intermittent
HV Generation Non-Intermittent
HV Sub Generation Non-Intermittent
HV Sub Generation Intermittent
3306. Reactive power charge p/kVArh (elements)
Combine tables = x1 or x2
Data sources:
x1 = 3206. Pay-as-you-go reactive p/kVArh
x2 = 3202. Standard reactive p/kVArh
| GSPs | Assets 132kV | Assets 132kV/EHV | Assets EHV | Assets EHV/HV | Assets 132kV/HV | Assets HV | Assets HV/LV | Assets LV circuits | Assets LV customer | Assets HV customer | Transmission exit | Operating 132kV | Operating 132kV/EHV | Operating EHV | Operating EHV/HV | Operating 132kV/HV | Operating HV | Operating HV/LV | Operating LV circuits | Operating LV customer | Operating HV customer
Domestic Unrestricted
Domestic Two Rate
Domestic Off Peak (related MPAN)
Small Non Domestic Unrestricted
Small Non Domestic Two Rate
Small Non Domestic Off Peak (related MPAN)
LV Medium Non-Domestic
LV Sub Medium Non-Domestic
HV Medium Non-Domestic
LV HH Metered | 0 | 0.063448 | 0.0082354 | 0.0067016 | 0.015142 | 0.017113 | 0.03671 | 0 | 0 |  |  | 0.011656 | 0.022029 | 0.0028593 | 0.0023267 | 0.005257 | 0.0059415 | 0.020787 | 0 | 0
LV Sub HH Metered | 0 | 0.061917 | 0.0080366 | 0.0065398 | 0.014776 | 0.0167 | 0 | 0 | 0 |  |  | 0.011374 | 0.021497 | 0.0027902 | 0.0022706 | 0.0051301 | 0.0057981 | 0 | 0 | 0
HV HH Metered | 0 | 0.042724 | 0.0064371 | 0.0041906 | 0 | 0 | 0 | 0 | 0 |  |  | 0.0091104 | 0.014833 | 0.0022349 | 0.0014549 | 0 | 0 | 0 | 0 | 0
HV Sub HH Metered | 0 | 0.048786 | 0.020597 | 0 | 0 | 0 | 0 | 0 | 0 |  |  | 0.0089621 | 0.016938 | 0.0071512 | 0 | 0 | 0 | 0 | 0 | 0
NHH UMS
LV UMS (Pseudo HH Metered)
LV Generation NHH
LV Sub Generation NHH
LV Generation Intermittent | 0 | 0.043514 | 0.018371 | 0.01495 | 0.033778 | 0.016946 | 0.031471 | 0.012778 | 0.0047513 |  |  | 0.0079936 | 0.015108 | 0.0063784 | 0.0051905 | 0.011727 | 0.0058836 | 0.01782 | 0.012366 | 0.015808
LV Generation Non-Intermittent | 0 | 0.043514 | 0.018371 | 0.01495 | 0.033778 | 0.016946 | 0.031471 | 0.012778 | 0.0047513 |  |  | 0.0079936 | 0.015108 | 0.0063784 | 0.0051905 | 0.011727 | 0.0058836 | 0.01782 | 0.012366 | 0.015808
LV Sub Generation Intermittent | 0 | 0.042464 | 0.017928 | 0.014589 | 0.032962 | 0.016537 | 0.030711 | 0.01247 | 0 |  |  | 0.0078006 | 0.014743 | 0.0062244 | 0.0050652 | 0.011444 | 0.0057416 | 0.01739 | 0.012068 | 0
LV Sub Generation Non-Intermittent | 0 | 0.042464 | 0.017928 | 0.014589 | 0.032962 | 0.016537 | 0.030711 | 0.01247 | 0 |  |  | 0.0078006 | 0.014743 | 0.0062244 | 0.0050652 | 0.011444 | 0.0057416 | 0.01739 | 0.012068 | 0
HV Generation Intermittent | 0 | 0.042181 | 0.017809 | 0.014492 | 0.024307 | 0.012195 | 0.024116 | 0 | 0 |  |  | 0.0077487 | 0.014645 | 0.006183 | 0.0050314 | 0.011368 | 0.0057034 | 0.017274 | 0 | 0
HV Generation Non-Intermittent | 0 | 0.042181 | 0.017809 | 0.014492 | 0.024307 | 0.012195 | 0.024116 | 0 | 0 |  |  | 0.0077487 | 0.014645 | 0.006183 | 0.0050314 | 0.011368 | 0.0057034 | 0.017274 | 0 | 0
HV Sub Generation Non-Intermittent | 0 | 0.041494 | 0.017519 | 0.014256 | 0 | 0.01616 | 0 | 0 | 0 |  |  | 0.0076225 | 0.014406 | 0.0060823 | 0.0049495 | 0 | 0.0056105 | 0 | 0 | 0
HV Sub Generation Intermittent | 0 | 0.041494 | 0.017519 | 0.014256 | 0 | 0.01616 | 0 | 0 | 0 |  |  | 0.0076225 | 0.014406 | 0.0060823 | 0.0049495 | 0 | 0.0056105 | 0 | 0 | 0
3307. Summary of charges before revenue matching
Data sources:
x1 = 3301. Unit rate 1 p/kWh (elements)
x2 = 3302. Unit rate 2 p/kWh (elements)
x3 = 3303. Unit rate 3 p/kWh (elements)
x4 = 3304. Fixed charge p/MPAN/day (elements)
x5 = 3305. Capacity charge p/kVA/day (elements)
x6 = 3306. Reactive power charge p/kVArh (elements)
Kind: | Cell summation | Cell summation | Cell summation | Cell summation | Cell summation | Cell summation
Formula: | =SUM(x1) | =SUM(x2) | =SUM(x3) | =SUM(x4) | =SUM(x5) | =SUM(x6)
| Unit rate 1 p/kWh (total) | Unit rate 2 p/kWh (total) | Unit rate 3 p/kWh (total) | Fixed charge p/MPAN/day (total) | Capacity charge p/kVA/day (total) | Reactive power charge p/kVArh
Domestic Unrestricted | 1.4827 | 0 | 0 | 4.7583 | 0 | 0
Domestic Two Rate | 1.7813 | 0.094761 | 0 | 4.7583 | 0 | 0
Domestic Off Peak (related MPAN) | 0.17594 | 0 | 0 | 0 | 0 | 0
Small Non Domestic Unrestricted | 1.3356 | 0 | 0 | 6.1534 | 0 | 0
Small Non Domestic Two Rate | 1.5494 | 0.084146 | 0 | 6.1534 | 0 | 0
Small Non Domestic Off Peak (related MPAN) | 0.26091 | 0 | 0 | 0 | 0 | 0
LV Medium Non-Domestic | 1.3736 | 0.072891 | 0 | 35.8593 | 0 | 0
LV Sub Medium Non-Domestic | 0.90855 | 0.044154 | 0 | 10.134 | 0 | 0
HV Medium Non-Domestic | 0.50485 | 0.013724 | 0 | 276.6002 | 0 | 0
LV HH Metered | 5.179 | 0.55303 | 0.047993 | 10.134 | 3.1623 | 0.21821
LV Sub HH Metered | 4.3171 | 0.44088 | 0.028862 | 10.134 | 4.1612 | 0.15683
HV HH Metered | 2.2391 | 0.21599 | 0.011585 | 101.9071 | 4.9025 | 0.080986
HV Sub HH Metered | 2.664 | 0.26234 | 0.012232 | 101.9071 | 4.1683 | 0.10243
NHH UMS | 2.1062 | 0 | 0 | 0 | 0 | 0
LV UMS (Pseudo HH Metered) | 18.0781 | 2.5507 | 0.81982 | 0 | 0 | 0
LV Generation NHH | -0.69156 | 0 | 0 | 0 | 0 | 0
LV Sub Generation NHH | -0.58297 | 0 | 0 | 0 | 0 | 0
LV Generation Intermittent | -0.69156 | 0 | 0 | 0 | 0 | 0.27484
LV Generation Non-Intermittent | -5.3393 | -0.58383 | -0.057053 | 0 | 0 | 0.27484
LV Sub Generation Intermittent | -0.58297 | 0 | 0 | 0 | 0 | 0.24814
LV Sub Generation Non-Intermittent | -4.54 | -0.48856 | -0.044154 | 0 | 0 | 0.24814
HV Generation Intermittent | -0.37945 | 0 | 0 | 17.4958 | 0 | 0.20305
HV Generation Non-Intermittent | -3.0463 | -0.30921 | -0.019754 | 17.4958 | 0 | 0.20305
HV Sub Generation Non-Intermittent | -3.1888 | -0.32587 | -0.021251 | 17.4958 | 0 | 0.1281
HV Sub Generation Intermittent | -0.39822 | 0 | 0 | 17.4958 | 0 | 0.1281

## Revenue
CDCM model 100: Revenue shortfall or surplus |  | WPD West Midlands | 2012/13 | April Tariffs 2012/13
3401. Net revenues by tariff before matching (£/year)
Cell-by-cell calculation =0.01*x1*(x2*x3+x4*x5)+10*(x6*x7+x8*x9+x10*x11+x12*x13)
Data sources:
x1 = 1010. Days in the charging period (in Financial and general assumptions)
x2 = 3307. Fixed charge p/MPAN/day (total) (in Summary of charges before revenue matching)
x3 = 2305. MPANs (in Equivalent volume for each end user)
x4 = 3307. Capacity charge p/kVA/day (total) (in Summary of charges before revenue matching)
x5 = 2305. Import capacity (kVA) (in Equivalent volume for each end user)
x6 = 3307. Unit rate 1 p/kWh (total) (in Summary of charges before revenue matching)
x7 = 2305. Rate 1 units (MWh) (in Equivalent volume for each end user)
x8 = 3307. Unit rate 2 p/kWh (total) (in Summary of charges before revenue matching)
x9 = 2305. Rate 2 units (MWh) (in Equivalent volume for each end user)
x10 = 3307. Unit rate 3 p/kWh (total) (in Summary of charges before revenue matching)
x11 = 2305. Rate 3 units (MWh) (in Equivalent volume for each end user)
x12 = 3307. Reactive power charge p/kVArh (in Summary of charges before revenue matching)
x13 = 2305. Reactive power units (MVArh) (in Equivalent volume for each end user)
Net revenues
Domestic Unrestricted | 142856653.9699
Domestic Two Rate | 26212022.7481
Domestic Off Peak (related MPAN) | 87986.3661
Small Non Domestic Unrestricted | 25437610.251
Small Non Domestic Two Rate | 7960438.5188
Small Non Domestic Off Peak (related MPAN) | 22967.6565
LV Medium Non-Domestic | 20588097.4164
LV Sub Medium Non-Domestic | 36.989
HV Medium Non-Domestic | 537372.9769
LV HH Metered | 27638564.9604
LV Sub HH Metered | 132995.7183
HV HH Metered | 78956865.6386
HV Sub HH Metered | 0
NHH UMS | 2257654.2999
LV UMS (Pseudo HH Metered) | 4863771.5186
LV Generation NHH | -2056.2313
LV Sub Generation NHH | 0
LV Generation Intermittent | -222.126
LV Generation Non-Intermittent | -7709.3224
LV Sub Generation Intermittent | 0
LV Sub Generation Non-Intermittent | 0
HV Generation Intermittent | -1977.8122
HV Generation Non-Intermittent | -1573357.2267
HV Sub Generation Non-Intermittent | 0
HV Sub Generation Intermittent | 0
3402. Allowed revenue (£/year)
Cell-by-cell calculation =x1+x2+x3
Data sources:
x1 = 1076. Allowed revenue (£/year) (in Target revenue)
x2 = 1076. Pass-through charges (£/year) (in Target revenue)
x3 = 1076. Adjustment for previous year's under (over) recovery (£/year) (in Target revenue)
Allowed revenue (£/year)
Allowed revenue (£/year) | 418797080
3403. Revenue surplus or shortfall
Data sources:
x1 = 3401. Net revenues by tariff before matching (£/year)
x2 = 3402. Allowed revenue (£/year)
x3 = 1076. Revenue raised outside this model (£/year) (in Target revenue)
x4 = Total net revenues before matching (£/year) (in Revenue surplus or shortfall)
Kind: | Cell summation | Cell-by-cell calculation
Formula: | =SUM(x1) | =x2-x3-x4
| Total net revenues before matching (£/year) | Revenue shortfall (surplus) £/year
Revenue surplus or shortfall | 335967716.31 | 79809012.5875

## Scaler
CDCM model 100: Revenue matching |  | WPD West Midlands |  | 2012/13 |  | April Tariffs 2012/13
This sheet modifies tariffs so that the total expected net revenues matches the target.
3501. Factor to scale to £1/kW at transmission exit level
Cell-by-cell calculation =IF(x1,1/x1,0)
Data sources:
x1 = 2901. Unit cost at each level, £/kW/year (relative to system simultaneous maximum load)
Transmission exit
Factor to scale to £1/kW at transmission exit level | 0.41067
3502. Applicability factor for £1/kW scaler
Combine tables = x1 or x2
Data sources:
x1 = 3501. Factor to scale to £1/kW at transmission exit level
x2 = Zero for other levels
| GSPs | Assets 132kV | Assets 132kV/EHV | Assets EHV | Assets EHV/HV | Assets 132kV/HV | Assets HV | Assets HV/LV | Assets LV circuits | Assets LV customer | Assets HV customer | Transmission exit | Operating 132kV | Operating 132kV/EHV | Operating EHV | Operating EHV/HV | Operating 132kV/HV | Operating HV | Operating HV/LV | Operating LV circuits | Operating LV customer | Operating HV customer
Applicability factor for £1/kW scaler | 0 | 0 | 0 | 0 | 0 | 0 | 0 | 0 | 0 | 0 | 0 | 0.41067 | 0 | 0 | 0 | 0 | 0 | 0 | 0 | 0 | 0 | 0
3503. Scalable elements of tariff components
Data sources:
x1 = 3301. Unit rate 1 p/kWh (elements)
x2 = 3502. Applicability factor for £1/kW scaler
x3 = 3302. Unit rate 2 p/kWh (elements)
x4 = 3303. Unit rate 3 p/kWh (elements)
x5 = 3304. Fixed charge p/MPAN/day (elements)
x6 = 3305. Capacity charge p/kVA/day (elements)
x7 = 3306. Reactive power charge p/kVArh (elements)
Kind: | Sum-product calculation | Sum-product calculation | Sum-product calculation | Sum-product calculation | Sum-product calculation | Sum-product calculation
Formula: | =SUMPRODUCT(x1, x2) | =SUMPRODUCT(x3, x2) | =SUMPRODUCT(x4, x2) | =SUMPRODUCT(x5, x2) | =SUMPRODUCT(x6, x2) | =SUMPRODUCT(x7, x2)
| Unit rate 1 p/kWh scalable part | Unit rate 2 p/kWh scalable part | Unit rate 3 p/kWh scalable part | Fixed charge p/MPAN/day scalable part | Capacity charge p/kVA/day scalable part | Reactive power charge p/kVArh scalable part
Domestic Unrestricted | 0.02636 | 0 | 0 | 0 | 0 | 0
Domestic Two Rate | 0.034202 | 0 | 0 | 0 | 0 | 0
Domestic Off Peak (related MPAN) | 0.00083396 | 0 | 0 | 0 | 0 | 0
Small Non Domestic Unrestricted | 0.023744 | 0 | 0 | 0 | 0 | 0
Small Non Domestic Two Rate | 0.0276 | 0 | 0 | 0 | 0 | 0
Small Non Domestic Off Peak (related MPAN) | 0.0031688 | 0 | 0 | 0 | 0 | 0
LV Medium Non-Domestic | 0.024679 | 0 | 0 | 0 | 0 | 0
LV Sub Medium Non-Domestic | 0.018851 | 0 | 0 | 0 | 0 | 0
HV Medium Non-Domestic | 0.02276 | 0 | 0 | 0 | 0 | 0
LV HH Metered | 0.15236 | 0.0030835 | 0 | 0 | 0 | 0.0047866
LV Sub HH Metered | 0.1684 | 0.0034081 | 0 | 0 | 0 | 0.004671
HV HH Metered | 0.13258 | 0.0026832 | 0 | 0 | 0 | 0.0037414
HV Sub HH Metered | 0.12296 | 0.0024884 | 0 | 0 | 0 | 0.0036805
NHH UMS | 0.023735 | 0 | 0 | 0 | 0 | 0
LV UMS (Pseudo HH Metered) | 0.38142 | 0.0077193 | 0 | 0 | 0 | 0
LV Generation NHH | -0.012295 | 0 | 0 | 0 | 0 | 0
LV Sub Generation NHH | -0.011998 | 0 | 0 | 0 | 0 | 0
LV Generation Intermittent | -0.012295 | 0 | 0 | 0 | 0 | 0.0032827
LV Generation Non-Intermittent | -0.12894 | -0.0026096 | 0 | 0 | 0 | 0.0032827
LV Sub Generation Intermittent | -0.011998 | 0 | 0 | 0 | 0 | 0.0032035
LV Sub Generation Non-Intermittent | -0.12583 | -0.0025466 | 0 | 0 | 0 | 0.0032035
HV Generation Intermittent | -0.011918 | 0 | 0 | 0 | 0 | 0.0031822
HV Generation Non-Intermittent | -0.12499 | -0.0025296 | 0 | 0 | 0 | 0.0031822
HV Sub Generation Non-Intermittent | -0.12296 | -0.0024884 | 0 | 0 | 0 | 0.0031303
HV Sub Generation Intermittent | -0.011724 | 0 | 0 | 0 | 0 | 0.0031303
3504. Marginal revenue effect of scaler
Data sources:
x1 = 2302. Load coefficient
x2 = 3503. Unit rate 1 p/kWh scalable part (in Scalable elements of tariff components)
x3 = 2305. Rate 1 units (MWh) (in Equivalent volume for each end user)
x4 = 3503. Unit rate 2 p/kWh scalable part (in Scalable elements of tariff components)
x5 = 2305. Rate 2 units (MWh) (in Equivalent volume for each end user)
x6 = 3503. Unit rate 3 p/kWh scalable part (in Scalable elements of tariff components)
x7 = 2305. Rate 3 units (MWh) (in Equivalent volume for each end user)
x8 = 3503. Fixed charge p/MPAN/day scalable part (in Scalable elements of tariff components)
x9 = 1010. Days in the charging period (in Financial and general assumptions)
x10 = 2305. MPANs (in Equivalent volume for each end user)
x11 = 3503. Capacity charge p/kVA/day scalable part (in Scalable elements of tariff components)
x12 = 2305. Import capacity (kVA) (in Equivalent volume for each end user)
x13 = 3503. Reactive power charge p/kVArh scalable part (in Scalable elements of tariff components)
x14 = 2305. Reactive power units (MVArh) (in Equivalent volume for each end user)
Kind: | Cell-by-cell calculation | Cell-by-cell calculation | Cell-by-cell calculation | Cell-by-cell calculation | Cell-by-cell calculation | Cell-by-cell calculation
Formula: | =IF(x1<0,0,x2*x3*10) | =IF(x1<0,0,x4*x5*10) | =IF(x1<0,0,x6*x7*10) | =x8*x9*x10/100 | =x11*x9*x12/100 | =IF(x1<0,0,x13*x14*10)
| Effect through Unit rate 1 p/kWh | Effect through Unit rate 2 p/kWh | Effect through Unit rate 3 p/kWh | Effect through Fixed charge p/MPAN/day | Effect through Capacity charge p/kVA/day | Effect through Reactive power charge p/kVArh
Domestic Unrestricted | 1946912.3435 | 0 | 0 | 0 | 0 | 0
Domestic Two Rate | 380518.7809 | 0 | 0 | 0 | 0 | 0
Domestic Off Peak (related MPAN) | 417.0579 | 0 | 0 | 0 | 0 | 0
Small Non Domestic Unrestricted | 399828.7503 | 0 | 0 | 0 | 0 | 0
Small Non Domestic Two Rate | 125705.0252 | 0 | 0 | 0 | 0 | 0
Small Non Domestic Off Peak (related MPAN) | 278.948 | 0 | 0 | 0 | 0 | 0
LV Medium Non-Domestic | 324006.3394 | 0 | 0 | 0 | 0 | 0
LV Sub Medium Non-Domestic | 0 | 0 | 0 | 0 | 0 | 0
HV Medium Non-Domestic | 8009.4205 | 0 | 0 | 0 | 0 | 0
LV HH Metered | 319843.9457 | 25922.7249 | 0 | 0 | 0 | 8996.7484
LV Sub HH Metered | 292.9492 | 23.8339 | 0 | 0 | 0 | 0
HV HH Metered | 1056857.3802 | 86005.9096 | 0 | 0 | 0 | 47228.6426
HV Sub HH Metered | 0 | 0 | 0 | 0 | 0 | 0
NHH UMS | 25441.3137 | 0 | 0 | 0 | 0 | 0
LV UMS (Pseudo HH Metered) | 53930.5247 | 1912.2527 | 0 | 0 | 0 | 0
LV Generation NHH | 0 | 0 | 0 | 0 | 0 | 0
LV Sub Generation NHH | 0 | 0 | 0 | 0 | 0 | 0
LV Generation Intermittent | 0 | 0 | 0 | 0 | 0 | 0
LV Generation Non-Intermittent | 0 | 0 | 0 | 0 | 0 | 0
LV Sub Generation Intermittent | 0 | 0 | 0 | 0 | 0 | 0
LV Sub Generation Non-Intermittent | 0 | 0 | 0 | 0 | 0 | 0
HV Generation Intermittent | 0 | 0 | 0 | 0 | 0 | 0
HV Generation Non-Intermittent | 0 | 0 | 0 | 0 | 0 | 0
HV Sub Generation Non-Intermittent | 0 | 0 | 0 | 0 | 0 | 0
HV Sub Generation Intermittent | 0 | 0 | 0 | 0 | 0 | 0
3505. Scaler value at which the minimum is breached
Data sources:
x1 = 3503. Unit rate 1 p/kWh scalable part (in Scalable elements of tariff components)
x2 = 3307. Unit rate 1 p/kWh (total) (in Summary of charges before revenue matching)
x3 = 3503. Unit rate 2 p/kWh scalable part (in Scalable elements of tariff components)
x4 = 3307. Unit rate 2 p/kWh (total) (in Summary of charges before revenue matching)
x5 = 3503. Unit rate 3 p/kWh scalable part (in Scalable elements of tariff components)
x6 = 3307. Unit rate 3 p/kWh (total) (in Summary of charges before revenue matching)
x7 = 3503. Fixed charge p/MPAN/day scalable part (in Scalable elements of tariff components)
x8 = 3307. Fixed charge p/MPAN/day (total) (in Summary of charges before revenue matching)
x9 = 3503. Capacity charge p/kVA/day scalable part (in Scalable elements of tariff components)
x10 = 3307. Capacity charge p/kVA/day (total) (in Summary of charges before revenue matching)
x11 = 3503. Reactive power charge p/kVArh scalable part (in Scalable elements of tariff components)
x12 = 3307. Reactive power charge p/kVArh (in Summary of charges before revenue matching)
Kind: | Cell-by-cell calculation | Cell-by-cell calculation | Cell-by-cell calculation | Cell-by-cell calculation | Cell-by-cell calculation | Cell-by-cell calculation
Formula: | =IF(x1,0-x2/x1,0) | =IF(x3,0-x4/x3,0) | =IF(x5,0-x6/x5,0) | =IF(x7,0-x8/x7,0) | =IF(x9,0-x10/x9,0) | =IF(x11,0-x12/x11,0)
| Scaler threshold for Unit rate 1 p/kWh | Scaler threshold for Unit rate 2 p/kWh | Scaler threshold for Unit rate 3 p/kWh | Scaler threshold for Fixed charge p/MPAN/day | Scaler threshold for Capacity charge p/kVA/day | Scaler threshold for Reactive power charge p/kVArh
Domestic Unrestricted | -56.2493 |  |  | 0
Domestic Two Rate | -52.0815 | 0 |  | 0
Domestic Off Peak (related MPAN) | -210.9692
Small Non Domestic Unrestricted | -56.2493 |  |  | 0
Small Non Domestic Two Rate | -56.1366 | 0 |  | 0
Small Non Domestic Off Peak (related MPAN) | -82.3367
LV Medium Non-Domestic | -55.6584 | 0 |  | 0
LV Sub Medium Non-Domestic | -48.1974 | 0 |  | 0
HV Medium Non-Domestic | -22.1816 | 0 |  | 0
LV HH Metered | -33.9915 | -179.353 | 0 | 0 | 0 | -45.5868
LV Sub HH Metered | -25.636 | -129.3646 | 0 | 0 | 0 | -33.5748
HV HH Metered | -16.8891 | -80.498 | 0 | 0 | 0 | -21.6459
HV Sub HH Metered | -21.6664 | -105.4228 | 0 | 0 | 0 | -27.832
NHH UMS | -88.7397
LV UMS (Pseudo HH Metered) | -47.3967 | -330.4304 | 0
LV Generation NHH | -56.2493 |  |  | 0
LV Sub Generation NHH | -48.5898 |  |  | 0
LV Generation Intermittent | -56.2493 |  |  | 0 |  | -83.721
LV Generation Non-Intermittent | -41.4083 | -223.7252 | 0 | 0 |  | -83.721
LV Sub Generation Intermittent | -48.5898 |  |  | 0 |  | -77.4582
LV Sub Generation Non-Intermittent | -36.0804 | -191.85 | 0 | 0 |  | -77.4582
HV Generation Intermittent | -31.8386 |  |  | 0 |  | -63.8097
HV Generation Non-Intermittent | -24.3716 | -122.2377 | 0 | 0 |  | -63.8097
HV Sub Generation Non-Intermittent | -25.934 | -130.9546 | 0 | 0 |  | -40.9218
HV Sub Generation Intermittent | -33.9672 |  |  | 0 |  | -40.9218
3506. Root if there were no constraints
Special calculation Special calculation
Data sources:
Root if there were no constraints
Root if there were no constraints | 16.585
3507. Starting point
Special calculation Special calculation
Data sources:
Starting point
Starting point | -330.4304
3508. Solve a simple linear programming problem
Data sources:
x1 = 3507. Starting point
x2 = 3505. Scaler threshold for Unit rate 1 p/kWh (in Scaler value at which the minimum is breached)
x3 = 3504. Effect through Unit rate 1 p/kWh (in Marginal revenue effect of scaler)
x4 = Location (in Solve a simple linear programming problem)
x5 = Kink (in Solve a simple linear programming problem)
x6 = Ranking before tie break (in Solve a simple linear programming problem)
x7 = Counter (in Solve a simple linear programming problem)
x8 = Tie breaker (in Solve a simple linear programming problem)
x9 = Ranking (in Solve a simple linear programming problem)
x10 = Kink reordering (in Solve a simple linear programming problem)
x11 = Starting slopes (in Solve a simple linear programming problem)
x12 = New slope (in Solve a simple linear programming problem)
x13 = Location (ordered) (in Solve a simple linear programming problem)
x14 = Starting values (in Solve a simple linear programming problem)
x15 = 3403. Revenue shortfall (surplus) £/year (in Revenue surplus or shortfall)
x16 = 3506. Root if there were no constraints
x17 = Value (in Solve a simple linear programming problem)
Kind: | Special calculation | Special calculation | Special calculation | Special calculation | Special calculation | Fixed data | Cell-by-cell calculation | Special calculation | Special calculation | Special calculation | Special calculation | Special calculation | Special calculation
Formula: | Special calculation | Special calculation | Special calculation | Special calculation | Special calculation |  | =x6*150+x7 | Special calculation | Special calculation | Special calculation | Special calculation | Special calculation | Special calculation
| Location | Kink | Starting slopes | Starting values | Ranking before tie break | Counter | Tie breaker | Ranking | Kink reordering | Location (ordered) | New slope | Value | Root
Starting point | -330.4304 |  |  |  |  | 0 | 0 |  |  | -330.4304 | 0 | -304191126.404 | 16.585
Kink 1 | -56.2493 | 1946912.3435 | 0 | -109512488.0631 | 19 | 1 | 2851 | 19 | 40 | -330.4304 | 1912.2527 | -304191126.404
Kink 2 | -52.0815 | 380518.7809 | 0 | -19817977.3006 | 25 | 2 | 3752 | 25 | 44 | -223.7252 | 1912.2527 | -303987079.1334
Kink 3 | -210.9692 | 417.0579 | 0 | -87986.3661 | 3 | 3 | 453 | 3 | 3 | -210.9692 | 2329.3106 | -303962686.3902
Kink 4 | -56.2493 | 399828.7503 | 0 | -22490093.8119 | 20 | 4 | 3004 | 20 | 46 | -191.85 | 2329.3106 | -303918151.9836
Kink 5 | -56.1366 | 125705.0252 | 0 | -7056652.6783 | 23 | 5 | 3455 | 23 | 35 | -179.353 | 28252.0355 | -303889042.3875
Kink 6 | -82.3367 | 278.948 | 0 | -22967.6565 | 13 | 6 | 1956 | 13 | 49 | -130.9546 | 28252.0355 | -302521691.1591
Kink 7 | -55.6584 | 324006.3394 | 0 | -18033666.6041 | 24 | 7 | 3607 | 24 | 36 | -129.3646 | 28275.8694 | -302476769.8778
Kink 8 | -48.1974 | 0 | 0 | 0 | 28 | 8 | 4208 | 28 | 48 | -122.2377 | 28275.8694 | -302275249.6111
Kink 9 | -22.1816 | 8009.4205 | 0 | -177661.8047 | 43 | 9 | 6459 | 43 | 38 | -105.4228 | 28275.8694 | -301799794.9743
Kink 10 | -33.9915 | 319843.9457 | 0 | -10871978.679 | 35 | 10 | 5260 | 35 | 14 | -88.7397 | 53717.1832 | -301328064.9238
Kink 11 | -25.636 | 292.9492 | 0 | -7510.0535 | 41 | 11 | 6161 | 41 | 143 | -83.721 | 53717.1832 | -301058476.1828
Kink 12 | -16.8891 | 1056857.3802 | 0 | -17849335.6558 | 46 | 12 | 6912 | 46 | 144 | -83.721 | 53717.1832 | -301058476.1828
Kink 13 | -21.6664 | 0 | 0 | 0 | 44 | 13 | 6613 | 44 | 6 | -82.3367 | 53996.1312 | -300984113.406
Kink 14 | -88.7397 | 25441.3137 | 0 | -2257654.2999 | 10 | 14 | 1514 | 10 | 37 | -80.498 | 140002.0408 | -300884833.6037
Kink 15 | -47.3967 | 53930.5247 | 0 | -2556127.1965 | 29 | 15 | 4365 | 29 | 145 | -77.4582 | 140002.0408 | -300459254.8263
Kink 16 | -56.2493 | 0 | 0 | 0 | 20 | 16 | 3016 | 21 | 146 | -77.4582 | 140002.0408 | -300459254.8263
Kink 17 | -48.5898 | 0 | 0 | 0 | 26 | 17 | 3917 | 26 | 147 | -63.8097 | 140002.0408 | -298548427.1703
Kink 18 | -56.2493 | 0 | 0 | 0 | 20 | 18 | 3018 | 22 | 148 | -63.8097 | 140002.0408 | -298548427.1703
Kink 19 | -41.4083 | 0 | 0 | 0 | 31 | 19 | 4669 | 31 | 1 | -56.2493 | 2086914.3843 | -297489963.3063
Kink 20 | -48.5898 | 0 | 0 | 0 | 26 | 20 | 3920 | 27 | 4 | -56.2493 | 2486743.1346 | -297489963.3063
Kink 21 | -36.0804 | 0 | 0 | 0 | 34 | 21 | 5121 | 34 | 16 | -56.2493 | 2486743.1346 | -297489963.3063
Kink 22 | -31.8386 | 0 | 0 | 0 | 38 | 22 | 5722 | 38 | 18 | -56.2493 | 2486743.1346 | -297489963.3063
Kink 23 | -24.3716 | 0 | 0 | 0 | 42 | 23 | 6323 | 42 | 5 | -56.1366 | 2612448.1598 | -297209666.2755
Kink 24 | -25.934 | 0 | 0 | 0 | 40 | 24 | 6024 | 40 | 7 | -55.6584 | 2936454.4992 | -295960331.1505
Kink 25 | -33.9672 | 0 | 0 | 0 | 36 | 25 | 5425 | 36 | 2 | -52.0815 | 3316973.2801 | -285456908.6833
Kink 26 | 0 | 0 | 0 | 0 | 47 | 26 | 7076 | 47 | 17 | -48.5898 | 3316973.2801 | -273875193.2147
Kink 27 | 0 | 0 | 0 | 0 | 47 | 27 | 7077 | 48 | 20 | -48.5898 | 3316973.2801 | -273875193.2147
Kink 28 | 0 | 0 | 0 | 0 | 47 | 28 | 7078 | 49 | 8 | -48.1974 | 3316973.2801 | -272573416.1987
Kink 29 | 0 | 0 | 0 | 0 | 47 | 29 | 7079 | 50 | 15 | -47.3967 | 3370903.8048 | -269917548.449
Kink 30 | 0 | 0 | 0 | 0 | 47 | 30 | 7080 | 51 | 135 | -45.5868 | 3379900.5532 | -263816684.0299
Kink 31 | 0 | 0 | 0 | 0 | 47 | 31 | 7081 | 52 | 19 | -41.4083 | 3379900.5532 | -249693633.7638
Kink 32 | 0 | 0 | 0 | 0 | 47 | 32 | 7082 | 53 | 149 | -40.9218 | 3379900.5532 | -248049280.465
Kink 33 | 0 | 0 | 0 | 0 | 47 | 33 | 7083 | 54 | 150 | -40.9218 | 3379900.5532 | -248049280.465
Kink 34 | 0 | 0 | 0 | 0 | 47 | 34 | 7084 | 55 | 21 | -36.0804 | 3379900.5532 | -231685902.6594
Kink 35 | -179.353 | 25922.7249 | 0 | -4649317.3468 | 5 | 35 | 785 | 5 | 10 | -33.9915 | 3699744.4988 | -224625729.0092
Kink 36 | -129.3646 | 23.8339 | 0 | -3083.2634 | 7 | 36 | 1086 | 7 | 25 | -33.9672 | 3699744.4988 | -224535795.2512
Kink 37 | -80.498 | 86005.9096 | 0 | -6923306.8336 | 14 | 37 | 2137 | 14 | 136 | -33.5748 | 3699744.4988 | -223083897.5457
Kink 38 | -105.4228 | 0 | 0 | 0 | 9 | 38 | 1388 | 9 | 22 | -31.8386 | 3699744.4988 | -216660661.2371
Kink 39 | 0 | 0 | 0 | 0 | 47 | 39 | 7089 | 56 | 138 | -27.832 | 3699744.4988 | -201837081.1517
Kink 40 | -330.4304 | 1912.2527 | 0 | -631866.3986 | 1 | 40 | 190 | 1 | 24 | -25.934 | 3699744.4988 | -194814876.8813
Kink 41 | 0 | 0 | 0 | 0 | 47 | 41 | 7091 | 57 | 11 | -25.636 | 3700037.448 | -193712584.4213
Kink 42 | 0 | 0 | 0 | 0 | 47 | 42 | 7092 | 58 | 23 | -24.3716 | 3700037.448 | -189034205.8543
Kink 43 | 0 | 0 | 0 | 0 | 47 | 43 | 7093 | 59 | 9 | -22.1816 | 3708046.8685 | -180931087.5952
Kink 44 | -223.7252 | 0 | 0 | 0 | 2 | 44 | 344 | 2 | 13 | -21.6664 | 3708046.8685 | -179020537.1475
Kink 45 | 0 | 0 | 0 | 0 | 47 | 45 | 7095 | 60 | 137 | -21.6459 | 3755275.5111 | -178944689.0653
Kink 46 | -191.85 | 0 | 0 | 0 | 4 | 46 | 646 | 4 | 12 | -16.8891 | 4812132.8913 | -161081449.9177
Kink 47 | 0 | 0 | 0 | 0 | 47 | 47 | 7097 | 61 | 26 | 0 | 4812132.8913 | -79809012.5875
Kink 48 | -122.2377 | 0 | 0 | 0 | 8 | 48 | 1248 | 8 | 27 | 0 | 4812132.8913 | -79809012.5875
Kink 49 | -130.9546 | 0 | 0 | 0 | 6 | 49 | 949 | 6 | 28 | 0 | 4812132.8913 | -79809012.5875
Kink 50 | 0 | 0 | 0 | 0 | 47 | 50 | 7100 | 62 | 29 | 0 | 4812132.8913 | -79809012.5875
Kink 51 | 0 | 0 | 0 | 0 | 47 | 51 | 7101 | 63 | 30 | 0 | 4812132.8913 | -79809012.5875
Kink 52 | 0 | 0 | 0 | 0 | 47 | 52 | 7102 | 64 | 31 | 0 | 4812132.8913 | -79809012.5875
Kink 53 | 0 | 0 | 0 | 0 | 47 | 53 | 7103 | 65 | 32 | 0 | 4812132.8913 | -79809012.5875
Kink 54 | 0 | 0 | 0 | 0 | 47 | 54 | 7104 | 66 | 33 | 0 | 4812132.8913 | -79809012.5875
Kink 55 | 0 | 0 | 0 | 0 | 47 | 55 | 7105 | 67 | 34 | 0 | 4812132.8913 | -79809012.5875
Kink 56 | 0 | 0 | 0 | 0 | 47 | 56 | 7106 | 68 | 39 | 0 | 4812132.8913 | -79809012.5875
Kink 57 | 0 | 0 | 0 | 0 | 47 | 57 | 7107 | 69 | 41 | 0 | 4812132.8913 | -79809012.5875
Kink 58 | 0 | 0 | 0 | 0 | 47 | 58 | 7108 | 70 | 42 | 0 | 4812132.8913 | -79809012.5875
Kink 59 | 0 | 0 | 0 | 0 | 47 | 59 | 7109 | 71 | 43 | 0 | 4812132.8913 | -79809012.5875
Kink 60 | 0 | 0 | 0 | 0 | 47 | 60 | 7110 | 72 | 45 | 0 | 4812132.8913 | -79809012.5875
Kink 61 | 0 | 0 | 0 | 0 | 47 | 61 | 7111 | 73 | 47 | 0 | 4812132.8913 | -79809012.5875
Kink 62 | 0 | 0 | 0 | 0 | 47 | 62 | 7112 | 74 | 50 | 0 | 4812132.8913 | -79809012.5875
Kink 63 | 0 | 0 | 0 | 0 | 47 | 63 | 7113 | 75 | 51 | 0 | 4812132.8913 | -79809012.5875
Kink 64 | 0 | 0 | 0 | 0 | 47 | 64 | 7114 | 76 | 52 | 0 | 4812132.8913 | -79809012.5875
Kink 65 | 0 | 0 | 0 | 0 | 47 | 65 | 7115 | 77 | 53 | 0 | 4812132.8913 | -79809012.5875
Kink 66 | 0 | 0 | 0 | 0 | 47 | 66 | 7116 | 78 | 54 | 0 | 4812132.8913 | -79809012.5875
Kink 67 | 0 | 0 | 0 | 0 | 47 | 67 | 7117 | 79 | 55 | 0 | 4812132.8913 | -79809012.5875
Kink 68 | 0 | 0 | 0 | 0 | 47 | 68 | 7118 | 80 | 56 | 0 | 4812132.8913 | -79809012.5875
Kink 69 | 0 | 0 | 0 | 0 | 47 | 69 | 7119 | 81 | 57 | 0 | 4812132.8913 | -79809012.5875
Kink 70 | 0 | 0 | 0 | 0 | 47 | 70 | 7120 | 82 | 58 | 0 | 4812132.8913 | -79809012.5875
Kink 71 | 0 | 0 | 0 | 0 | 47 | 71 | 7121 | 83 | 59 | 0 | 4812132.8913 | -79809012.5875
Kink 72 | 0 | 0 | 0 | 0 | 47 | 72 | 7122 | 84 | 60 | 0 | 4812132.8913 | -79809012.5875
Kink 73 | 0 | 0 | 0 | 0 | 47 | 73 | 7123 | 85 | 61 | 0 | 4812132.8913 | -79809012.5875
Kink 74 | 0 | 0 | 0 | 0 | 47 | 74 | 7124 | 86 | 62 | 0 | 4812132.8913 | -79809012.5875
Kink 75 | 0 | 0 | 0 | 0 | 47 | 75 | 7125 | 87 | 63 | 0 | 4812132.8913 | -79809012.5875
Kink 76 | 0 | 0 | 0 | 0 | 47 | 76 | 7126 | 88 | 64 | 0 | 4812132.8913 | -79809012.5875
Kink 77 | 0 | 0 | 0 | 0 | 47 | 77 | 7127 | 89 | 65 | 0 | 4812132.8913 | -79809012.5875
Kink 78 | 0 | 0 | 0 | 0 | 47 | 78 | 7128 | 90 | 66 | 0 | 4812132.8913 | -79809012.5875
Kink 79 | 0 | 0 | 0 | 0 | 47 | 79 | 7129 | 91 | 67 | 0 | 4812132.8913 | -79809012.5875
Kink 80 | 0 | 0 | 0 | 0 | 47 | 80 | 7130 | 92 | 68 | 0 | 4812132.8913 | -79809012.5875
Kink 81 | 0 | 0 | 0 | 0 | 47 | 81 | 7131 | 93 | 69 | 0 | 4812132.8913 | -79809012.5875
Kink 82 | 0 | 0 | 0 | 0 | 47 | 82 | 7132 | 94 | 70 | 0 | 4812132.8913 | -79809012.5875
Kink 83 | 0 | 0 | 0 | 0 | 47 | 83 | 7133 | 95 | 71 | 0 | 4812132.8913 | -79809012.5875
Kink 84 | 0 | 0 | 0 | 0 | 47 | 84 | 7134 | 96 | 72 | 0 | 4812132.8913 | -79809012.5875
Kink 85 | 0 | 0 | 0 | 0 | 47 | 85 | 7135 | 97 | 73 | 0 | 4812132.8913 | -79809012.5875
Kink 86 | 0 | 0 | 0 | 0 | 47 | 86 | 7136 | 98 | 74 | 0 | 4812132.8913 | -79809012.5875
Kink 87 | 0 | 0 | 0 | 0 | 47 | 87 | 7137 | 99 | 75 | 0 | 4812132.8913 | -79809012.5875
Kink 88 | 0 | 0 | 0 | 0 | 47 | 88 | 7138 | 100 | 76 | 0 | 4812132.8913 | -79809012.5875
Kink 89 | 0 | 0 | 0 | 0 | 47 | 89 | 7139 | 101 | 77 | 0 | 4812132.8913 | -79809012.5875
Kink 90 | 0 | 0 | 0 | 0 | 47 | 90 | 7140 | 102 | 78 | 0 | 4812132.8913 | -79809012.5875
Kink 91 | 0 | 0 | 0 | 0 | 47 | 91 | 7141 | 103 | 79 | 0 | 4812132.8913 | -79809012.5875
Kink 92 | 0 | 0 | 0 | 0 | 47 | 92 | 7142 | 104 | 80 | 0 | 4812132.8913 | -79809012.5875
Kink 93 | 0 | 0 | 0 | 0 | 47 | 93 | 7143 | 105 | 81 | 0 | 4812132.8913 | -79809012.5875
Kink 94 | 0 | 0 | 0 | 0 | 47 | 94 | 7144 | 106 | 82 | 0 | 4812132.8913 | -79809012.5875
Kink 95 | 0 | 0 | 0 | 0 | 47 | 95 | 7145 | 107 | 83 | 0 | 4812132.8913 | -79809012.5875
Kink 96 | 0 | 0 | 0 | 0 | 47 | 96 | 7146 | 108 | 84 | 0 | 4812132.8913 | -79809012.5875
Kink 97 | 0 | 0 | 0 | 0 | 47 | 97 | 7147 | 109 | 85 | 0 | 4812132.8913 | -79809012.5875
Kink 98 | 0 | 0 | 0 | 0 | 47 | 98 | 7148 | 110 | 86 | 0 | 4812132.8913 | -79809012.5875
Kink 99 | 0 | 0 | 0 | 0 | 47 | 99 | 7149 | 111 | 87 | 0 | 4812132.8913 | -79809012.5875
Kink 100 | 0 | 0 | 0 | 0 | 47 | 100 | 7150 | 112 | 88 | 0 | 4812132.8913 | -79809012.5875
Kink 101 | 0 | 0 | 0 | 0 | 47 | 101 | 7151 | 113 | 89 | 0 | 4812132.8913 | -79809012.5875
Kink 102 | 0 | 0 | 0 | 0 | 47 | 102 | 7152 | 114 | 90 | 0 | 4812132.8913 | -79809012.5875
Kink 103 | 0 | 0 | 0 | 0 | 47 | 103 | 7153 | 115 | 91 | 0 | 4812132.8913 | -79809012.5875
Kink 104 | 0 | 0 | 0 | 0 | 47 | 104 | 7154 | 116 | 92 | 0 | 4812132.8913 | -79809012.5875
Kink 105 | 0 | 0 | 0 | 0 | 47 | 105 | 7155 | 117 | 93 | 0 | 4812132.8913 | -79809012.5875
Kink 106 | 0 | 0 | 0 | 0 | 47 | 106 | 7156 | 118 | 94 | 0 | 4812132.8913 | -79809012.5875
Kink 107 | 0 | 0 | 0 | 0 | 47 | 107 | 7157 | 119 | 95 | 0 | 4812132.8913 | -79809012.5875
Kink 108 | 0 | 0 | 0 | 0 | 47 | 108 | 7158 | 120 | 96 | 0 | 4812132.8913 | -79809012.5875
Kink 109 | 0 | 0 | 0 | 0 | 47 | 109 | 7159 | 121 | 97 | 0 | 4812132.8913 | -79809012.5875
Kink 110 | 0 | 0 | 0 | 0 | 47 | 110 | 7160 | 122 | 98 | 0 | 4812132.8913 | -79809012.5875
Kink 111 | 0 | 0 | 0 | 0 | 47 | 111 | 7161 | 123 | 99 | 0 | 4812132.8913 | -79809012.5875
Kink 112 | 0 | 0 | 0 | 0 | 47 | 112 | 7162 | 124 | 100 | 0 | 4812132.8913 | -79809012.5875
Kink 113 | 0 | 0 | 0 | 0 | 47 | 113 | 7163 | 125 | 101 | 0 | 4812132.8913 | -79809012.5875
Kink 114 | 0 | 0 | 0 | 0 | 47 | 114 | 7164 | 126 | 102 | 0 | 4812132.8913 | -79809012.5875
Kink 115 | 0 | 0 | 0 | 0 | 47 | 115 | 7165 | 127 | 103 | 0 | 4812132.8913 | -79809012.5875
Kink 116 | 0 | 0 | 0 | 0 | 47 | 116 | 7166 | 128 | 104 | 0 | 4812132.8913 | -79809012.5875
Kink 117 | 0 | 0 | 0 | 0 | 47 | 117 | 7167 | 129 | 105 | 0 | 4812132.8913 | -79809012.5875
Kink 118 | 0 | 0 | 0 | 0 | 47 | 118 | 7168 | 130 | 106 | 0 | 4812132.8913 | -79809012.5875
Kink 119 | 0 | 0 | 0 | 0 | 47 | 119 | 7169 | 131 | 107 | 0 | 4812132.8913 | -79809012.5875
Kink 120 | 0 | 0 | 0 | 0 | 47 | 120 | 7170 | 132 | 108 | 0 | 4812132.8913 | -79809012.5875
Kink 121 | 0 | 0 | 0 | 0 | 47 | 121 | 7171 | 133 | 109 | 0 | 4812132.8913 | -79809012.5875
Kink 122 | 0 | 0 | 0 | 0 | 47 | 122 | 7172 | 134 | 110 | 0 | 4812132.8913 | -79809012.5875
Kink 123 | 0 | 0 | 0 | 0 | 47 | 123 | 7173 | 135 | 111 | 0 | 4812132.8913 | -79809012.5875
Kink 124 | 0 | 0 | 0 | 0 | 47 | 124 | 7174 | 136 | 112 | 0 | 4812132.8913 | -79809012.5875
Kink 125 | 0 | 0 | 0 | 0 | 47 | 125 | 7175 | 137 | 113 | 0 | 4812132.8913 | -79809012.5875
Kink 126 | 0 | 0 | 0 | 0 | 47 | 126 | 7176 | 138 | 114 | 0 | 4812132.8913 | -79809012.5875
Kink 127 | 0 | 0 | 0 | 0 | 47 | 127 | 7177 | 139 | 115 | 0 | 4812132.8913 | -79809012.5875
Kink 128 | 0 | 0 | 0 | 0 | 47 | 128 | 7178 | 140 | 116 | 0 | 4812132.8913 | -79809012.5875
Kink 129 | 0 | 0 | 0 | 0 | 47 | 129 | 7179 | 141 | 117 | 0 | 4812132.8913 | -79809012.5875
Kink 130 | 0 | 0 | 0 | 0 | 47 | 130 | 7180 | 142 | 118 | 0 | 4812132.8913 | -79809012.5875
Kink 131 | 0 | 0 | 0 | 0 | 47 | 131 | 7181 | 143 | 119 | 0 | 4812132.8913 | -79809012.5875
Kink 132 | 0 | 0 | 0 | 0 | 47 | 132 | 7182 | 144 | 120 | 0 | 4812132.8913 | -79809012.5875
Kink 133 | 0 | 0 | 0 | 0 | 47 | 133 | 7183 | 145 | 121 | 0 | 4812132.8913 | -79809012.5875
Kink 134 | 0 | 0 | 0 | 0 | 47 | 134 | 7184 | 146 | 122 | 0 | 4812132.8913 | -79809012.5875
Kink 135 | -45.5868 | 8996.7484 | 0 | -410133.0443 | 30 | 135 | 4635 | 30 | 123 | 0 | 4812132.8913 | -79809012.5875
Kink 136 | -33.5748 | 0 | 0 | 0 | 37 | 136 | 5686 | 37 | 124 | 0 | 4812132.8913 | -79809012.5875
Kink 137 | -21.6459 | 47228.6426 | 0 | -1022306.7599 | 45 | 137 | 6887 | 45 | 125 | 0 | 4812132.8913 | -79809012.5875
Kink 138 | -27.832 | 0 | 0 | 0 | 39 | 138 | 5988 | 39 | 126 | 0 | 4812132.8913 | -79809012.5875
Kink 139 | 0 | 0 | 0 | 0 | 47 | 139 | 7189 | 147 | 127 | 0 | 4812132.8913 | -79809012.5875
Kink 140 | 0 | 0 | 0 | 0 | 47 | 140 | 7190 | 148 | 128 | 0 | 4812132.8913 | -79809012.5875
Kink 141 | 0 | 0 | 0 | 0 | 47 | 141 | 7191 | 149 | 129 | 0 | 4812132.8913 | -79809012.5875
Kink 142 | 0 | 0 | 0 | 0 | 47 | 142 | 7192 | 150 | 130 | 0 | 4812132.8913 | -79809012.5875
Kink 143 | -83.721 | 0 | 0 | 0 | 11 | 143 | 1793 | 11 | 131 | 0 | 4812132.8913 | -79809012.5875
Kink 144 | -83.721 | 0 | 0 | 0 | 11 | 144 | 1794 | 12 | 132 | 0 | 4812132.8913 | -79809012.5875
Kink 145 | -77.4582 | 0 | 0 | 0 | 15 | 145 | 2395 | 15 | 133 | 0 | 4812132.8913 | -79809012.5875
Kink 146 | -77.4582 | 0 | 0 | 0 | 15 | 146 | 2396 | 16 | 134 | 0 | 4812132.8913 | -79809012.5875
Kink 147 | -63.8097 | 0 | 0 | 0 | 17 | 147 | 2697 | 17 | 139 | 0 | 4812132.8913 | -79809012.5875
Kink 148 | -63.8097 | 0 | 0 | 0 | 17 | 148 | 2698 | 18 | 140 | 0 | 4812132.8913 | -79809012.5875
Kink 149 | -40.9218 | 0 | 0 | 0 | 32 | 149 | 4949 | 32 | 141 | 0 | 4812132.8913 | -79809012.5875
Kink 150 | -40.9218 | 0 | 0 | 0 | 32 | 150 | 4950 | 33 | 142 | 0 | 4812132.8913 | -79809012.5875
3509. General scaler rate
Optimisation result =MIN(x1)
Data sources:
x1 = 3508. Root (in Solve a simple linear programming problem)
General scaler rate
General scaler rate | 16.585
3510. Scaler
Data sources:
x1 = 2302. Load coefficient
x2 = 3503. Unit rate 1 p/kWh scalable part (in Scalable elements of tariff components)
x3 = 3509. General scaler rate
x4 = 3307. Unit rate 1 p/kWh (total) (in Summary of charges before revenue matching)
x5 = 3503. Unit rate 2 p/kWh scalable part (in Scalable elements of tariff components)
x6 = 3307. Unit rate 2 p/kWh (total) (in Summary of charges before revenue matching)
x7 = 3503. Unit rate 3 p/kWh scalable part (in Scalable elements of tariff components)
x8 = 3307. Unit rate 3 p/kWh (total) (in Summary of charges before revenue matching)
x9 = 3503. Fixed charge p/MPAN/day scalable part (in Scalable elements of tariff components)
x10 = 3307. Fixed charge p/MPAN/day (total) (in Summary of charges before revenue matching)
x11 = 3503. Capacity charge p/kVA/day scalable part (in Scalable elements of tariff components)
x12 = 3307. Capacity charge p/kVA/day (total) (in Summary of charges before revenue matching)
x13 = 3503. Reactive power charge p/kVArh scalable part (in Scalable elements of tariff components)
x14 = 3307. Reactive power charge p/kVArh (in Summary of charges before revenue matching)
x15 = 1010. Days in the charging period (in Financial and general assumptions)
x16 = Fixed charge p/MPAN/day scaler (in Scaler)
x17 = 2305. MPANs (in Equivalent volume for each end user)
x18 = Capacity charge p/kVA/day scaler (in Scaler)
x19 = 2305. Import capacity (kVA) (in Equivalent volume for each end user)
x20 = Unit rate 1 p/kWh scaler (in Scaler)
x21 = 2305. Rate 1 units (MWh) (in Equivalent volume for each end user)
x22 = Unit rate 2 p/kWh scaler (in Scaler)
x23 = 2305. Rate 2 units (MWh) (in Equivalent volume for each end user)
x24 = Unit rate 3 p/kWh scaler (in Scaler)
x25 = 2305. Rate 3 units (MWh) (in Equivalent volume for each end user)
x26 = Reactive power charge p/kVArh scaler (in Scaler)
x27 = 2305. Reactive power units (MVArh) (in Equivalent volume for each end user)
Kind: | Cell-by-cell calculation | Cell-by-cell calculation | Cell-by-cell calculation | Cell-by-cell calculation | Cell-by-cell calculation | Cell-by-cell calculation | Cell-by-cell calculation
Formula: | =IF(x1<0,0,IF(x2*x3+x4>0,x2*x3,0-x4)) | =IF(x1<0,0,IF(x5*x3+x6>0,x5*x3,0-x6)) | =IF(x1<0,0,IF(x7*x3+x8>0,x7*x3,0-x8)) | =IF(x1<0,0,IF(x9*x3+x10>0,x9*x3,0-x10)) | =IF(x1<0,0,IF(x11*x3+x12>0,x11*x3,0-x12)) | =IF(x1<0,0,IF(x13*x3+x14>0,x13*x3,0-x14)) | =0.01*x15*(x16*x17+x18*x19)+10*(x20*x21+x22*x23+x24*x25+x26*x27)
| Unit rate 1 p/kWh scaler | Unit rate 2 p/kWh scaler | Unit rate 3 p/kWh scaler | Fixed charge p/MPAN/day scaler | Capacity charge p/kVA/day scaler | Reactive power charge p/kVArh scaler | Net revenues by tariff from scaler
Domestic Unrestricted | 0.43718 | 0 | 0 | 0 | 0 | 0 | 32289455.6815
Domestic Two Rate | 0.56723 | 0 | 0 | 0 | 0 | 0 | 6310887.263
Domestic Off Peak (related MPAN) | 0.013831 | 0 | 0 | 0 | 0 | 0 | 6916.8872
Small Non Domestic Unrestricted | 0.39379 | 0 | 0 | 0 | 0 | 0 | 6631142.2583
Small Non Domestic Two Rate | 0.45775 | 0 | 0 | 0 | 0 | 0 | 2084812.3197
Small Non Domestic Off Peak (related MPAN) | 0.052555 | 0 | 0 | 0 | 0 | 0 | 4626.341
LV Medium Non-Domestic | 0.4093 | 0 | 0 | 0 | 0 | 0 | 5373630.9044
LV Sub Medium Non-Domestic | 0.31264 | 0 | 0 | 0 | 0 | 0 | 0
HV Medium Non-Domestic | 0.37747 | 0 | 0 | 0 | 0 | 0 | 132835.8866
LV HH Metered | 2.5269 | 0.05114 | 0 | 0 | 0 | 0.079386 | 5883735.7176
LV Sub HH Metered | 2.7929 | 0.056523 | 0 | 0 | 0 | 0.077469 | 5253.8334
HV HH Metered | 2.1988 | 0.0445 | 0 | 0 | 0 | 0.062051 | 19737622.4139
HV Sub HH Metered | 2.0392 | 0.04127 | 0 | 0 | 0 | 0.06104 | 0
NHH UMS | 0.39364 | 0 | 0 | 0 | 0 | 0 | 421943.0707
LV UMS (Pseudo HH Metered) | 6.3259 | 0.12802 | 0 | 0 | 0 | 0 | 926150.0102
LV Generation NHH | 0 | 0 | 0 | 0 | 0 | 0 | 0
LV Sub Generation NHH | 0 | 0 | 0 | 0 | 0 | 0 | 0
LV Generation Intermittent | 0 | 0 | 0 | 0 | 0 | 0 | 0
LV Generation Non-Intermittent | 0 | 0 | 0 | 0 | 0 | 0 | 0
LV Sub Generation Intermittent | 0 | 0 | 0 | 0 | 0 | 0 | 0
LV Sub Generation Non-Intermittent | 0 | 0 | 0 | 0 | 0 | 0 | 0
HV Generation Intermittent | 0 | 0 | 0 | 0 | 0 | 0 | 0
HV Generation Non-Intermittent | 0 | 0 | 0 | 0 | 0 | 0 | 0
HV Sub Generation Non-Intermittent | 0 | 0 | 0 | 0 | 0 | 0 | 0
HV Sub Generation Intermittent | 0 | 0 | 0 | 0 | 0 | 0 | 0

## Adjust
CDCM model 100: Tariff component adjustment and rounding |  | WPD West Midlands |  | 2012/13 |  | April Tariffs 2012/13
3601. Tariffs before rounding
Data sources:
x1 = 3307. Unit rate 1 p/kWh (total) (in Summary of charges before revenue matching)
x2 = 3510. Unit rate 1 p/kWh scaler (in Scaler)
x3 = 3307. Unit rate 2 p/kWh (total) (in Summary of charges before revenue matching)
x4 = 3510. Unit rate 2 p/kWh scaler (in Scaler)
x5 = 3307. Unit rate 3 p/kWh (total) (in Summary of charges before revenue matching)
x6 = 3510. Unit rate 3 p/kWh scaler (in Scaler)
x7 = 3307. Fixed charge p/MPAN/day (total) (in Summary of charges before revenue matching)
x8 = 3510. Fixed charge p/MPAN/day scaler (in Scaler)
x9 = 3307. Capacity charge p/kVA/day (total) (in Summary of charges before revenue matching)
x10 = 3510. Capacity charge p/kVA/day scaler (in Scaler)
x11 = 3307. Reactive power charge p/kVArh (in Summary of charges before revenue matching)
x12 = 3510. Reactive power charge p/kVArh scaler (in Scaler)
Kind: | Cell-by-cell calculation | Cell-by-cell calculation | Cell-by-cell calculation | Cell-by-cell calculation | Cell-by-cell calculation | Cell-by-cell calculation
Formula: | =x1+x2 | =x3+x4 | =x5+x6 | =x7+x8 | =x9+x10 | =x11+x12
| Unit rate 1 p/kWh | Unit rate 2 p/kWh | Unit rate 3 p/kWh | Fixed charge p/MPAN/day | Capacity charge p/kVA/day | Reactive power charge p/kVArh
Domestic Unrestricted | 1.9199 |  |  | 4.7583
Domestic Two Rate | 2.3485 | 0.094761 |  | 4.7583
Domestic Off Peak (related MPAN) | 0.18977
Small Non Domestic Unrestricted | 1.7294 |  |  | 6.1534
Small Non Domestic Two Rate | 2.0071 | 0.084146 |  | 6.1534
Small Non Domestic Off Peak (related MPAN) | 0.31346
LV Medium Non-Domestic | 1.7829 | 0.072891 |  | 35.8593
LV Sub Medium Non-Domestic | 1.2212 | 0.044154 |  | 10.134
HV Medium Non-Domestic | 0.88233 | 0.013724 |  | 276.6002
LV HH Metered | 7.7059 | 0.60417 | 0.047993 | 10.134 | 3.1623 | 0.29759
LV Sub HH Metered | 7.1099 | 0.49741 | 0.028862 | 10.134 | 4.1612 | 0.2343
HV HH Metered | 4.438 | 0.26049 | 0.011585 | 101.9071 | 4.9025 | 0.14304
HV Sub HH Metered | 4.7033 | 0.30361 | 0.012232 | 101.9071 | 4.1683 | 0.16348
NHH UMS | 2.4998
LV UMS (Pseudo HH Metered) | 24.4039 | 2.6787 | 0.81982
LV Generation NHH | -0.69156 |  |  | 0
LV Sub Generation NHH | -0.58297 |  |  | 0
LV Generation Intermittent | -0.69156 |  |  | 0 |  | 0.27484
LV Generation Non-Intermittent | -5.3393 | -0.58383 | -0.057053 | 0 |  | 0.27484
LV Sub Generation Intermittent | -0.58297 |  |  | 0 |  | 0.24814
LV Sub Generation Non-Intermittent | -4.54 | -0.48856 | -0.044154 | 0 |  | 0.24814
HV Generation Intermittent | -0.37945 |  |  | 17.4958 |  | 0.20305
HV Generation Non-Intermittent | -3.0463 | -0.30921 | -0.019754 | 17.4958 |  | 0.20305
HV Sub Generation Non-Intermittent | -3.1888 | -0.32587 | -0.021251 | 17.4958 |  | 0.1281
HV Sub Generation Intermittent | -0.39822 |  |  | 17.4958 |  | 0.1281
3602. Decimal places
| Unit rate 1 p/kWh | Unit rate 2 p/kWh | Unit rate 3 p/kWh | Fixed charge p/MPAN/day | Capacity charge p/kVA/day | Reactive power charge p/kVArh
Decimal places | 3 | 3 | 3 | 2 | 2 | 3
3603. Tariff rounding
Data sources:
x1 = 3601. Unit rate 1 p/kWh before rounding (in Tariffs before rounding)
x2 = 3602. Unit rate 1 p/kWh decimal places (in Decimal places)
x3 = 3601. Unit rate 2 p/kWh before rounding (in Tariffs before rounding)
x4 = 3602. Unit rate 2 p/kWh decimal places (in Decimal places)
x5 = 3601. Unit rate 3 p/kWh before rounding (in Tariffs before rounding)
x6 = 3602. Unit rate 3 p/kWh decimal places (in Decimal places)
x7 = 3601. Fixed charge p/MPAN/day before rounding (in Tariffs before rounding)
x8 = 3602. Fixed charge p/MPAN/day decimal places (in Decimal places)
x9 = 3601. Capacity charge p/kVA/day before rounding (in Tariffs before rounding)
x10 = 3602. Capacity charge p/kVA/day decimal places (in Decimal places)
x11 = 3601. Reactive power charge p/kVArh before rounding (in Tariffs before rounding)
x12 = 3602. Reactive power charge p/kVArh decimal places (in Decimal places)
Kind: | Cell-by-cell calculation | Cell-by-cell calculation | Cell-by-cell calculation | Cell-by-cell calculation | Cell-by-cell calculation | Cell-by-cell calculation
Formula: | =ROUND(x1,x2)-x1 | =ROUND(x3,x4)-x3 | =ROUND(x5,x6)-x5 | =ROUND(x7,x8)-x7 | =ROUND(x9,x10)-x9 | =ROUND(x11,x12)-x11
| Unit rate 1 p/kWh | Unit rate 2 p/kWh | Unit rate 3 p/kWh | Fixed charge p/MPAN/day | Capacity charge p/kVA/day | Reactive power charge p/kVArh
Domestic Unrestricted | 8.9304e-05 |  |  | 0.0017364
Domestic Two Rate | 0.00049896 | 0.00023949 |  | 0.0017364
Domestic Off Peak (related MPAN) | 0.00022872
Small Non Domestic Unrestricted | -0.00037937 |  |  | -0.0034336
Small Non Domestic Two Rate | -0.00012145 | -0.00014555 |  | -0.0034336
Small Non Domestic Off Peak (related MPAN) | -0.00046373
LV Medium Non-Domestic | 9.2488e-05 | 0.0001093 |  | 0.00073972
LV Sub Medium Non-Domestic | -0.00019159 | -0.00015384 |  | -0.0039713
HV Medium Non-Domestic | -0.00032671 | 0.00027617 |  | -0.0002207
LV HH Metered | 0.00014585 | -0.00017279 | 6.733e-06 | -0.0039713 | -0.0022755 | 0.00040873
LV Sub HH Metered | 6.1926e-05 | -0.00040557 | 0.0001375 | -0.0039713 | -0.0012358 | -0.00029831
HV HH Metered | 2.9592e-05 | -0.00048938 | 0.00041512 | 0.0029259 | -0.0024509 | -3.6554e-05
HV Sub HH Metered | -0.00027425 | 0.00039298 | -0.00023226 | 0.0029259 | 0.0016993 | -0.00047509
NHH UMS | 0.00016914
LV UMS (Pseudo HH Metered) | 5.3309e-05 | 0.00030136 | 0.00017621
LV Generation NHH | -0.00044163 |  |  | 0
LV Sub Generation NHH | -3.3122e-05 |  |  | 0
LV Generation Intermittent | -0.00044163 |  |  | 0 |  | 0.000165
LV Generation Non-Intermittent | 0.00032352 | -0.00017262 | 5.3383e-05 | 0 |  | 0.000165
LV Sub Generation Intermittent | -3.3122e-05 |  |  | 0 |  | -0.00013734
LV Sub Generation Non-Intermittent | 1.5005e-05 | -0.00043938 | 0.00015384 | 0 |  | -0.00013734
HV Generation Intermittent | 0.00044681 |  |  | 0.0042273 |  | -5.2698e-05
HV Generation Non-Intermittent | 0.00026919 | 0.0002142 | -0.00024585 | 0.0042273 |  | -5.2698e-05
HV Sub Generation Non-Intermittent | -0.00023249 | -0.00012942 | 0.00025073 | 0.0042273 |  | -9.924e-05
HV Sub Generation Intermittent | 0.00022279 |  |  | 0.0042273 |  | -9.924e-05
3604. All the way tariffs
Data sources:
x1 = 3601. Unit rate 1 p/kWh before rounding (in Tariffs before rounding)
x2 = 3603. Unit rate 1 p/kWh rounding (in Tariff rounding)
x3 = 3601. Unit rate 2 p/kWh before rounding (in Tariffs before rounding)
x4 = 3603. Unit rate 2 p/kWh rounding (in Tariff rounding)
x5 = 3601. Unit rate 3 p/kWh before rounding (in Tariffs before rounding)
x6 = 3603. Unit rate 3 p/kWh rounding (in Tariff rounding)
x7 = 3601. Fixed charge p/MPAN/day before rounding (in Tariffs before rounding)
x8 = 3603. Fixed charge p/MPAN/day rounding (in Tariff rounding)
x9 = 3601. Capacity charge p/kVA/day before rounding (in Tariffs before rounding)
x10 = 3603. Capacity charge p/kVA/day rounding (in Tariff rounding)
x11 = 3601. Reactive power charge p/kVArh before rounding (in Tariffs before rounding)
x12 = 3603. Reactive power charge p/kVArh rounding (in Tariff rounding)
Kind: | Cell-by-cell calculation | Cell-by-cell calculation | Cell-by-cell calculation | Cell-by-cell calculation | Cell-by-cell calculation | Cell-by-cell calculation
Formula: | =x1+x2 | =x3+x4 | =x5+x6 | =x7+x8 | =x9+x10 | =x11+x12
| Unit rate 1 p/kWh | Unit rate 2 p/kWh | Unit rate 3 p/kWh | Fixed charge p/MPAN/day | Capacity charge p/kVA/day | Reactive power charge p/kVArh
Domestic Unrestricted | 1.92 |  |  | 4.76
Domestic Two Rate | 2.349 | 0.095 |  | 4.76
Domestic Off Peak (related MPAN) | 0.19
Small Non Domestic Unrestricted | 1.729 |  |  | 6.15
Small Non Domestic Two Rate | 2.007 | 0.084 |  | 6.15
Small Non Domestic Off Peak (related MPAN) | 0.313
LV Medium Non-Domestic | 1.783 | 0.073 |  | 35.86
LV Sub Medium Non-Domestic | 1.221 | 0.044 |  | 10.13
HV Medium Non-Domestic | 0.882 | 0.014 |  | 276.6
LV HH Metered | 7.706 | 0.604 | 0.048 | 10.13 | 3.16 | 0.298
LV Sub HH Metered | 7.11 | 0.497 | 0.029 | 10.13 | 4.16 | 0.234
HV HH Metered | 4.438 | 0.26 | 0.012 | 101.91 | 4.9 | 0.143
HV Sub HH Metered | 4.703 | 0.304 | 0.012 | 101.91 | 4.17 | 0.163
NHH UMS | 2.5
LV UMS (Pseudo HH Metered) | 24.404 | 2.679 | 0.82
LV Generation NHH | -0.692 |  |  | 0
LV Sub Generation NHH | -0.583 |  |  | 0
LV Generation Intermittent | -0.692 |  |  | 0 |  | 0.275
LV Generation Non-Intermittent | -5.339 | -0.584 | -0.057 | 0 |  | 0.275
LV Sub Generation Intermittent | -0.583 |  |  | 0 |  | 0.248
LV Sub Generation Non-Intermittent | -4.54 | -0.489 | -0.044 | 0 |  | 0.248
HV Generation Intermittent | -0.379 |  |  | 17.5 |  | 0.203
HV Generation Non-Intermittent | -3.046 | -0.309 | -0.02 | 17.5 |  | 0.203
HV Sub Generation Non-Intermittent | -3.189 | -0.326 | -0.021 | 17.5 |  | 0.128
HV Sub Generation Intermittent | -0.398 |  |  | 17.5 |  | 0.128
3605. Tariffs
Data sources:
x1 = 3604. Unit rate 1 p/kWh (in All the way tariffs)
x2 = 2304. Discount for each tariff (except for fixed charges) (in LDNO discounts and volumes adjusted for discount)
x3 = 3604. Unit rate 2 p/kWh (in All the way tariffs)
x4 = 3604. Unit rate 3 p/kWh (in All the way tariffs)
x5 = 3604. Fixed charge p/MPAN/day (in All the way tariffs)
x6 = 2304. Discount for each tariff for fixed charges only (in LDNO discounts and volumes adjusted for discount)
x7 = 3604. Capacity charge p/kVA/day (in All the way tariffs)
x8 = 3604. Reactive power charge p/kVArh (in All the way tariffs)
Kind: | Cell-by-cell calculation | Cell-by-cell calculation | Cell-by-cell calculation | Cell-by-cell calculation | Cell-by-cell calculation | Cell-by-cell calculation
Formula: | =x1*(1-x2) | =x3*(1-x2) | =x4*(1-x2) | =x5*(1-x6) | =x7*(1-x2) | =x8*(1-x2)
| Unit rate 1 p/kWh | Unit rate 2 p/kWh | Unit rate 3 p/kWh | Fixed charge p/MPAN/day | Capacity charge p/kVA/day | Reactive power charge p/kVArh
> Domestic Unrestricted
Domestic Unrestricted | 1.92 | 0 | 0 | 4.76 | 0 | 0
LDNO LV: Domestic Unrestricted | 1.327 | 0 | 0 | 3.29 | 0 | 0
LDNO HV: Domestic Unrestricted | 0.93627 | 0 | 0 | 2.3212 | 0 | 0
> Domestic Two Rate
Domestic Two Rate | 2.349 | 0.095 | 0 | 4.76 | 0 | 0
LDNO LV: Domestic Two Rate | 1.6236 | 0.065661 | 0 | 3.29 | 0 | 0
LDNO HV: Domestic Two Rate | 1.1455 | 0.046326 | 0 | 2.3212 | 0 | 0
> Domestic Off Peak (related MPAN)
Domestic Off Peak (related MPAN) | 0.19 | 0 | 0 | 0 | 0 | 0
LDNO LV: Domestic Off Peak (related MPAN) | 0.13132 | 0 | 0 | 0 | 0 | 0
LDNO HV: Domestic Off Peak (related MPAN) | 0.092652 | 0 | 0 | 0 | 0 | 0
> Small Non Domestic Unrestricted
Small Non Domestic Unrestricted | 1.729 | 0 | 0 | 6.15 | 0 | 0
LDNO LV: Small Non Domestic Unrestricted | 1.195 | 0 | 0 | 4.2507 | 0 | 0
LDNO HV: Small Non Domestic Unrestricted | 0.84313 | 0 | 0 | 2.999 | 0 | 0
> Small Non Domestic Two Rate
Small Non Domestic Two Rate | 2.007 | 0.084 | 0 | 6.15 | 0 | 0
LDNO LV: Small Non Domestic Two Rate | 1.3872 | 0.058058 | 0 | 4.2507 | 0 | 0
LDNO HV: Small Non Domestic Two Rate | 0.9787 | 0.040962 | 0 | 2.999 | 0 | 0
> Small Non Domestic Off Peak (related MPAN)
Small Non Domestic Off Peak (related MPAN) | 0.313 | 0 | 0 | 0 | 0 | 0
LDNO LV: Small Non Domestic Off Peak (related MPAN) | 0.21634 | 0 | 0 | 0 | 0 | 0
LDNO HV: Small Non Domestic Off Peak (related MPAN) | 0.15263 | 0 | 0 | 0 | 0 | 0
> LV Medium Non-Domestic
LV Medium Non-Domestic | 1.783 | 0.073 | 0 | 35.86 | 0 | 0
LDNO LV: LV Medium Non-Domestic | 1.2324 | 0.050455 | 0 | 24.7853 | 0 | 0
LDNO HV: LV Medium Non-Domestic | 0.86947 | 0.035598 | 0 | 17.4869 | 0 | 0
> LV Sub Medium Non-Domestic
LV Sub Medium Non-Domestic | 1.221 | 0.044 | 0 | 10.13 | 0 | 0
> HV Medium Non-Domestic
HV Medium Non-Domestic | 0.882 | 0.014 | 0 | 276.6 | 0 | 0
> LV HH Metered
LV HH Metered | 7.706 | 0.604 | 0.048 | 10.13 | 3.16 | 0.298
LDNO LV: LV HH Metered | 5.3261 | 0.41747 | 0.033176 | 7.0015 | 2.1841 | 0.20597
LDNO HV: LV HH Metered | 3.7578 | 0.29454 | 0.023407 | 4.9398 | 1.541 | 0.14532
> LV Sub HH Metered
LV Sub HH Metered | 7.11 | 0.497 | 0.029 | 10.13 | 4.16 | 0.234
LDNO HV: LV Sub HH Metered | 5.1791 | 0.36203 | 0.021124 | 7.3789 | 3.0302 | 0.17045
> HV HH Metered
HV HH Metered | 4.438 | 0.26 | 0.012 | 101.91 | 4.9 | 0.143
LDNO HV: HV HH Metered | 3.6749 | 0.21529 | 0.0099366 | 84.3869 | 4.0575 | 0.11841
> HV Sub HH Metered
HV Sub HH Metered | 4.703 | 0.304 | 0.012 | 101.91 | 4.17 | 0.163
> NHH UMS
NHH UMS | 2.5 | 0 | 0 | 0 | 0 | 0
LDNO LV: NHH UMS | 1.7279 | 0 | 0 | 0 | 0 | 0
LDNO HV: NHH UMS | 1.2191 | 0 | 0 | 0 | 0 | 0
> LV UMS (Pseudo HH Metered)
LV UMS (Pseudo HH Metered) | 24.404 | 2.679 | 0.82 | 0 | 0 | 0
LDNO LV: LV UMS (Pseudo HH Metered) | 16.8673 | 1.8516 | 0.56676 | 0 | 0 | 0
LDNO HV: LV UMS (Pseudo HH Metered) | 11.9004 | 1.3064 | 0.39987 | 0 | 0 | 0
> LV Generation NHH
LV Generation NHH | -0.692 | 0 | 0 | 0 | 0 | 0
LDNO LV: LV Generation NHH | -0.692 | 0 | 0 | 0 | 0 | 0
LDNO HV: LV Generation NHH | -0.692 | 0 | 0 | 0 | 0 | 0
> LV Sub Generation NHH
LV Sub Generation NHH | -0.583 | 0 | 0 | 0 | 0 | 0
LDNO HV: LV Sub Generation NHH | -0.583 | 0 | 0 | 0 | 0 | 0
> LV Generation Intermittent
LV Generation Intermittent | -0.692 | 0 | 0 | 0 | 0 | 0.275
LDNO LV: LV Generation Intermittent | -0.692 | 0 | 0 | 0 | 0 | 0.275
LDNO HV: LV Generation Intermittent | -0.692 | 0 | 0 | 0 | 0 | 0.275
> LV Generation Non-Intermittent
LV Generation Non-Intermittent | -5.339 | -0.584 | -0.057 | 0 | 0 | 0.275
LDNO LV: LV Generation Non-Intermittent | -5.339 | -0.584 | -0.057 | 0 | 0 | 0.275
LDNO HV: LV Generation Non-Intermittent | -5.339 | -0.584 | -0.057 | 0 | 0 | 0.275
> LV Sub Generation Intermittent
LV Sub Generation Intermittent | -0.583 | 0 | 0 | 0 | 0 | 0.248
LDNO HV: LV Sub Generation Intermittent | -0.583 | 0 | 0 | 0 | 0 | 0.248
> LV Sub Generation Non-Intermittent
LV Sub Generation Non-Intermittent | -4.54 | -0.489 | -0.044 | 0 | 0 | 0.248
LDNO HV: LV Sub Generation Non-Intermittent | -4.54 | -0.489 | -0.044 | 0 | 0 | 0.248
> HV Generation Intermittent
HV Generation Intermittent | -0.379 | 0 | 0 | 17.5 | 0 | 0.203
LDNO HV: HV Generation Intermittent | -0.379 | 0 | 0 | 0 | 0 | 0.203
> HV Generation Non-Intermittent
HV Generation Non-Intermittent | -3.046 | -0.309 | -0.02 | 17.5 | 0 | 0.203
LDNO HV: HV Generation Non-Intermittent | -3.046 | -0.309 | -0.02 | 0 | 0 | 0.203
> HV Sub Generation Non-Intermittent
HV Sub Generation Non-Intermittent | -3.189 | -0.326 | -0.021 | 17.5 | 0 | 0.128
> HV Sub Generation Intermittent
HV Sub Generation Intermittent | -0.398 | 0 | 0 | 17.5 | 0 | 0.128
3606. Net revenues by tariff from rounding
Cell-by-cell calculation =0.01*x1*(x2*x3+x4*x5)+10*(x6*x7+x8*x9+x10*x11+x12*x13)
Data sources:
x1 = 1010. Days in the charging period (in Financial and general assumptions)
x2 = 3603. Fixed charge p/MPAN/day rounding (in Tariff rounding)
x3 = 2305. MPANs (in Equivalent volume for each end user)
x4 = 3603. Capacity charge p/kVA/day rounding (in Tariff rounding)
x5 = 2305. Import capacity (kVA) (in Equivalent volume for each end user)
x6 = 3603. Unit rate 1 p/kWh rounding (in Tariff rounding)
x7 = 2305. Rate 1 units (MWh) (in Equivalent volume for each end user)
x8 = 3603. Unit rate 2 p/kWh rounding (in Tariff rounding)
x9 = 2305. Rate 2 units (MWh) (in Equivalent volume for each end user)
x10 = 3603. Unit rate 3 p/kWh rounding (in Tariff rounding)
x11 = 2305. Rate 3 units (MWh) (in Equivalent volume for each end user)
x12 = 3603. Reactive power charge p/kVArh rounding (in Tariff rounding)
x13 = 2305. Reactive power units (MVArh) (in Equivalent volume for each end user)
Net revenues by tariff from rounding
Domestic Unrestricted | 18764.0583
Domestic Two Rate | 9687.9739
Domestic Off Peak (related MPAN) | 114.3809
Small Non Domestic Unrestricted | -8032.9404
Small Non Domestic Two Rate | -1276.3547
Small Non Domestic Off Peak (related MPAN) | -40.8214
LV Medium Non-Domestic | 1618.0214
LV Sub Medium Non-Domestic | -0.014495
HV Medium Non-Domestic | -88.9673
LV HH Metered | -8375.516
LV Sub HH Metered | -37.7957
HV HH Metered | -24610.2039
HV Sub HH Metered | 0
NHH UMS | 181.3036
LV UMS (Pseudo HH Metered) | 442.3835
LV Generation NHH | -1.3131
LV Sub Generation NHH | 0
LV Generation Intermittent | -0.14185
LV Generation Non-Intermittent | 0.14382
LV Sub Generation Intermittent | 0
LV Sub Generation Non-Intermittent | 0
HV Generation Intermittent | 3.2101
HV Generation Non-Intermittent | -230.9931
HV Sub Generation Non-Intermittent | 0
HV Sub Generation Intermittent | 0
3607. Revenue forecast summary
Data sources:
x1 = 3403. Total net revenues before matching (£/year) (in Revenue surplus or shortfall)
x2 = 1076. Revenue raised outside this model (£/year) (in Target revenue)
x3 = 3510. Net revenues by tariff from scaler (in Scaler)
x4 = 3606. Net revenues by tariff from rounding
x5 = Total net revenues before matching (£/year) (in Revenue forecast summary)
x6 = Revenue raised outside this model (£/year) (in Revenue forecast summary)
x7 = Total net revenues from scaler (£/year) (in Workbook build options and main parameters) (in Revenue forecast summary)
x8 = Total net revenues from rounding (£/year) (in Revenue forecast summary)
x9 = Total net revenues (£/year) (in Revenue forecast summary)
x10 = 3402. Allowed revenue (£/year)
Kind: | Copy cells | Copy cells | Cell summation | Cell summation | Cell-by-cell calculation | Cell-by-cell calculation
Formula: | =x1 | =x2 | =SUM(x3) | =SUM(x4) | =x5+x6+x7+x8 | =x9-x10
| Total net revenues before matching (£/year) | Revenue raised outside this model (£/year) | Total net revenues from scaler (£/year) | Total net revenues from rounding (£/year) | Total net revenues (£/year) | Deviation from target revenue (£/year)
Revenue forecast summary | 335967716.31 | 3020351.1025 | 79809012.5875 | -11883.5865 | 418785196.4135 | -11883.5865

## CData
CDCM model 100: Additional calculations for tariff comparisons |  | WPD West Midlands |  | 2012/13 |  | April Tariffs 2012/13
4001. Revenues under current tariffs (£/year)
Cell-by-cell calculation =IF(x1,x1,0.01*x2*(x3*x4+x5*x6)+10*(x7*x8+x9*x10+x11*x12+x13*x14))
Data sources:
x1 = 1201. Current revenues if known (£/year) (in Current tariff information)
x2 = 1010. Days in the charging period (in Financial and general assumptions)
x3 = 1201. Current Fixed charge p/MPAN/day (in Current tariff information)
x4 = 1053. MPANs by tariff (in Volume forecasts for the charging year)
x5 = 1201. Current Capacity charge p/kVA/day (in Current tariff information)
x6 = 1053. Import capacity (kVA) by tariff (in Volume forecasts for the charging year)
x7 = 1201. Current Unit rate 1 p/kWh (in Current tariff information)
x8 = 1053. Rate 1 units (MWh) by tariff (in Volume forecasts for the charging year)
x9 = 1201. Current Unit rate 2 p/kWh (in Current tariff information)
x10 = 1053. Rate 2 units (MWh) by tariff (in Volume forecasts for the charging year)
x11 = 1201. Current Unit rate 3 p/kWh (in Current tariff information)
x12 = 1053. Rate 3 units (MWh) by tariff (in Volume forecasts for the charging year)
x13 = 1201. Current Reactive power charge p/kVArh (in Current tariff information)
x14 = 1053. Reactive power units (MVArh) by tariff (in Volume forecasts for the charging year)
Revenues under current tariffs (£/year)
Domestic Unrestricted | 151763064.3875
Domestic Two Rate | 26845177.2327
Domestic Off Peak (related MPAN) | 93517.3558
Small Non Domestic Unrestricted | 27736070.537
Small Non Domestic Two Rate | 8195069.1892
Small Non Domestic Off Peak (related MPAN) | 25704.5604
LV Medium Non-Domestic | 21953114.1325
LV Sub Medium Non-Domestic | 27.6305
HV Medium Non-Domestic | 531063.5752
LV HH Metered | 30551024.0416
LV Sub HH Metered | 116449.4106
HV HH Metered | 88042720.2962
HV Sub HH Metered | 0
NHH UMS | 2322483.7789
LV UMS (Pseudo HH Metered) | 5022726.6012
4002. All-the-way volumes
Data sources:
x1 = 1053. Rate 1 units (MWh) by tariff (in Volume forecasts for the charging year)
x2 = 1053. Rate 2 units (MWh) by tariff (in Volume forecasts for the charging year)
x3 = 1053. Rate 3 units (MWh) by tariff (in Volume forecasts for the charging year)
x4 = 1053. MPANs by tariff (in Volume forecasts for the charging year)
x5 = 1053. Import capacity (kVA) by tariff (in Volume forecasts for the charging year)
x6 = 1053. Reactive power units (MVArh) by tariff (in Volume forecasts for the charging year)
x7 = 3802. All units (MWh) (in Revenue summary)
Kind: | Copy cells | Copy cells | Copy cells | Copy cells | Copy cells | Copy cells | Copy cells
Formula: | = x1 | = x2 | = x3 | = x4 | = x5 | = x6 | = x7
| Rate 1 units (MWh) | Rate 2 units (MWh) | Rate 3 units (MWh) | MPANs | Import capacity (kVA) | Reactive power units (MVArh) | All units (MWh)
Domestic Unrestricted | 7374893.6776 | 0 | 0 | 1915000 | 0 | 0 | 7374893.6776
Domestic Two Rate | 1112243.5081 | 879826.5342 | 0 | 320000 | 0 | 0 | 1992070.0423
Domestic Off Peak (related MPAN) | 50009.2812 | 0 | 0 | 12000 | 0 | 0 | 50009.2812
Small Non Domestic Unrestricted | 1681001.5856 | 0 | 0 | 131000 | 0 | 0 | 1681001.5856
Small Non Domestic Two Rate | 454803.1384 | 221815.0541 | 0 | 31900 | 0 | 0 | 676618.1924
Small Non Domestic Off Peak (related MPAN) | 8802.9317 | 0 | 0 | 1035 | 0 | 0 | 8802.9317
LV Medium Non-Domestic | 1309103.9816 | 324805.3475 | 0 | 17669.5677 | 0 | 0 | 1633909.3291
LV Sub Medium Non-Domestic | 0 | 0 | 0 | 1 | 0 | 0 | 0
HV Medium Non-Domestic | 35190.7846 | 9519.4739 | 0 | 355 | 0 | 0 | 44710.2585
LV HH Metered | 207936.8607 | 833949.2917 | 852510.1181 | 5900 | 950000 | 187442.169 | 1894396.2705
LV Sub HH Metered | 173.9622 | 699.3383 | 919.8888 | 17 | 8000 | 0 | 1793.1893
HV HH Metered | 795842.8894 | 3201247.3956 | 4069886.855 | 3710 | 2861000 | 1261753.689 | 8066977.14
HV Sub HH Metered | 0 | 0 | 0 | 0 | 0 | 0 | 0
NHH UMS | 107026.9023 | 0 | 0 | 1682.0499 | 0 | 0 | 107026.9023
LV UMS (Pseudo HH Metered) | 14139.3629 | 24772.5151 | 204407.0872 | 16 | 0 | 0 | 243318.9652
LV Generation NHH | 297.333 | 0 | 0 | 76 | 0 | 0 | 297.333
LV Sub Generation NHH | 0 | 0 | 0 | 0 | 0 | 0 | 0
LV Generation Intermittent | 32.1196 | 0 | 0 | 2 | 0 | 0 | 32.1196
LV Generation Non-Intermittent | 104.016 | 307.363 | 632.92 | 19 | 0 | 0 | 1044.299
LV Sub Generation Intermittent | 0 | 0 | 0 | 0 | 0 | 0 | 0
LV Sub Generation Non-Intermittent | 0 | 0 | 0 | 0 | 0 | 0 | 0
HV Generation Intermittent | 755.841 | 0 | 0 | 2 | 0 | 375.51 | 755.841
HV Generation Non-Intermittent | 37631.117 | 124344.926 | 243894.852 | 76 | 0 | 396.993 | 405870.895
HV Sub Generation Non-Intermittent | 0 | 0 | 0 | 0 | 0 | 0 | 0
HV Sub Generation Intermittent | 0 | 0 | 0 | 0 | 0 | 0 | 0
4003. Normalised to
Normalised to
Domestic Unrestricted | = x1: MPAN
Domestic Two Rate | = x1: MPAN
Domestic Off Peak (related MPAN) | = x1: MPAN
Small Non Domestic Unrestricted | = x1: MPAN
Small Non Domestic Two Rate | = x1: MPAN
Small Non Domestic Off Peak (related MPAN) | = x1: MPAN
LV Medium Non-Domestic | = x1: MPAN
LV Sub Medium Non-Domestic | = x1: MPAN
HV Medium Non-Domestic | = x1: MPAN
LV HH Metered | = x1: kVA
LV Sub HH Metered | = x1: kVA
HV HH Metered | = x1: kVA
HV Sub HH Metered | = x1: kVA
NHH UMS | = x1: MWh
LV UMS (Pseudo HH Metered) | = x1: MWh
LV Generation NHH | = x1: MWh
LV Sub Generation NHH | = x1: MWh
LV Generation Intermittent | = x1: MWh
LV Generation Non-Intermittent | = x1: MWh
LV Sub Generation Intermittent | = x1: MWh
LV Sub Generation Non-Intermittent | = x1: MWh
HV Generation Intermittent | = x1: MWh
HV Generation Non-Intermittent | = x1: MWh
HV Sub Generation Non-Intermittent | = x1: MWh
HV Sub Generation Intermittent | = x1: MWh
4004. Normalised volumes for comparisons
Data sources:
x1 = 4002. Rate 1 units (MWh) by tariff (in Volume forecasts for the charging year) (in All-the-way volumes)
x2 = 4003. Normalised to
x3 = 4002. Import capacity (kVA) by tariff (in Volume forecasts for the charging year) (in All-the-way volumes)
x4 = 4002. MPANs by tariff (in Volume forecasts for the charging year) (in All-the-way volumes)
x5 = 4002. All units (MWh) (in Revenue summary) (in All-the-way volumes)
x6 = 4002. Rate 2 units (MWh) by tariff (in Volume forecasts for the charging year) (in All-the-way volumes)
x7 = 4002. Rate 3 units (MWh) by tariff (in Volume forecasts for the charging year) (in All-the-way volumes)
x8 = 4002. Reactive power units (MVArh) by tariff (in Volume forecasts for the charging year) (in All-the-way volumes)
x9 = 1010. Days in the charging period (in Financial and general assumptions)
x10 = 3605. Fixed charge p/MPAN/day (in Tariffs)
x11 = Normalised MPANs (in Normalised volumes for comparisons)
x12 = 3605. Capacity charge p/kVA/day (in Tariffs)
x13 = Normalised Import capacity (kVA) (in Normalised volumes for comparisons)
x14 = 3605. Unit rate 1 p/kWh (in Tariffs)
x15 = Normalised Rate 1 units (MWh) (in Normalised volumes for comparisons)
x16 = 3605. Unit rate 2 p/kWh (in Tariffs)
x17 = Normalised Rate 2 units (MWh) (in Normalised volumes for comparisons)
x18 = 3605. Unit rate 3 p/kWh (in Tariffs)
x19 = Normalised Rate 3 units (MWh) (in Normalised volumes for comparisons)
x20 = 3605. Reactive power charge p/kVArh (in Tariffs)
x21 = Normalised Reactive power units (MVArh) (in Normalised volumes for comparisons)
Kind: | Cell-by-cell calculation | Cell-by-cell calculation | Cell-by-cell calculation | Cell-by-cell calculation | Cell-by-cell calculation | Cell-by-cell calculation | Cell-by-cell calculation
Formula: | =x1/IF(x2="kVA",IF(x3,x3,1),IF(x2="MPAN",IF(x4,x4,1),IF(x5,x5,1))) | =x6/IF(x2="kVA",IF(x3,x3,1),IF(x2="MPAN",IF(x4,x4,1),IF(x5,x5,1))) | =x7/IF(x2="kVA",IF(x3,x3,1),IF(x2="MPAN",IF(x4,x4,1),IF(x5,x5,1))) | =x4/IF(x2="kVA",IF(x3,x3,1),IF(x2="MPAN",IF(x4,x4,1),IF(x5,x5,1))) | =x3/IF(x2="kVA",IF(x3,x3,1),IF(x2="MPAN",IF(x4,x4,1),IF(x5,x5,1))) | =x8/IF(x2="kVA",IF(x3,x3,1),IF(x2="MPAN",IF(x4,x4,1),IF(x5,x5,1))) | =IF(IV1,IV2,0.01*x9*(x10*x11+x12*x13)+10*(x14*x15+x16*x17+x18*x19+x20*x21))
| Normalised Rate 1 units (MWh) | Normalised Rate 2 units (MWh) | Normalised Rate 3 units (MWh) | Normalised MPANs | Normalised Import capacity (kVA) | Normalised Reactive power units (MVArh) | Normalised revenues (£/year)
Domestic Unrestricted
Domestic Unrestricted | 3.8511 | 0 | 0 | 1 | 0 | 0 | 91.3155
LDNO LV: Domestic Unrestricted | 3.8511 | 0 | 0 | 1 | 0 | 0 | 63.1144
LDNO HV: Domestic Unrestricted | 3.8511 | 0 | 0 | 1 | 0 | 0 | 44.5293
Domestic Two Rate
Domestic Two Rate | 3.4758 | 2.7495 | 0 | 1 | 0 | 0 | 101.6316
LDNO LV: Domestic Two Rate | 3.4758 | 2.7495 | 0 | 1 | 0 | 0 | 70.2445
LDNO HV: Domestic Two Rate | 3.4758 | 2.7495 | 0 | 1 | 0 | 0 | 49.5599
Domestic Off Peak (related MPAN)
Domestic Off Peak (related MPAN) | 4.1674 | 0 | 0 | 1 | 0 | 0 | 7.9181
LDNO LV: Domestic Off Peak (related MPAN) | 4.1674 | 0 | 0 | 1 | 0 | 0 | 5.4728
LDNO HV: Domestic Off Peak (related MPAN) | 4.1674 | 0 | 0 | 1 | 0 | 0 | 3.8612
Small Non Domestic Unrestricted
Small Non Domestic Unrestricted | 12.8321 | 0 | 0 | 1 | 0 | 0 | 244.314
LDNO LV: Small Non Domestic Unrestricted | 12.8321 | 0 | 0 | 1 | 0 | 0 | 168.8621
LDNO HV: Small Non Domestic Unrestricted | 12.8321 | 0 | 0 | 1 | 0 | 0 | 119.138
Small Non Domestic Two Rate
Small Non Domestic Two Rate | 14.2572 | 6.9534 | 0 | 1 | 0 | 0 | 314.4294
LDNO LV: Small Non Domestic Two Rate | 14.2572 | 6.9534 | 0 | 1 | 0 | 0 | 217.3236
LDNO HV: Small Non Domestic Two Rate | 14.2572 | 6.9534 | 0 | 1 | 0 | 0 | 153.3292
Small Non Domestic Off Peak (related MPAN)
Small Non Domestic Off Peak (related MPAN) | 8.5052 | 0 | 0 | 1 | 0 | 0 | 26.6214
LDNO LV: Small Non Domestic Off Peak (related MPAN) | 8.5052 | 0 | 0 | 1 | 0 | 0 | 18.3999
LDNO HV: Small Non Domestic Off Peak (related MPAN) | 8.5052 | 0 | 0 | 1 | 0 | 0 | 12.9817
LV Medium Non-Domestic
LV Medium Non-Domestic | 74.0881 | 18.3822 | 0 | 1 | 0 | 0 | 1465.2981
LDNO LV: LV Medium Non-Domestic | 74.0881 | 18.3822 | 0 | 1 | 0 | 0 | 1012.7674
LDNO HV: LV Medium Non-Domestic | 74.0881 | 18.3822 | 0 | 1 | 0 | 0 | 714.5419
LV Sub Medium Non-Domestic
LV Sub Medium Non-Domestic | 0 | 0 | 0 | 1 | 0 | 0 | 36.9745
HV Medium Non-Domestic
HV Medium Non-Domestic | 99.129 | 26.8154 | 0 | 1 | 0 | 0 | 1887.6617
LV HH Metered
LV HH Metered | 0.21888 | 0.87784 | 0.89738 | 0.0062105 | 1 | 0.19731 | 34.9515
LDNO LV: LV HH Metered | 0.21888 | 0.87784 | 0.89738 | 0.0062105 | 1 | 0.19731 | 24.1573
LDNO HV: LV HH Metered | 0.21888 | 0.87784 | 0.89738 | 0.0062105 | 1 | 0.19731 | 17.0438
LV Sub HH Metered
LV Sub HH Metered | 0.021745 | 0.087417 | 0.11499 | 0.002125 | 1 | 0 | 17.2765
LDNO HV: LV Sub HH Metered | 0.021745 | 0.087417 | 0.11499 | 0.002125 | 1 | 0 | 12.5846
HV HH Metered
HV HH Metered | 0.27817 | 1.1189 | 1.4225 | 0.0012967 | 1 | 0.44102 | 34.4231
LDNO HV: HV HH Metered | 0.27817 | 1.1189 | 1.4225 | 0.0012967 | 1 | 0.44102 | 28.5042
HV Sub HH Metered
HV Sub HH Metered | 0 | 0 | 0 | 0 | 0 | 0 | 0
NHH UMS
NHH UMS | 1 | 0 | 0 | 0.015716 | 0 | 0 | 25
LDNO LV: NHH UMS | 1 | 0 | 0 | 0.015716 | 0 | 0 | 17.2792
LDNO HV: NHH UMS | 1 | 0 | 0 | 0.015716 | 0 | 0 | 12.1911
LV UMS (Pseudo HH Metered)
LV UMS (Pseudo HH Metered) | 0.05811 | 0.10181 | 0.84008 | 6.5757e-05 | 0 | 0 | 23.7974
LDNO LV: LV UMS (Pseudo HH Metered) | 0.05811 | 0.10181 | 0.84008 | 6.5757e-05 | 0 | 0 | 16.448
LDNO HV: LV UMS (Pseudo HH Metered) | 0.05811 | 0.10181 | 0.84008 | 6.5757e-05 | 0 | 0 | 11.6046
LV Generation NHH
LV Generation NHH | 1 | 0 | 0 | 0.25561 | 0 | 0 | -6.92
LDNO LV: LV Generation NHH | 1 | 0 | 0 | 0.25561 | 0 | 0 | -6.92
LDNO HV: LV Generation NHH | 1 | 0 | 0 | 0.25561 | 0 | 0 | -6.92
LV Sub Generation NHH
LV Sub Generation NHH | 0 | 0 | 0 | 0 | 0 | 0 | 0
LDNO HV: LV Sub Generation NHH | 0 | 0 | 0 | 0 | 0 | 0 | 0
LV Generation Intermittent
LV Generation Intermittent | 1 | 0 | 0 | 0.062267 | 0 | 0 | -6.92
LDNO LV: LV Generation Intermittent | 1 | 0 | 0 | 0.062267 | 0 | 0 | -6.92
LDNO HV: LV Generation Intermittent | 1 | 0 | 0 | 0.062267 | 0 | 0 | -6.92
LV Generation Non-Intermittent
LV Generation Non-Intermittent | 0.099604 | 0.29432 | 0.60607 | 0.018194 | 0 | 0 | -7.3822
LDNO LV: LV Generation Non-Intermittent | 0.099604 | 0.29432 | 0.60607 | 0.018194 | 0 | 0 | -7.3822
LDNO HV: LV Generation Non-Intermittent | 0.099604 | 0.29432 | 0.60607 | 0.018194 | 0 | 0 | -7.3822
LV Sub Generation Intermittent
LV Sub Generation Intermittent | 0 | 0 | 0 | 0 | 0 | 0 | 0
LDNO HV: LV Sub Generation Intermittent | 0 | 0 | 0 | 0 | 0 | 0 | 0
LV Sub Generation Non-Intermittent
LV Sub Generation Non-Intermittent | 0 | 0 | 0 | 0 | 0 | 0 | 0
LDNO HV: LV Sub Generation Non-Intermittent | 0 | 0 | 0 | 0 | 0 | 0 | 0
HV Generation Intermittent
HV Generation Intermittent | 1 | 0 | 0 | 0.0026461 | 0 | 0.49681 | -2.6125
LDNO HV: HV Generation Intermittent | 1 | 0 | 0 | 0.0026461 | 0 | 0.49681 | -2.7815
HV Generation Non-Intermittent
HV Generation Non-Intermittent | 0.092717 | 0.30637 | 0.60092 | 0.00018725 | 0 | 0.00097813 | -3.8771
LDNO HV: HV Generation Non-Intermittent | 0.092717 | 0.30637 | 0.60092 | 0.00018725 | 0 | 0.00097813 | -3.889
HV Sub Generation Non-Intermittent
HV Sub Generation Non-Intermittent | 0 | 0 | 0 | 0 | 0 | 0 | 0
HV Sub Generation Intermittent
HV Sub Generation Intermittent | 0 | 0 | 0 | 0 | 0 | 0 | 0
4005. LDNO LV charges (normalised £/year)
Copy cells = x1
Data sources:
x1 = 4004. Normalised revenues (£/year) (in Normalised volumes for comparisons)
LDNO LV charges (normalised £/year)
LDNO LV: Domestic Unrestricted | = x1: 63.1144
LDNO LV: Domestic Two Rate | = x1: 70.2445
LDNO LV: Domestic Off Peak (related MPAN) | = x1: 5.4728
LDNO LV: Small Non Domestic Unrestricted | = x1: 168.8621
LDNO LV: Small Non Domestic Two Rate | = x1: 217.3236
LDNO LV: Small Non Domestic Off Peak (related MPAN) | = x1: 18.3999
LDNO LV: LV Medium Non-Domestic | = x1: 1012.7674
LDNO LV: LV HH Metered | = x1: 24.1573
N/A | bar: = x1
N/A | bar: = x1
LDNO LV: NHH UMS | = x1: 17.2792
LDNO LV: LV UMS (Pseudo HH Metered) | = x1: 16.448
LDNO LV: LV Generation NHH | = x1: -6.92
N/A | bar: = x1
LDNO LV: LV Generation Intermittent | = x1: -6.92
LDNO LV: LV Generation Non-Intermittent | = x1: -7.3822
N/A | bar: = x1
N/A | bar: = x1
N/A | bar: = x1
N/A | bar: = x1
4006. LDNO HV charges (normalised £/year)
Copy cells = x1
Data sources:
x1 = 4004. Normalised revenues (£/year) (in Normalised volumes for comparisons)
LDNO HV charges (normalised £/year)
LDNO HV: Domestic Unrestricted | = x1: 44.5293
LDNO HV: Domestic Two Rate | = x1: 49.5599
LDNO HV: Domestic Off Peak (related MPAN) | = x1: 3.8612
LDNO HV: Small Non Domestic Unrestricted | = x1: 119.138
LDNO HV: Small Non Domestic Two Rate | = x1: 153.3292
LDNO HV: Small Non Domestic Off Peak (related MPAN) | = x1: 12.9817
LDNO HV: LV Medium Non-Domestic | = x1: 714.5419
LDNO HV: LV HH Metered | = x1: 17.0438
LDNO HV: LV Sub HH Metered | = x1: 12.5846
LDNO HV: HV HH Metered | = x1: 28.5042
LDNO HV: NHH UMS | = x1: 12.1911
LDNO HV: LV UMS (Pseudo HH Metered) | = x1: 11.6046
LDNO HV: LV Generation NHH | = x1: -6.92
LDNO HV: LV Sub Generation NHH | = x1: 0
LDNO HV: LV Generation Intermittent | = x1: -6.92
LDNO HV: LV Generation Non-Intermittent | = x1: -7.3822
LDNO HV: LV Sub Generation Intermittent | = x1: 0
LDNO HV: LV Sub Generation Non-Intermittent | = x1: 0
LDNO HV: HV Generation Intermittent | = x1: -2.7815
LDNO HV: HV Generation Non-Intermittent | = x1: -3.889

## CTables
CDCM model 100: Tariff comparisons |  | WPD West Midlands |  | 2012/13 | April Tariffs 2012/13
4101. Comparison with current all-the-way demand tariffs
Data sources:
x1 = 4001. Revenues under current tariffs (£/year)
x2 = 3802. Net revenues (£/year) (in Revenue summary)
x3 = 3802. All units (MWh) (in Revenue summary)
x4 = 1053. MPANs by tariff (in Volume forecasts for the charging year)
Kind: | Cell-by-cell calculation | Cell-by-cell calculation | Copy cells
Formula: | =IF(x1,x2/x1-1,"") | =(x2-x1)/IF(x3,x3,1)/10 | = x4
| Change | Absolute change (average p/kWh) | MPANs
Domestic Unrestricted | 15.23% | 0.31331 | 1915000
Domestic Two Rate | 21.15% | 0.28498 | 320000
Domestic Off Peak (related MPAN) | 1.604% | 0.003 | 12000
Small Non Domestic Unrestricted | 15.39% | 0.25396 | 131000
Small Non Domestic Two Rate | 22.39% | 0.27124 | 31900
Small Non Domestic Off Peak (related MPAN) | 7.192% | 0.021 | 1035
LV Medium Non-Domestic | 17.94% | 0.24102 | 17669.5677
LV Sub Medium Non-Domestic | 33.82% | 0.9344 | 1
HV Medium Non-Domestic | 26.18% | 0.31102 | 355
LV HH Metered | 8.683% | 0.14004 | 5900
LV Sub HH Metered | 18.69% | 1.2136 | 17
HV HH Metered | 11.86% | 0.12944 | 3710
HV Sub HH Metered |  | 0 | 0
NHH UMS | 15.21% | 0.33 | 1682.0499
LV UMS (Pseudo HH Metered) | 15.28% | 0.31549 | 16
4102. LDNO margins in use of system charges
Data sources:
x1 = 4003. Normalised to
x2 = 4004. Normalised revenues (£/year) (in Normalised volumes for comparisons)
x3 = 4005. LDNO LV charges (normalised £/year)
x4 = All-the-way charges (normalised £/year) (in LDNO margins in use of system charges)
x5 = 4006. LDNO HV charges (normalised £/year)
Kind: | Copy cells | Copy cells | Cell-by-cell calculation | Cell-by-cell calculation
Formula: | = x1 | = x2 | =IF(x3,x4-x3,"") | =IF(x5,x4-x5,"")
| Normalised to | All-the-way charges (normalised £/year) | LDNO LV margin (normalised £/year) | LDNO HV margin (normalised £/year)
Domestic Unrestricted | MPAN | 91.3155 | 28.2011 | 46.7862
Domestic Two Rate | MPAN | 101.6316 | 31.3871 | 52.0717
Domestic Off Peak (related MPAN) | MPAN | 7.9181 | 2.4454 | 4.0569
Small Non Domestic Unrestricted | MPAN | 244.314 | 75.452 | 125.1761
Small Non Domestic Two Rate | MPAN | 314.4294 | 97.1058 | 161.1002
Small Non Domestic Off Peak (related MPAN) | MPAN | 26.6214 | 8.2215 | 13.6397
LV Medium Non-Domestic | MPAN | 1465.2981 | 452.5307 | 750.7562
LV HH Metered | kVA | 34.9515 | 10.7941 | 17.9076
LV Sub HH Metered | kVA | 17.2765 |  | 4.6919
HV HH Metered | kVA | 34.4231 |  | 5.9189
NHH UMS | MWh | 25 | 7.7208 | 12.8089
LV UMS (Pseudo HH Metered) | MWh | 23.7974 | 7.3494 | 12.1928
LV Generation NHH | MWh | -6.92 | 0 | 0
LV Sub Generation NHH | MWh | 0
LV Generation Intermittent | MWh | -6.92 | 0 | 0
LV Generation Non-Intermittent | MWh | -7.3822 | 0 | 0
LV Sub Generation Intermittent | MWh | 0
LV Sub Generation Non-Intermittent | MWh | 0
HV Generation Intermittent | MWh | -2.6125 |  | 0.16902
HV Generation Non-Intermittent | MWh | -3.8771 |  | 0.011961