## Overview
CDCM model 100: Overview |  | WPD South Wales | 2012/13 | model version 2441 April 2012 Price Change
This workbook contains internal hyperlinks to indicate source data for each calculation. |  |  | Colour coding
Data input
The "Back" and "Forward" buttons in Microsoft Excel 2003's "Web" toolbar |  |  | Void cell in input data table
are useful to navigate around the workbook. In Microsoft Excel 2007, the |  |  | Calculation
"Back" and "Forward" buttons can be added to the "Quick Access Toolbar". |  |  | Copy data
Void cell in calculation table
Unless stated otherwise, all the data in this model are for illustration only. |  |  | Constant value
Space for user notes
List of data tables in this workbook
This table lists the data tables (inputs and calculations) in the model. The link is to the first data cell of each table.
Worksheet | Data table |  | Type of table
Input | 1000. Company, charging year, data version |  | Input data
Input | 1010. Financial and general assumptions |  | Composite
Input | 1017. Diversity allowance between top and bottom of network level |  | Input data
Input | 1018. Proportion of relevant load going through 132kV/HV direct transformation |  | Input data
Input | 1019. Network model GSP peak demand (MW) |  | Input data
Input | 1020. Gross asset cost by network level (£) |  | Input data
Input | 1022. LV service model asset cost (£) |  | Input data
Input | 1023. HV service model asset cost (£) |  | Input data
Input | 1025. Matrix of applicability of LV service models to tariffs with fixed charges |  | Input data
Input | 1026. Matrix of applicability of LV service models to unmetered tariffs |  | Input data
Input | 1028. Matrix of applicability of HV service models to tariffs with fixed charges |  | Input data
Input | 1032. Loss adjustment factors to transmission |  | Input data
Input | 1037. Embedded network (LDNO) discounts |  | Input data
Input | 1041. Load profile data for demand users |  | Input data
Input | 1053. Volume forecasts for the charging year |  | Input data
Input | 1055. Transmission exit charges (£/year) |  | Input data
Input | 1059. Other expenditure |  | Input data
Input | 1060. Customer contributions under current connection charging policy |  | Input data
Input | 1061. Average split of rate 1 units by distribution time band |  | Input data
Input | 1062. Average split of rate 2 units by distribution time band |  | Input data
Input | 1068. Typical annual hours by distribution time band |  | Input data
Input | 1069. Peaking probabilities by network level |  | Input data
Input | 1076. Target revenue |  | Input data
Input | 1092. Average kVAr by kVA, by network level |  | Input data
Input | 1201. Current tariff information |  | Input data
LAFs | 2001. Loss adjustment factors to transmission |  | Composite
LAFs | 2002. Mapping of DRM network levels to core network levels |  | Fixed data
LAFs | 2003. Loss adjustment factor to transmission for each DRM network level |  | Sum-product calculation
LAFs | 2004. Loss adjustment factor to transmission for each network level |  | Combine tables
LAFs | 2005. Network use factors |  | Fixed data
LAFs | 2006. Proportion going through 132kV/EHV |  | Cell-by-cell calculation
LAFs | 2007. Proportion going through EHV |  | Cell-by-cell calculation
LAFs | 2008. Proportion going through EHV/HV |  | Cell-by-cell calculation
LAFs | 2009. Rerouteing matrix for all network levels |  | Combine tables
LAFs | 2010. Network use factors including 132kV/HV (except for HV Sub) |  | Sum-product calculation
LAFs | 2011. Network use factors including 132kV/HV |  | Combine tables
LAFs | 2012. Loss adjustment factors between end user meter reading and each network level, scaled by network use |  | Cell-by-cell calculation
DRM | 2101. Annuity rate |  | Cell-by-cell calculation
DRM | 2102. Loss adjustment factor to transmission for each core level |  | Combine tables
DRM | 2103. Loss adjustment factors |  | Composite
DRM | 2104. Diversity calculations |  | Special calculation
DRM | 2105. Network model total maximum demand at substation (MW) |  | Cell-by-cell calculation
DRM | 2106. Network model contribution to system maximum load measured at network level exit (MW) |  | Cell-by-cell calculation
DRM | 2107. Rerouteing matrix for DRM network levels |  | Combine tables
DRM | 2108. GSP simultaneous maximum load assumed through each network level (MW) |  | Sum-product calculation
DRM | 2109. Network model annuity by simultaneous maximum load for each network level (£/kW/year) |  | Cell-by-cell calculation
SM | 2201. Asset £/customer from LV service models |  | Sum-product calculation
SM | 2202. Asset £/(MWh/year) from LV service models |  | Sum-product calculation
SM | 2203. Service model asset p/kWh charge for unmetered tariffs |  | Cell-by-cell calculation
SM | 2204. Asset £/customer from HV service models |  | Sum-product calculation
SM | 2205. Service model assets by tariff (£) |  | Combine tables
SM | 2206. Replacement annuities for service models |  | Composite
Loads | 2301. Demand coefficient (load at time of system maximum load divided by average load) |  | Cell-by-cell calculation
Loads | 2302. Load coefficient |  | Combine tables
Loads | 2303. Discount map |  | Fixed data
Loads | 2304. LDNO discounts and volumes adjusted for discount |  | Composite
Loads | 2305. Equivalent volume for each end user |  | Cell summation
Multi | 2401. Adjust annual hours by distribution time band to match days in year |  | Composite
Multi | 2402. Normalisation of split of rate 1 units |  | Composite
Multi | 2403. Split of rate 1 units between distribution time bands |  | Combine tables
Multi | 2404. Normalisation of split of rate 2 units |  | Composite
Multi | 2405. Split of rate 2 units between distribution time bands |  | Combine tables
Multi | 2406. Split of rate 3 units between distribution time bands (default) |  | Fixed data
Multi | 2407. All units (MWh) |  | Cell-by-cell calculation
Multi | 2408. Calculation of implied load coefficients for two-rate users |  | Cell-by-cell calculation
Multi | 2409. Calculation of implied load coefficients for three-rate users |  | Cell-by-cell calculation
Multi | 2410. Calculation of adjusted time band load coefficients |  | Composite
Multi | 2411. Normalisation of peaking probabilities |  | Composite
Multi | 2412. Peaking probabilities by network level (reshaped) |  | Reshape table
Multi | 2413. Pseudo load coefficient by time band and network level |  | Cell-by-cell calculation
Multi | 2414. Unit rate 1 pseudo load coefficient by network level |  | Sum-product calculation
Multi | 2415. Unit rate 2 pseudo load coefficient by network level |  | Sum-product calculation
Multi | 2416. Unit rate 3 pseudo load coefficient by network level |  | Sum-product calculation
SMD | 2501. Contributions of users on one-rate multi tariffs to system simultaneous maximum load by network level (kW) |  | Cell-by-cell calculation
SMD | 2502. Contributions of users on two-rate multi tariffs to system simultaneous maximum load by network level (kW) |  | Cell-by-cell calculation
SMD | 2503. Contributions of users on three-rate multi tariffs to system simultaneous maximum load by network level (kW) |  | Cell-by-cell calculation
SMD | 2504. Estimated contributions of users on each tariff to system simultaneous maximum load by network level (kW) |  | Cell-by-cell calculation
SMD | 2505. Contributions of users on each tariff to system simultaneous maximum load by network level (kW) |  | Combine tables
SMD | 2506. Forecast system simultaneous maximum load (kW) from forecast units |  | Cell summation
AMD | 2601. Pre-processing of data for standing charge factors |  | Composite
AMD | 2602. Standing charges factors adapted to use 132kV/HV |  | Combine tables
AMD | 2603. Capacity-based contributions to chargeable aggregate maximum load by network level (kW) |  | Cell-by-cell calculation
AMD | 2604. Unit-based contributions to chargeable aggregate maximum load (kW) |  | Cell-by-cell calculation
AMD | 2605. Contributions to aggregate maximum load by network level (kW) |  | Combine tables
AMD | 2606. Forecast chargeable aggregate maximum load (kW) |  | Cell summation
AMD | 2607. Forecast simultaneous load subject to standing charge factors (kW) |  | Cell-by-cell calculation
AMD | 2608. Forecast simultaneous load replaced by standing charge (kW) |  | Cell summation
AMD | 2609. Calculated LV diversity allowance |  | Cell-by-cell calculation
AMD | 2610. Network level mapping for diversity allowances |  | Fixed data
AMD | 2611. Diversity allowances including 132kV/HV |  | Sum-product calculation
AMD | 2612. Diversity allowances (including calculated LV value) |  | Combine tables
AMD | 2613. Forecast simultaneous maximum load (kW) adjusted for standing charges |  | Cell-by-cell calculation
Otex | 2701. Operating expenditure coded by network level (£/year) |  | Combine tables
Otex | 2702. Network model assets (£) scaled by load forecast |  | Cell-by-cell calculation
Otex | 2703. Annual consumption by tariff for unmetered users (MWh) |  | Copy cells
Otex | 2704. Service model asset data |  | Composite
Otex | 2705. Data for allocation of operating expenditure |  | Composite
Otex | 2706. Amount of expenditure to be allocated according to asset values (£/year) |  | Cell-by-cell calculation
Otex | 2707. Total operating expenditure by network level (£/year) |  | Cell-by-cell calculation
Otex | 2708. Operating expenditure percentage by network level |  | Cell-by-cell calculation
Otex | 2709. Unit operating expenditure based on simultaneous maximum load (£/kW/year) |  | Cell-by-cell calculation
Otex | 2710. Operating expenditure for customer assets p/MPAN/day |  | Composite
Otex | 2711. Operating expenditure for unmetered customer assets (p/kWh) |  | Cell-by-cell calculation
Contrib | 2801. Network level of supply (for customer contributions) by tariff |  | Fixed data
Contrib | 2802. Contribution proportion by customer type and network level of assets (proportion of assets annuities deemed to be covered by customer contributions) |  | Cell-by-cell calculation
Contrib | 2803. Contribution proportion by tariff and network level (proportion of assets annuities deemed to be covered by customer contributions) |  | Sum-product calculation
Contrib | 2804. Proportion of annual charge covered by contributions (for all charging levels) |  | Combine tables
Yard | 2901. Unit cost at each level, £/kW/year (relative to system simultaneous maximum load) |  | Combine tables
Yard | 2902. Pay-as-you-go yardstick unit costs by charging level (p/kWh) |  | Cell-by-cell calculation
Yard | 2903. Pay-as-you-go unit rate 1 p/kWh |  | Composite
Yard | 2904. Pay-as-you-go unit rate 2 p/kWh |  | Composite
Yard | 2905. Pay-as-you-go unit rate 3 p/kWh |  | Composite
Standing | 3001. Costs based on aggregate maximum load (£/kW/year) |  | Cell-by-cell calculation
Standing | 3002. Capacity elements p/kVA/day |  | Cell-by-cell calculation
Standing | 3003. Yardstick unit rate p/kWh (taking account of standing charges) |  | Composite
Standing | 3004. Unit rate 1 (taking account of standing charges) |  | Composite
Standing | 3005. Unit rate 2 (taking account of standing charges) |  | Composite
Standing | 3006. Unit rate 3 (taking account of standing charges) |  | Composite
NHH | 3101. Average maximum kVA/MPAN by end user class, for user classes without an agreed import capacity |  | Cell-by-cell calculation
NHH | 3102. Capacity-driven fixed charge elements from standing charges factors p/MPAN/day |  | Cell-by-cell calculation
NHH | 3103. Capacity used by LV users without an agreed capacity |  | Composite
NHH | 3104. Aggregate data for LV users without agreed capacity for allocation of LV circuit costs |  | Composite
NHH | 3105. LV fixed charge elements from standing charges factors p/MPAN/day |  | Cell-by-cell calculation
NHH | 3106. Fixed charge elements from standing charges factors p/MPAN/day |  | Combine tables
Reactive | 3201. Standard components p/kWh for reactive power (absolute value) |  | Cell-by-cell calculation
Reactive | 3202. Standard reactive p/kVArh |  | Cell-by-cell calculation
Reactive | 3203. Network use factors for generator reactive unit charges |  | Fixed data
Reactive | 3204. Absolute value of load coefficient (kW peak / average kW) |  | Cell-by-cell calculation
Reactive | 3205. Pay-as-you-go components p/kWh for reactive power (absolute value) |  | Cell-by-cell calculation
Reactive | 3206. Pay-as-you-go reactive p/kVArh |  | Cell-by-cell calculation
Aggreg | 3301. Unit rate 1 p/kWh (elements) |  | Combine tables
Aggreg | 3302. Unit rate 2 p/kWh (elements) |  | Combine tables
Aggreg | 3303. Unit rate 3 p/kWh (elements) |  | Combine tables
Aggreg | 3304. Fixed charge p/MPAN/day (elements) |  | Combine tables
Aggreg | 3305. Capacity charge p/kVA/day (elements) |  | Copy cells
Aggreg | 3306. Reactive power charge p/kVArh (elements) |  | Combine tables
Aggreg | 3307. Summary of charges before revenue matching |  | Cell summation
Revenue | 3401. Net revenues by tariff before matching (£/year) |  | Cell-by-cell calculation
Revenue | 3402. Allowed revenue (£/year) |  | Cell-by-cell calculation
Revenue | 3403. Revenue surplus or shortfall |  | Composite
Scaler | 3501. Factor to scale to £1/kW at transmission exit level |  | Cell-by-cell calculation
Scaler | 3502. Applicability factor for £1/kW scaler |  | Combine tables
Scaler | 3503. Scalable elements of tariff components |  | Sum-product calculation
Scaler | 3504. Marginal revenue effect of scaler |  | Cell-by-cell calculation
Scaler | 3505. Scaler value at which the minimum is breached |  | Cell-by-cell calculation
Scaler | 3506. Root if there were no constraints |  | Special calculation
Scaler | 3507. Starting point |  | Special calculation
Scaler | 3508. Solve a simple linear programming problem |  | Composite
Scaler | 3509. General scaler rate |  | Optimisation result
Scaler | 3510. Scaler |  | Cell-by-cell calculation
Adjust | 3601. Tariffs before rounding |  | Cell-by-cell calculation
Adjust | 3602. Decimal places |  | Fixed data
Adjust | 3603. Tariff rounding |  | Cell-by-cell calculation
Adjust | 3604. All the way tariffs |  | Cell-by-cell calculation
Adjust | 3605. Tariffs |  | Cell-by-cell calculation
Adjust | 3606. Net revenues by tariff from rounding |  | Cell-by-cell calculation
Adjust | 3607. Revenue forecast summary |  | Composite
Tariffs | 3701. Tariffs |  | Composite
Summary | 3801. Workbook build options and main parameters |  | Composite
Summary | 3802. Revenue summary |  | Composite
Summary | 3803. Revenue summary by tariff component |  | Cell summation
M-Rev | 3901. Revenue matrix by tariff |  | Composite
M-Rev | 3902. Revenues by charging element and network level |  | Cell summation
CData | 4001. Revenues under current tariffs (£/year) |  | Cell-by-cell calculation
CData | 4002. All-the-way volumes |  | Copy cells
CData | 4003. Normalised to |  | Fixed data
CData | 4004. Normalised volumes for comparisons |  | Cell-by-cell calculation
CData | 4005. LDNO LV charges (normalised £/year) |  | Copy cells
CData | 4006. LDNO HV charges (normalised £/year) |  | Copy cells
CTables | 4101. Comparison with current all-the-way demand tariffs |  | Composite
CTables | 4102. LDNO margins in use of system charges |  | Composite
M-ATW | Tariff matrices |  | Notes
Model configuration 100
Options:
---
datafile: no
drm: top500gsp
extraLevels: 1
matrices: big
noReplacement: blanket
pcd: 1
portfolio: 1
protect: 1
revision: 2441
scaler: levelledpickexitnogenminzero
standing: sub132
summary: consultation
tariffs: commongensub
validation: lenientnomsg
Generated on Tue 8 Dec 2009 08:36:38 by shadow.unitedhosting.co.uk

## Input
CDCM model 100: Input data |  | WPD South Wales |  | 2012/13 |  | model version 2441 April 2012 Price Change
This sheet contains all the input data (except LLFCs which can be entered directly into the Tariff sheet).
1000. Company, charging year, data version
| Company | Year | Version
Company, charging year, data version | WPD South Wales | 2012/13 | model version 2441 April 2012 Price Change
1010. Financial and general assumptions
Sources: financial assumptions; calendar; network model.
These financial assumptions determine the annuity rate applied to convert the asset values of the network model into an annual charge.
| Rate of return | Annualisation period (years) | Annuity proportion for customer-contributed assets | Power factor | Days in the charging period
Financial and general assumptions | 5.6% | 40 | 0 | 0.95 | 365
1017. Diversity allowance between top and bottom of network level
Source: operational data analysis and/or network model.
The diversity figure against GSP is the diversity between GSP Group (the whole system) and individual GSPs.
The diversity figure against 132kV is the diversity between GSPs (the top of the 132kV network) and 132kV/EHV bulk supply points (the bottom of the 132kV network).
The diversity figure against EHV is the diversity between 132kV/EHV bulk supply points (the top of the EHV network) and EHV/HV primary substations (the bottom of the EHV network).
The diversity figure against HV is the diversity between EHV/HV primary substations (the top of the HV network) and HV/LV substations (the bottom of the HV network).
Diversity allowance between top and bottom of network level
GSPs | 6.383%
132kV | 5.3%
132kV/EHV
EHV | 9.9%
EHV/HV
HV | 37%
HV/LV
LV circuits
1018. Proportion of relevant load going through 132kV/HV direct transformation
132kV/HV
EHV/HV | 30%
1019. Network model GSP peak demand (MW)
Network model GSP peak demand (MW)
Network model GSP peak demand (MW) | 500
1020. Gross asset cost by network level (£)
Gross assets £
132kV | 120672078.1291
132kV/EHV | 11165890.34
EHV | 38870141.65
EHV/HV | 26878757.78
132kV/HV | 8647821.75
HV | 152265739.54
HV/LV | 53716079.42
LV circuits | 115202739.588
1022. LV service model asset cost (£)
| LV service model 1 | LV service model 2 | LV service model 3 | LV service model 4 | LV service model 5 | LV service model 6 | LV service model 7 | LV service model 8
LV service model asset cost (£) | 4553.43 | 543.4733 | 618.9708 | 471.8933 | 1214.7513 | 877.825 | 0 | 512.1
1023. HV service model asset cost (£)
| HV service model 1 | HV service model 2 | HV service model 3 | HV service model 4 | HV service model 5
HV service model asset cost (£) | 9790.194 | 4208
1025. Matrix of applicability of LV service models to tariffs with fixed charges
| LV service model 1 | LV service model 2 | LV service model 3 | LV service model 4 | LV service model 5 | LV service model 6 | LV service model 7 | LV service model 8
Domestic Unrestricted | 5% | 0% | 0% | 0% | 0% | 0% | 0% | 0%
Domestic Two Rate | 5% | 0% | 0% | 0% | 0% | 0% | 0% | 0%
Small Non Domestic Unrestricted | 0% | 100% | 0% | 0% | 0% | 0% | 0% | 0%
Small Non Domestic Two Rate | 0% | 100% | 0% | 0% | 0% | 0% | 0% | 0%
LV Medium Non-Domestic | 0% |  | 100% | 0% | 0% | 0% | 0% | 0%
LV Sub Medium Non-Domestic | 0% |  |  | 100% | 0% | 0% | 0% | 0%
LV HH Metered | 0% |  |  | 0% | 100% | 0% | 0% | 0%
LV Sub HH Metered | 0% |  |  | 0% | 0% | 100% | 0% | 0%
LV Generation NHH | 0% |  | 0% | 0% |  | 0% | 100% | 0%
LV Sub Generation NHH | 0% | 0% | 0% | 0% |  | 0% | 100% | 0%
LV Generation Intermittent | 0% | 0% | 0% | 0% |  | 0% | 100% | 0%
LV Generation Non-Intermittent
LV Sub Generation Intermittent
LV Sub Generation Non-Intermittent
1026. Matrix of applicability of LV service models to unmetered tariffs
Source: service models
Proportion of service model involved in connecting load of 1 MWh/year
| LV service model 1 | LV service model 2 | LV service model 3 | LV service model 4 | LV service model 5 | LV service model 6 | LV service model 7 | LV service model 8
NHH UMS | 0 | 0 | 0 |  | 0 | 0 | 0 | 0.4876
LV UMS (Pseudo HH Metered) | 0 | 0 | 0 |  | 0 | 0 | 0 | 0.4876
1028. Matrix of applicability of HV service models to tariffs with fixed charges
| HV service model 1 | HV service model 2 | HV service model 3 | HV service model 4 | HV service model 5
HV Medium Non-Domestic | 100% |  | 0% | 0% | 0%
HV HH Metered | 100% |  | 0% | 0% | 0%
HV Sub HH Metered | 100% |  | 0% | 0% | 0%
HV Generation Intermittent |  | 100% |  | 0% | 0%
HV Generation Non-Intermittent |  | 100% |  | 0% | 0%
HV Sub Generation Non-Intermittent |  | 100%
HV Sub Generation Intermittent |  | 100%
1032. Loss adjustment factors to transmission
Source: losses model or loss adjustment factors at time of system peak.
| 132kV | 132kV/EHV | EHV | EHV/HV | HV | HV/LV | LV circuits
Loss adjustment factor | 1.0092 | 1.0141 | 1.0227 | 1.0309 | 1.0459 | 1.0621 | 1.0836
1037. Embedded network (LDNO) discounts
Source: separate price control disaggregation model.
| No discount | LDNO LV: LV user | LDNO HV: LV user | LDNO HV: LV sub user | LDNO HV: HV user
LDNO discount |  | 31.01% | 63.68% | 45.9% | 35.74%
1041. Load profile data for demand users
Source: load data analysis.
| Coincidence factor | Load factor
Domestic Unrestricted | 0.85952 | 0.41887
Domestic Two Rate | 0.28302 | 0.22808
Domestic Off Peak (related MPAN) |  | 0.30711
Small Non Domestic Unrestricted | 0.60237 | 0.36526
Small Non Domestic Two Rate | 0.6267 | 0.46117
Small Non Domestic Off Peak (related MPAN) |  | 0.31782
LV Medium Non-Domestic | 0.69333 | 0.46631
LV Sub Medium Non-Domestic | 0.69333 | 0.46631
HV Medium Non-Domestic | 0.62003 | 0.44477
LV HH Metered | 0.78286 | 0.58629
LV Sub HH Metered | 0.78286 | 0.58629
HV HH Metered | 0.83667 | 0.72287
HV Sub HH Metered | 0.48719 | 0.43886
NHH UMS | 0.97276 | 0.49227
LV UMS (Pseudo HH Metered) | 0.97276 | 0.49227
1053. Volume forecasts for the charging year
Source: forecast.
Please include MPAN counts for tariffs with no fixed charge (e.g. off-peak tariffs),
but exclude MPANs on tariffs with a fixed charge that are not subject to a fixed charge due to a site grouping arrangement.
| Rate 1 units (MWh) | Rate 2 units (MWh) | Rate 3 units (MWh) | MPANs | Import capacity (kVA) | Reactive power units (MVArh)
> Domestic Unrestricted
Domestic Unrestricted | 3354050.7434 |  |  | 950000
LDNO LV: Domestic Unrestricted | 1259.545 |  |  | 450
LDNO HV: Domestic Unrestricted | 3648.324 |  |  | 1500
> Domestic Two Rate
Domestic Two Rate | 208493.972 | 221566.6704 |  | 62000
LDNO LV: Domestic Two Rate
LDNO HV: Domestic Two Rate
> Domestic Off Peak (related MPAN)
Domestic Off Peak (related MPAN) | 5173.3053
LDNO LV: Domestic Off Peak (related MPAN)
LDNO HV: Domestic Off Peak (related MPAN)
> Small Non Domestic Unrestricted
Small Non Domestic Unrestricted | 870863.4231 |  |  | 62300
LDNO LV: Small Non Domestic Unrestricted | 10.993 |  |  | 1
LDNO HV: Small Non Domestic Unrestricted | 705.658 |  |  | 37
> Small Non Domestic Two Rate
Small Non Domestic Two Rate | 197951.142 | 103803.3062 |  | 13213
LDNO LV: Small Non Domestic Two Rate
LDNO HV: Small Non Domestic Two Rate | 410.593 | 55.138 |  | 4
> Small Non Domestic Off Peak (related MPAN)
Small Non Domestic Off Peak (related MPAN) | 3018.968
LDNO LV: Small Non Domestic Off Peak (related MPAN)
LDNO HV: Small Non Domestic Off Peak (related MPAN)
> LV Medium Non-Domestic
LV Medium Non-Domestic | 402834.2137 | 111367.2303 |  | 4560
LDNO LV: LV Medium Non-Domestic
LDNO HV: LV Medium Non-Domestic | 819.925 | 95.498 |  | 10
> LV Sub Medium Non-Domestic
LV Sub Medium Non-Domestic |  | 0
> HV Medium Non-Domestic
HV Medium Non-Domestic | 771.5118 | 230.0907 |  | 13
> LV HH Metered
LV HH Metered | 107872.0935 | 682655.3412 | 505241.6237 | 2900 | 564000 | 115346.3621
LDNO LV: LV HH Metered
LDNO HV: LV HH Metered | 859.5003 | 5453.3723 | 4046.2993
> LV Sub HH Metered
LV Sub HH Metered | 50.1167 | 362.424 | 269.6496 | 2 | 715 | 12.8643
LDNO HV: LV Sub HH Metered
> HV HH Metered
HV HH Metered | 170896.3447 | 1041079.7394 | 971162.4811 | 566 | 712000 | 189215.3907
LDNO HV: HV HH Metered
> HV Sub HH Metered
HV Sub HH Metered
> NHH UMS
NHH UMS | 16273.3053
LDNO LV: NHH UMS | 6.509
LDNO HV: NHH UMS | 65.249
> LV UMS (Pseudo HH Metered)
LV UMS (Pseudo HH Metered) | 9497.769 | 32003.1701 | 108504.4897
LDNO LV: LV UMS (Pseudo HH Metered)
LDNO HV: LV UMS (Pseudo HH Metered)
> LV Generation NHH
LV Generation NHH | 765.364
LDNO LV: LV Generation NHH
LDNO HV: LV Generation NHH
> LV Sub Generation NHH
LV Sub Generation NHH
LDNO HV: LV Sub Generation NHH
> LV Generation Intermittent
LV Generation Intermittent | 882.823 |  |  |  |  | 1.8043
LDNO LV: LV Generation Intermittent
LDNO HV: LV Generation Intermittent
> LV Generation Non-Intermittent
LV Generation Non-Intermittent | 94.774 | 542.09 | 640.643
LDNO LV: LV Generation Non-Intermittent
LDNO HV: LV Generation Non-Intermittent
> LV Sub Generation Intermittent
LV Sub Generation Intermittent | 0
LDNO HV: LV Sub Generation Intermittent
> LV Sub Generation Non-Intermittent
LV Sub Generation Non-Intermittent | 100.656 | 468.948 | 23.1
LDNO HV: LV Sub Generation Non-Intermittent
> HV Generation Intermittent
HV Generation Intermittent | 16375.236 |  |  | 6 |  | 26.5399
LDNO HV: HV Generation Intermittent
> HV Generation Non-Intermittent
HV Generation Non-Intermittent | 7309.042 | 40123.611 | 48110.324 | 16 |  | 83.4663
LDNO HV: HV Generation Non-Intermittent
> HV Sub Generation Non-Intermittent
HV Sub Generation Non-Intermittent
> HV Sub Generation Intermittent
HV Sub Generation Intermittent
1055. Transmission exit charges (£/year)
Source: forecast.
Transmission exit
Transmission exit charges (£/year) | 3993985
1059. Other expenditure
| Direct cost (£/year) | Indirect cost (£/year) | Indirect cost proportion | Network rates (£/year)
Other expenditure | 17725516.4126 | 55062421.9635 | 60% | 15017124
1060. Customer contributions under current connection charging policy
Source: analysis of expenditure data and/or survey of capital expenditure schemes.
Customer contribution percentages by network level of supply and by asset network level.
These proportions should reflect the current connection charging method, not necessarily the method that was in place when the connection was built.
| Assets 132kV | Assets 132kV/EHV | Assets EHV | Assets EHV/HV | Assets 132kV/HV | Assets HV | Assets HV/LV | Assets LV circuits
LV network | 0% |  |  | 75% | 75% | 75% | 95% | 95%
LV substation | 0% | 0% |  | 75% | 75% | 75% | 95%
HV network | 0% | 36% | 36% | 91% | 91% | 91%
HV substation | 0% | 36% | 36% | 91%
1061. Average split of rate 1 units by distribution time band
Source: load data analysis.
This table relates to the first TPR or charging period for each tariff.
Each line relates to a different user type and tariff structure.
For each user type and tariff structure, the figure entered against each of the time bands used for network analysis is
the proportion of the units recorded on the relevant TPR or within the relevant charging period that would fall with each time band.
| Red | Amber | Green
Domestic Two Rate | 12.9% | 56% | 31.1%
Domestic Off Peak (related MPAN) | 0% | 13.7% | 86.3%
Small Non Domestic Two Rate | 9.913% | 66.71% | 23.38%
Small Non Domestic Off Peak (related MPAN) | 0% | 16.05% | 83.95%
LV Medium Non-Domestic | 10.03% | 67.99% | 21.98%
LV Sub Medium Non-Domestic | 10.03% | 67.99% | 21.98%
HV Medium Non-Domestic | 9.53% | 71.06% | 19.41%
1062. Average split of rate 2 units by distribution time band
Source: load data analysis.
This table relates to the second TPR or charging period for each tariff.
See notes on table 1061.
| Red | Amber | Green
Domestic Two Rate | 0% | 3.264% | 96.74%
Small Non Domestic Two Rate | 0.0001025% | 5.466% | 94.53%
LV Medium Non-Domestic | 0% | 0.169% | 99.83%
LV Sub Medium Non-Domestic | 0% | 0.169% | 99.83%
HV Medium Non-Domestic | 0% | 0.8958% | 98.88%
1068. Typical annual hours by distribution time band
Source: definition of distribution time bands.
The figures in this table will be automatically adjusted to match the number of days in the charging period.
| Red | Amber | Green
Annual hours | 650 | 3750 | 4360
1069. Peaking probabilities by network level
Source: operational data analysis.
| Red | Amber | Green
GSPs | 76.33% | 21.67% | 2%
132kV | 55.02% | 34.83% | 10.15%
132kV/EHV | 55.02% | 34.83% | 10.15%
EHV | 61.41% | 33.47% | 5.121%
EHV/HV | 61.41% | 33.47% | 5.121%
132kV/HV | 55.02% | 34.83% | 10.15%
HV | 61.41% | 33.47% | 5.121%
HV/LV | 61.41% | 33.47% | 5.121%
LV circuits | 61.41% | 33.47% | 5.121%
1076. Target revenue
Source: forecast.
| Allowed revenue (£/year) | Pass-through charges (£/year) | Adjustment for previous year's under (over) recovery (£/year) | Revenue raised outside this model (£/year)
Target revenue | 239096943.3398 | 0 | -4633263.3398 | 15605414.2432 | 218858265.7568
218839057.784
1092. Average kVAr by kVA, by network level |  |  |  |  | 19207.9729
234444472.0271
Source: analysis of operational data.
This is the average of MVAr/MVA or SQRT(1-PF^2) across relevant network elements.
| GSPs | 132kV | 132kV/EHV | EHV | EHV/HV | 132kV/HV | HV | HV/LV | LV circuits
Average kVAr by kVA, by network level | 0.2749 | 0.2749 | 0.2749 | 0.2749 | 0.2749 | 0.2749 | 0.2749 | 0.2749 | 0.2749
1201. Current tariff information
| Current revenues if known (£/year) | Current Unit rate 1 p/kWh | Current Unit rate 2 p/kWh | Current Unit rate 3 p/kWh | Current Fixed charge p/MPAN/day | Current Capacity charge p/kVA/day | Current Reactive power charge p/kVArh
Domestic Unrestricted |  | 2.625 | 0 | 0 | 3.41 | 0 | 0
Domestic Two Rate |  | 3.046 | 0.363 | 0 | 3.41 | 0 | 0
Domestic Off Peak (related MPAN) |  | 0.251 | 0 | 0 | 0 | 0 | 0
Small Non Domestic Unrestricted |  | 2.125 | 0 | 0 | 5.57 | 0 | 0
Small Non Domestic Two Rate |  | 2.709 | 0.364 | 0 | 5.57 | 0 | 0
Small Non Domestic Off Peak (related MPAN) |  | 0.297 | 0 | 0 | 0 | 0 | 0
LV Medium Non-Domestic |  | 2.285 | 0.248 | 0 | 37.93 | 0 | 0
LV Sub Medium Non-Domestic |  | 1.628 | 0.18 | 0 | 3.51 | 0 | 0
HV Medium Non-Domestic |  | 1.698 | 0.214 | 0 | 120.14 | 0 | 0
LV HH Metered |  | 11.701 | 1.053 | 0.217 | 8.7 | 2.21 | 0.496
LV Sub HH Metered |  | 10.874 | 0.961 | 0.211 | 6.38 | 2.48 | 0.44
HV HH Metered |  | 9.031 | 0.785 | 0.178 | 74.62 | 2.56 | 0.346
HV Sub HH Metered |  | 8.825 | 0.763 | 0.18 | 74.62 | 1.89 | 0.333
NHH UMS |  | 3.289 | 0 | 0 | 0 | 0 | 0
LV UMS (Pseudo HH Metered) |  | 26.14 | 3.019 | 1.131 | 0 | 0 | 0

## Tariffs
CDCM model 100: Tariffs |  | WPD South Wales |  | 2012/13 |  | model version 2441 April 2012 Price Change
3701. Tariffs
Data sources:
x1 = 3605. Unit rate 1 p/kWh (in Tariffs)
x2 = 3605. Unit rate 2 p/kWh (in Tariffs)
x3 = 3605. Unit rate 3 p/kWh (in Tariffs)
x4 = 3605. Fixed charge p/MPAN/day (in Tariffs)
x5 = 3605. Capacity charge p/kVA/day (in Tariffs)
x6 = 3605. Reactive power charge p/kVArh (in Tariffs)
Kind: | Input data | Fixed data | Copy cells | Copy cells | Copy cells | Copy cells | Copy cells | Copy cells | Input data
Formula: |  |  | = x1 | = x2 | = x3 | = x4 | = x5 | = x6
| Open LLFCs | PCs | Unit rate 1 p/kWh | Unit rate 2 p/kWh | Unit rate 3 p/kWh | Fixed charge p/MPAN/day | Capacity charge p/kVA/day | Reactive power charge p/kVArh | Closed LLFCs
Domestic Unrestricted | 100, 105, 800, 860 | 1 | 2.77 | 0 | 0 | 3.72 | 0 | 0 | n/a
Domestic Two Rate | 101, 106, 801, 861, | 2 | 3.111 | 0.227 | 0 | 3.72 | 0 | 0 | n/a
Domestic Off Peak (related MPAN) | n/a | 2 | 0.232 | 0 | 0 | 0 | 0 | 0 | 194, 843
Small Non Domestic Unrestricted | 200, 810, 862 | 3 | 2.226 | 0 | 0 | 6.17 | 0 | 0 | n/a
Small Non Domestic Two Rate | 201, 811, 863 | 4 | 2.839 | 0.264 | 0 | 6.17 | 0 | 0 | n/a
Small Non Domestic Off Peak (related MPAN) | n/a | 4 | 0.25 | 0 | 0 | 0 | 0 | 0 | 294
LV Medium Non-Domestic | 300 | 5-8 | 2.604 | 0.184 | 0 | 44.69 | 0 | 0 | n/a
LV Sub Medium Non-Domestic | 344 | 5-8 | 1.758 | 0.124 | 0 | 3.65 | 0 | 0 | n/a
HV Medium Non-Domestic | 400 | 5-8 | 1.873 | 0.133 | 0 | 137.21 | 0 | 0 | n/a
LV HH Metered | 300 | 0 | 13.796 | 0.972 | 0.144 | 9.41 | 2.45 | 0.443 | n/a
LV Sub HH Metered | 344 | 0 | 13.778 | 0.934 | 0.141 | 6.8 | 2.93 | 0.386 | n/a
HV HH Metered | 400 | 0 | 10.169 | 0.662 | 0.098 | 75.82 | 2.95 | 0.299 | n/a
HV Sub HH Metered | 444 | 0 | 8.877 | 0.573 | 0.088 | 75.82 | 2.37 | 0.275 | n/a
NHH UMS | 701 | 1&8 | 3.561 | 0 | 0 | 0 | 0 | 0 | n/a
LV UMS (Pseudo HH Metered) | 700 | 0 | 30.903 | 2.914 | 1.028 | 0 | 0 | 0 | n/a
LV Generation NHH | 697 | 8 | -0.7 | 0 | 0 | 0 | 0 | 0 | n/a
LV Sub Generation NHH | 717 | 8 | -0.643 | 0 | 0 | 0 | 0 | 0 | n/a
LV Generation Intermittent | 697 | 0 | -0.7 | 0 | 0 | 0 | 0 | 0.231 | n/a
LV Generation Non-Intermittent | 603 | 0 | -5.57 | -0.55 | -0.103 | 0 | 0 | 0.231 | n/a
LV Sub Generation Intermittent | 602 | 0 | -0.643 | 0 | 0 | 0 | 0 | 0.202 | n/a
LV Sub Generation Non-Intermittent | 604 | 0 | -5.099 | -0.505 | -0.097 | 0 | 0 | 0.202 | n/a
HV Generation Intermittent | 698 | 0 | -0.425 | 0 | 0 | 32.59 | 0 | 0.162 | n/a
HV Generation Non-Intermittent | 606 | 0 | -3.304 | -0.334 | -0.073 | 32.59 | 0 | 0.162 | n/a
HV Sub Generation Non-Intermittent | 607 | 0 | -3.312 | -0.335 | -0.073 | 32.59 | 0 | 0.128 | n/a
HV Sub Generation Intermittent | 605 | 0 | -0.425 | 0 | 0 | 32.59 | 0 | 0.128 | n/a
LDNO LV: Domestic Unrestricted | 870 | 1 | 1.911 | 0 | 0 | 2.5664 | 0 | 0 | n/a
LDNO LV: Domestic Two Rate | 871 | 2 | 2.1462 | 0.1566 | 0 | 2.5664 | 0 | 0 | n/a
LDNO LV: Domestic Off Peak (related MPAN) | 872 | 2 | 0.16005 | 0 | 0 | 0 | 0 | 0 | n/a
LDNO LV: Small Non Domestic Unrestricted | 873 | 3 | 1.5357 | 0 | 0 | 4.2566 | 0 | 0 | n/a
LDNO LV: Small Non Domestic Two Rate | 874 | 4 | 1.9586 | 0.18213 | 0 | 4.2566 | 0 | 0 | n/a
LDNO LV: Small Non Domestic Off Peak (related MPAN) | 875 | 4 | 0.17247 | 0 | 0 | 0 | 0 | 0 | n/a
LDNO LV: LV Medium Non-Domestic | 876 | 5-8 | 1.7964 | 0.12694 | 0 | 30.8308 | 0 | 0 | n/a
LDNO LV: LV HH Metered | 877 | 0 | 9.5176 | 0.67056 | 0.099343 | 6.4918 | 1.6902 | 0.30562 | n/a
LDNO LV: NHH UMS | 878 | 1&8 | 2.4567 | 0 | 0 | 0 | 0 | 0 | n/a
LDNO LV: LV UMS (Pseudo HH Metered) | 879 | 0 | 21.3194 | 2.0103 | 0.7092 | 0 | 0 | 0 | n/a
LDNO LV: LV Generation NHH | 880 | 8 | -0.7 | 0 | 0 | 0 | 0 | 0 | n/a
LDNO LV: LV Generation Intermittent | 881 | 0 | -0.7 | 0 | 0 | 0 | 0 | 0.231 | n/a
LDNO LV: LV Generation Non-Intermittent | 882 | 0 | -5.57 | -0.55 | -0.103 | 0 | 0 | 0.231 | n/a
LDNO HV: Domestic Unrestricted | 883 | 1 | 1.0059 | 0 | 0 | 1.3509 | 0 | 0 | n/a
LDNO HV: Domestic Two Rate | 884 | 2 | 1.1298 | 0.082436 | 0 | 1.3509 | 0 | 0 | n/a
LDNO HV: Domestic Off Peak (related MPAN) | 885 | 2 | 0.084252 | 0 | 0 | 0 | 0 | 0 | n/a
LDNO HV: Small Non Domestic Unrestricted | 886 | 3 | 0.80838 | 0 | 0 | 2.2407 | 0 | 0 | n/a
LDNO HV: Small Non Domestic Two Rate | 887 | 4 | 1.031 | 0.095873 | 0 | 2.2407 | 0 | 0 | n/a
LDNO HV: Small Non Domestic Off Peak (related MPAN) | 888 | 4 | 0.090789 | 0 | 0 | 0 | 0 | 0 | n/a
LDNO HV: LV Medium Non-Domestic | 889 | 5-8 | 0.94566 | 0.066821 | 0 | 16.2294 | 0 | 0 | n/a
LDNO HV: LV HH Metered | 890 | 0 | 5.0101 | 0.35299 | 0.052294 | 3.4173 | 0.88973 | 0.16088 | n/a
LDNO HV: LV Sub HH Metered | 891 | 0 | 7.4537 | 0.50528 | 0.076279 | 3.6787 | 1.5851 | 0.20882 | n/a
LDNO HV: HV HH Metered | 892 | 0 | 6.5345 | 0.4254 | 0.062974 | 48.7213 | 1.8956 | 0.19213 | n/a
LDNO HV: NHH UMS | 893 | 1&8 | 1.2932 | 0 | 0 | 0 | 0 | 0 | n/a
LDNO HV: LV UMS (Pseudo HH Metered) | 894 | 0 | 11.2226 | 1.0582 | 0.37332 | 0 | 0 | 0 | n/a
LDNO HV: LV Generation NHH | 895 | 8 | -0.7 | 0 | 0 | 0 | 0 | 0 | n/a
LDNO HV: LV Sub Generation NHH | 902 | 8 | -0.643 | 0 | 0 | 0 | 0 | 0 | n/a
LDNO HV: LV Generation Intermittent | 896 | 0 | -0.7 | 0 | 0 | 0 | 0 | 0.231 | n/a
LDNO HV: LV Generation Non-Intermittent | 897 | 0 | -5.57 | -0.55 | -0.103 | 0 | 0 | 0.231 | n/a
LDNO HV: LV Sub Generation Intermittent | 898 | 0 | -0.643 | 0 | 0 | 0 | 0 | 0.202 | n/a
LDNO HV: LV Sub Generation Non-Intermittent | 899 | 0 | -5.099 | -0.505 | -0.097 | 0 | 0 | 0.202 | n/a
LDNO HV: HV Generation Intermittent | 900 | 0 | -0.425 | 0 | 0 | 0 | 0 | 0.162 | n/a
LDNO HV: HV Generation Non-Intermittent | 901 | 0 | -3.304 | -0.334 | -0.073 | 0 | 0 | 0.162 | n/a

## Summary
CDCM model 100: Summary statistics |  | WPD South Wales |  | 2012/13 |  | model version 2441 April 2012 Price Change
3801. Workbook build options and main parameters
Include a 132kV/HV network level
Network model: 500 MW at time of GSP peak
Standing charges factors: 100/0/0 LV NHH, 100/100/20 network, 100/100/0 substation
Put some 132kV costs into HV capacity charges
Operating expenditure allocated by asset values
LV circuit costs by exit point for profile classes 1-4
Revenue matching by £/kW/year at transmission exit level
Scaler subject to capping of each tariff component to zero
Data sources:
x1 = 1010. Annuity proportion for customer-contributed assets (in Financial and general assumptions)
x2 = 3510. Net revenues by tariff from scaler (in Scaler)
x3 = 3607. Total net revenues (£/year) (in Revenue forecast summary)
x4 = 3402. Allowed revenue (£/year)
x5 = 3607. Deviation from target revenue (£/year) (in Workbook build options and main parameters) (in Revenue forecast summary)
Kind: | Copy cells | Cell summation | Cell-by-cell calculation | Cell-by-cell calculation
Formula: | = x1 | =SUM(x2) | =x3-x4 | =x5/x4
| Annuity proportion for customer-contributed assets | Total net revenues from scaler (£/year) | Deviation from target revenue (£/year) | Over/under recovery
Workbook build options and main parameters | 0 | 95385624.6804 | -19207.9729 | -0.008192%
3802. Revenue summary
Data sources:
x1 = 1053. Rate 1 units (MWh) by tariff (in Volume forecasts for the charging year)
x2 = 1053. Rate 2 units (MWh) by tariff (in Volume forecasts for the charging year)
x3 = 1053. Rate 3 units (MWh) by tariff (in Volume forecasts for the charging year)
x4 = 1053. MPANs by tariff (in Volume forecasts for the charging year)
x5 = 1010. Days in the charging period (in Financial and general assumptions)
x6 = 3605. Fixed charge p/MPAN/day (in Tariffs)
x7 = 3605. Capacity charge p/kVA/day (in Tariffs)
x8 = 1053. Import capacity (kVA) by tariff (in Volume forecasts for the charging year)
x9 = 3605. Unit rate 1 p/kWh (in Tariffs)
x10 = 3605. Unit rate 2 p/kWh (in Tariffs)
x11 = 3605. Unit rate 3 p/kWh (in Tariffs)
x12 = 3605. Reactive power charge p/kVArh (in Tariffs)
x13 = 1053. Reactive power units (MVArh) by tariff (in Volume forecasts for the charging year)
x14 = All units (MWh) (in Revenue summary)
x15 = Net revenues (£/year) (in Revenue summary)
x16 = MPANs by tariff (in Volume forecasts for the charging year) (copy) (in Revenue summary)
x17 = Revenues from unit rates (£/year) (in Revenue summary)
x18 = Net revenues from unit rate 1 (£/year) (in Revenue summary)
x19 = Net revenues from unit rate 2 (£/year) (in Revenue summary)
x20 = Net revenues from unit rate 3 (£/year) (in Revenue summary)
x21 = Revenues from fixed charges (£/year) (in Revenue summary)
x22 = Revenues from capacity charges (£/year) (in Revenue summary)
x23 = Revenues from reactive power charges (£/year) (in Revenue summary)
Kind: | Cell-by-cell calculation | Copy cells | Cell-by-cell calculation | Cell-by-cell calculation | Cell-by-cell calculation | Cell-by-cell calculation | Cell-by-cell calculation | Cell-by-cell calculation | Cell-by-cell calculation | Cell-by-cell calculation | Cell-by-cell calculation | Cell-by-cell calculation | Cell-by-cell calculation | Cell-by-cell calculation | Cell-by-cell calculation | Cell-by-cell calculation | Cell-by-cell calculation | Cell-by-cell calculation | Cell-by-cell calculation
Formula: | =x1+x2+x3 | = x4 | =0.01*x5*(x6*x4+x7*x8)+10*(x9*x1+x10*x2+x11*x3+x12*x13) | =10*(x9*x1+x10*x2+x11*x3) | =x6*x5*x4/100 | =x7*x5*x8/100 | =x12*x13*10 | =IF(x14<>0,0.1*x15/x14,"") | =IF(x16<>0,x15/x16,"") | =IF(x14<>0,0.1*x17/x14,0) | =x9*x1*10 | =x10*x2*10 | =x11*x3*10 | =IF(x17<>0,x18/x17,"") | =IF(x17<>0,x19/x17,"") | =IF(x17<>0,x20/x17,"") | =IF(x15<>0,x21/x15,"") | =IF(x15<>0,x22/x15,"") | =IF(x15<>0,x23/x15,"")
| All units (MWh) | MPANs | Net revenues (£/year) | Revenues from unit rates (£/year) | Revenues from fixed charges (£/year) | Revenues from capacity charges (£/year) | Revenues from reactive power charges (£/year) | Average p/kWh | Average £/MPAN/year | Average unit rate p/kWh | Net revenues from unit rate 1 (£/year) | Net revenues from unit rate 2 (£/year) | Net revenues from unit rate 3 (£/year) | Rate 1 revenue proportion | Rate 2 revenue proportion | Rate 3 revenue proportion | Fixed charge proportion | Capacity charge proportion | Reactive power charge proportion
> Domestic Unrestricted
Domestic Unrestricted | 3354050.7434 | 950000 | 105806305.5925 | 92907205.5925 | 12899100 | 0 | 0 | 3.1546 | 111.3751 | 2.77 | 92907205.5925 | 0 | 0 | 100% | 0% | 0% | 12.19% | 0% | 0%
LDNO LV: Domestic Unrestricted | 1259.545 | 450 | 28284.7565 | 24069.5171 | 4215.2393 | 0 | 0 | 2.2456 | 62.855 | 1.911 | 24069.5171 | 0 | 0 | 100% | 0% | 0% | 14.9% | 0% | 0%
LDNO HV: Domestic Unrestricted | 3648.324 | 1500 | 44096.3713 | 36699.9823 | 7396.3891 | 0 | 0 | 1.2087 | 29.3976 | 1.0059 | 36699.9823 | 0 | 0 | 100% | 0% | 0% | 16.77% | 0% | 0%
> Domestic Two Rate
Domestic Two Rate | 430060.6424 | 62000 | 7831039.8102 | 6989203.8102 | 841836 | 0 | 0 | 1.8209 | 126.3071 | 1.6252 | 6486247.4683 | 502956.3419 | 0 | 92.8% | 7.196% | 0% | 10.75% | 0% | 0%
LDNO LV: Domestic Two Rate | 0 | 0 | 0 | 0 | 0 | 0 | 0 |  |  | 0 | 0 | 0 | 0
LDNO HV: Domestic Two Rate | 0 | 0 | 0 | 0 | 0 | 0 | 0 |  |  | 0 | 0 | 0 | 0
> Domestic Off Peak (related MPAN)
Domestic Off Peak (related MPAN) | 5173.3053 | 0 | 12002.0683 | 12002.0683 | 0 | 0 | 0 | 0.232 |  | 0.232 | 12002.0683 | 0 | 0 | 100% | 0% | 0% | 0% | 0% | 0%
LDNO LV: Domestic Off Peak (related MPAN) | 0 | 0 | 0 | 0 | 0 | 0 | 0 |  |  | 0 | 0 | 0 | 0
LDNO HV: Domestic Off Peak (related MPAN) | 0 | 0 | 0 | 0 | 0 | 0 | 0 |  |  | 0 | 0 | 0 | 0
> Small Non Domestic Unrestricted
Small Non Domestic Unrestricted | 870863.4231 | 62300 | 20788446.9487 | 19385419.7987 | 1403027.15 | 0 | 0 | 2.3871 | 333.6829 | 2.226 | 19385419.7987 | 0 | 0 | 100% | 0% | 0% | 6.749% | 0% | 0%
LDNO LV: Small Non Domestic Unrestricted | 10.993 | 1 | 184.3531 | 168.8167 | 15.5365 | 0 | 0 | 1.677 | 184.3531 | 1.5357 | 168.8167 | 0 | 0 | 100% | 0% | 0% | 8.428% | 0% | 0%
LDNO HV: Small Non Domestic Unrestricted | 705.658 | 37 | 6007.0306 | 5704.4282 | 302.6024 | 0 | 0 | 0.85127 | 162.3522 | 0.80838 | 5704.4282 | 0 | 0 | 100% | 0% | 0% | 5.037% | 0% | 0%
> Small Non Domestic Two Rate
Small Non Domestic Two Rate | 301754.4482 | 13213 | 6191437.0172 | 5893873.6507 | 297563.3665 | 0 | 0 | 2.0518 | 468.5868 | 1.9532 | 5619832.9224 | 274040.7284 | 0 | 95.35% | 4.65% | 0% | 4.806% | 0% | 0%
LDNO LV: Small Non Domestic Two Rate | 0 | 0 | 0 | 0 | 0 | 0 | 0 |  |  | 0 | 0 | 0 | 0
LDNO HV: Small Non Domestic Two Rate | 465.731 | 4 | 4318.7844 | 4286.0706 | 32.7138 | 0 | 0 | 0.92731 | 1079.6961 | 0.92029 | 4233.2081 | 52.8625 | 0 | 98.77% | 1.233% | 0% | 0.7575% | 0% | 0%
> Small Non Domestic Off Peak (related MPAN)
Small Non Domestic Off Peak (related MPAN) | 3018.968 | 0 | 7547.42 | 7547.42 | 0 | 0 | 0 | 0.25 |  | 0.25 | 7547.42 | 0 | 0 | 100% | 0% | 0% | 0% | 0% | 0%
LDNO LV: Small Non Domestic Off Peak (related MPAN) | 0 | 0 | 0 | 0 | 0 | 0 | 0 |  |  | 0 | 0 | 0 | 0
LDNO HV: Small Non Domestic Off Peak (related MPAN) | 0 | 0 | 0 | 0 | 0 | 0 | 0 |  |  | 0 | 0 | 0 | 0
> LV Medium Non-Domestic
LV Medium Non-Domestic | 514201.4439 | 4560 | 11438538.9874 | 10694718.6274 | 743820.36 | 0 | 0 | 2.2245 | 2508.4515 | 2.0799 | 10489802.9237 | 204915.7037 | 0 | 98.08% | 1.916% | 0% | 6.503% | 0% | 0%
LDNO LV: LV Medium Non-Domestic | 0 | 0 | 0 | 0 | 0 | 0 | 0 |  |  | 0 | 0 | 0 | 0
LDNO HV: LV Medium Non-Domestic | 915.423 | 10 | 8409.8648 | 7817.4909 | 592.3739 | 0 | 0 | 0.91869 | 840.9865 | 0.85398 | 7753.6786 | 63.8124 | 0 | 99.18% | 0.8163% | 0% | 7.044% | 0% | 0%
> LV Sub Medium Non-Domestic
LV Sub Medium Non-Domestic | 0 | 0 | 0 | 0 | 0 | 0 | 0 |  |  | 0 | 0 | 0 | 0
> HV Medium Non-Domestic
HV Medium Non-Domestic | 1001.6025 | 13 | 21267.0506 | 14756.4361 | 6510.6145 | 0 | 0 | 2.1233 | 1635.927 | 1.4733 | 14450.4155 | 306.0206 | 0 | 97.93% | 2.074% | 0% | 30.61% | 0% | 0%
> LV HH Metered
LV HH Metered | 1295769.0584 | 2900 | 27899151.1095 | 22244991.8755 | 99604.85 | 5043570 | 510984.384 | 2.1531 | 9620.3969 | 1.7167 | 14882034.0212 | 6635409.9163 | 727547.9381 | 66.9% | 29.83% | 3.271% | 0.357% | 18.08% | 1.832%
LDNO LV: LV HH Metered | 0 | 0 | 0 | 0 | 0 | 0 | 0 |  |  | 0 | 0 | 0 | 0
LDNO HV: LV HH Metered | 10359.1719 | 0 | 64427.4661 | 64427.4661 | 0 | 0 | 0 | 0.62194 |  | 0.62194 | 43061.7723 | 19249.7059 | 2115.9879 | 66.84% | 29.88% | 3.284% | 0% | 0% | 0%
> LV Sub HH Metered
LV Sub HH Metered | 682.1903 | 2 | 18416.1822 | 10670.3186 | 49.64 | 7646.5675 | 49.6561 | 2.6996 | 9208.0911 | 1.5641 | 6905.0722 | 3385.0405 | 380.206 | 64.71% | 31.72% | 3.563% | 0.2695% | 41.52% | 0.2696%
LDNO HV: LV Sub HH Metered | 0 | 0 | 0 | 0 | 0 | 0 | 0 |  |  | 0 | 0 | 0 | 0
> HV HH Metered
HV HH Metered | 2183138.5652 | 566 | 33610986.9544 | 25222136.3983 | 156636.538 | 7666460 | 565754.0181 | 1.5396 | 59383.3692 | 1.1553 | 17378449.2921 | 6891947.8747 | 951739.2315 | 68.9% | 27.32% | 3.773% | 0.466% | 22.81% | 1.683%
LDNO HV: HV HH Metered | 0 | 0 | 0 | 0 | 0 | 0 | 0 |  |  | 0 | 0 | 0 | 0
> HV Sub HH Metered
HV Sub HH Metered | 0 | 0 | 0 | 0 | 0 | 0 | 0 |  |  | 0 | 0 | 0 | 0
> NHH UMS
NHH UMS | 16273.3053 | 0 | 579492.401 | 579492.401 | 0 | 0 | 0 | 3.561 |  | 3.561 | 579492.401 | 0 | 0 | 100% | 0% | 0% | 0% | 0% | 0%
LDNO LV: NHH UMS | 6.509 | 0 | 159.9043 | 159.9043 | 0 | 0 | 0 | 2.4567 |  | 2.4567 | 159.9043 | 0 | 0 | 100% | 0% | 0% | 0% | 0% | 0%
LDNO HV: NHH UMS | 65.249 | 0 | 843.7981 | 843.7981 | 0 | 0 | 0 | 1.2932 |  | 1.2932 | 843.7981 | 0 | 0 | 100% | 0% | 0% | 0% | 0% | 0%
> LV UMS (Pseudo HH Metered)
LV UMS (Pseudo HH Metered) | 150005.4287 | 0 | 4983094.0777 | 4983094.0777 | 0 | 0 | 0 | 3.3219 |  | 3.3219 | 2935095.5479 | 932572.3761 | 1115426.1537 | 58.9% | 18.71% | 22.38% | 0% | 0% | 0%
LDNO LV: LV UMS (Pseudo HH Metered) | 0 | 0 | 0 | 0 | 0 | 0 | 0 |  |  | 0 | 0 | 0 | 0
LDNO HV: LV UMS (Pseudo HH Metered) | 0 | 0 | 0 | 0 | 0 | 0 | 0 |  |  | 0 | 0 | 0 | 0
> LV Generation NHH
LV Generation NHH | 765.364 | 0 | -5357.548 | -5357.548 | 0 | 0 | 0 | -0.7 |  | -0.7 | -5357.548 | 0 | 0 | 100% | -0% | -0% | -0% | -0% | -0%
LDNO LV: LV Generation NHH | 0 | 0 | 0 | 0 | 0 | 0 | 0 |  |  | 0 | 0 | 0 | 0
LDNO HV: LV Generation NHH | 0 | 0 | 0 | 0 | 0 | 0 | 0 |  |  | 0 | 0 | 0 | 0
> LV Sub Generation NHH
LV Sub Generation NHH | 0 | 0 | 0 | 0 | 0 | 0 | 0 |  |  | 0 | 0 | 0 | 0
LDNO HV: LV Sub Generation NHH | 0 | 0 | 0 | 0 | 0 | 0 | 0 |  |  | 0 | 0 | 0 | 0
> LV Generation Intermittent
LV Generation Intermittent | 882.823 | 0 | -6175.593 | -6179.761 | 0 | 0 | 4.168 | -0.69953 |  | -0.7 | -6179.761 | 0 | 0 | 100% | -0% | -0% | -0% | -0% | -0.06749%
LDNO LV: LV Generation Intermittent | 0 | 0 | 0 | 0 | 0 | 0 | 0 |  |  | 0 | 0 | 0 | 0
LDNO HV: LV Generation Intermittent | 0 | 0 | 0 | 0 | 0 | 0 | 0 |  |  | 0 | 0 | 0 | 0
> LV Generation Non-Intermittent
LV Generation Non-Intermittent | 1277.507 | 0 | -8920.2691 | -8920.2691 | 0 | 0 | 0 | -0.69826 |  | -0.69826 | -5278.9118 | -2981.495 | -659.8623 | 59.18% | 33.42% | 7.397% | -0% | -0% | -0%
LDNO LV: LV Generation Non-Intermittent | 0 | 0 | 0 | 0 | 0 | 0 | 0 |  |  | 0 | 0 | 0 | 0
LDNO HV: LV Generation Non-Intermittent | 0 | 0 | 0 | 0 | 0 | 0 | 0 |  |  | 0 | 0 | 0 | 0
> LV Sub Generation Intermittent
LV Sub Generation Intermittent | 0 | 0 | 0 | 0 | 0 | 0 | 0 |  |  | 0 | 0 | 0 | 0
LDNO HV: LV Sub Generation Intermittent | 0 | 0 | 0 | 0 | 0 | 0 | 0 |  |  | 0 | 0 | 0 | 0
> LV Sub Generation Non-Intermittent
LV Sub Generation Non-Intermittent | 592.704 | 0 | -7523.0438 | -7523.0438 | 0 | 0 | 0 | -1.2693 |  | -1.2693 | -5132.4494 | -2368.1874 | -22.407 | 68.22% | 31.48% | 0.2978% | -0% | -0% | -0%
LDNO HV: LV Sub Generation Non-Intermittent | 0 | 0 | 0 | 0 | 0 | 0 | 0 |  |  | 0 | 0 | 0 | 0
> HV Generation Intermittent
HV Generation Intermittent | 16375.236 | 6 | -68838.0374 | -69594.753 | 713.721 | 0 | 42.9946 | -0.42038 | -11473.0062 | -0.425 | -69594.753 | 0 | 0 | 100% | -0% | -0% | -1.037% | -0% | -0.06246%
LDNO HV: HV Generation Intermittent | 0 | 0 | 0 | 0 | 0 | 0 | 0 |  |  | 0 | 0 | 0 | 0
> HV Generation Non-Intermittent
HV Generation Non-Intermittent | 95542.977 | 16 | -408585.6736 | -410624.1449 | 1903.256 | 0 | 135.2153 | -0.42765 | -25536.6046 | -0.42978 | -241490.7477 | -134012.8607 | -35120.5365 | 58.81% | 32.64% | 8.553% | -0.4658% | -0% | -0.03309%
LDNO HV: HV Generation Non-Intermittent | 0 | 0 | 0 | 0 | 0 | 0 | 0 |  |  | 0 | 0 | 0 | 0
> HV Sub Generation Non-Intermittent
HV Sub Generation Non-Intermittent | 0 | 0 | 0 | 0 | 0 | 0 | 0 |  |  | 0 | 0 | 0 | 0
> HV Sub Generation Intermittent
HV Sub Generation Intermittent | 0 | 0 | 0 | 0 | 0 | 0 | 0 |  |  | 0 | 0 | 0 | 0
3803. Revenue summary by tariff component
Data sources:
x1 = 3802. All units (MWh) (in Revenue summary)
x2 = 3802. MPANs by tariff (in Volume forecasts for the charging year) (copy) (in Revenue summary)
x3 = 3802. Net revenues (£/year) (in Revenue summary)
x4 = 3802. Revenues from unit rates (£/year) (in Revenue summary)
x5 = 3802. Revenues from fixed charges (£/year) (in Revenue summary)
x6 = 3802. Revenues from capacity charges (£/year) (in Revenue summary)
x7 = 3802. Revenues from reactive power charges (£/year) (in Revenue summary)
Kind: | Cell summation | Cell summation | Cell summation | Cell summation | Cell summation | Cell summation | Cell summation
Formula: | =SUM(x1) | =SUM(x2) | =SUM(x3) | =SUM(x4) | =SUM(x5) | =SUM(x6) | =SUM(x7)
| Total units (MWh) | Total MPANs | Total net revenues (£/year) | Total net revenues from unit rates (£/year) | Total revenues from fixed charges (£/year) | Total revenues from capacity charges (£/year) | Total revenues from reactive power charges (£/year)
Revenue summary by tariff component | 9258866.3396 | 1097578 | 218839057.784 | 188581090.4293 | 16463320.351 | 12717676.5675 | 1076970.4362
|  |  | 218839057.784 | 218858265.7568
-19207.9729

## M-ATW
CDCM model 100: Tariff matrices |  | WPD South Wales |  | 2012/13 |  | model version 2441 April 2012 Price Change
This sheet provides matrices breaking down each tariff component into its elements.
This sheet is for information only. It can be deleted without affecting any calculations elsewhere in the model.
Domestic Unrestricted
Domestic Two Rate
Domestic Off Peak (related MPAN)
Small Non Domestic Unrestricted
Small Non Domestic Two Rate
Small Non Domestic Off Peak (related MPAN)
LV Medium Non-Domestic
LV Sub Medium Non-Domestic
HV Medium Non-Domestic
LV HH Metered
LV Sub HH Metered
HV HH Metered
HV Sub HH Metered
NHH UMS
LV UMS (Pseudo HH Metered)
LV Generation NHH
LV Sub Generation NHH
LV Generation Intermittent
LV Generation Non-Intermittent
LV Sub Generation Intermittent
LV Sub Generation Non-Intermittent
HV Generation Intermittent
HV Generation Non-Intermittent
HV Sub Generation Non-Intermittent
HV Sub Generation Intermittent
Domestic Unrestricted
| Rate 1 units (MWh) | MPANs | MWh/year | MWh/MPAN/year
Domestic Unrestricted | 3356244.5882 | 950855.1796 | 3356244.5882 | 3.5297
| Unit rate 1 p/kWh | Fixed charge p/MPAN/day | Revenue (£/year) | Average p/kWh | Average £/MPAN/year
Assets 132kV | 0.41149 | 0 | 13810544.9105 | 0.41149 | 14.5243
Assets 132kV/EHV | 0.038075 | 0 | 1277901.503 | 0.038075 | 1.3439
Assets EHV | 0.13255 | 0 | 4448567.1023 | 0.13255 | 4.6785
Assets EHV/HV | 0.022914 | 0 | 769047.6066 | 0.022914 | 0.8088
Assets 132kV/HV | 0.0073722 | 0 | 247429.0915 | 0.0073722 | 0.26022
Assets HV | 0.12981 | 0 | 4356585.3569 | 0.12981 | 4.5818
Assets HV/LV | 0.0091585 | 0 | 307381.9307 | 0.0091585 | 0.32327
Assets LV circuits | 0 | 0.19709 | 684020.3512 | 0.020381 | 0.71937
Assets LV customer |  | 0 | 0 | 0 | 0
Assets HV customer |  | 0 | 0 | 0 | 0
Transmission exit | 0.056608 | 0 | 1899893.4711 | 0.056608 | 1.9981
Operating 132kV | 0.18421 | 0 | 6182424.1325 | 0.18421 | 6.502
Operating 132kV/EHV | 0.017045 | 0 | 572064.9795 | 0.017045 | 0.60163
Operating EHV | 0.059335 | 0 | 1991444.131 | 0.059335 | 2.0944
Operating EHV/HV | 0.041031 | 0 | 1377086.4257 | 0.041031 | 1.4483
Operating 132kV/HV | 0.013201 | 0 | 443056.113 | 0.013201 | 0.46596
Operating HV | 0.23243 | 0 | 7801070.4488 | 0.23243 | 8.2043
Operating HV/LV | 0.081998 | 0 | 2752049.9428 | 0.081998 | 2.8943
Operating LV circuits | 0 | 1.7646 | 6124166.6476 | 0.18247 | 6.4407
Operating LV customer |  | 1.7631 | 6119020.855 | 0.18232 | 6.4353
Operating HV customer |  | 0 | 0 | 0 | 0
Scaler | 1.3326 | 0 | 44726802.7258 | 1.3326 | 47.0385
Rounding | 0.00013781 | -0.0047531 | -11871.0053 | -0.0003537 | -0.012485
Total | 2.77 | 3.72 | 105878686.7203 | 3.1547 | 111.351
Domestic Two Rate
| Rate 1 units (MWh) | Rate 2 units (MWh) | MPANs | MWh/year | MWh/MPAN/year
Domestic Two Rate | 208493.972 | 221566.6704 | 62000 | 430060.6424 | 6.9365
| Unit rate 1 p/kWh | Unit rate 2 p/kWh | Fixed charge p/MPAN/day | Average unit rate (p/kWh) | Revenue (£/year) | Average p/kWh | Average £/MPAN/year
Assets 132kV | 0.4357 | 0.066129 | 0 | 0.2453 | 1054927.6411 | 0.2453 | 17.015
Assets 132kV/EHV | 0.040316 | 0.006119 | 0 | 0.022698 | 97613.3546 | 0.022698 | 1.5744
Assets EHV | 0.14623 | 0.011897 | 0 | 0.077021 | 331235.8307 | 0.077021 | 5.3425
Assets EHV/HV | 0.025279 | 0.0020567 | 0 | 0.013315 | 57262.511 | 0.013315 | 0.92359
Assets 132kV/HV | 0.007806 | 0.0011848 | 0 | 0.0043947 | 18900.0354 | 0.0043947 | 0.30484
Assets HV | 0.1432 | 0.011651 | 0 | 0.075428 | 324386.9625 | 0.075428 | 5.232
Assets HV/LV | 0.010104 | 0.00082204 | 0 | 0.0053219 | 22887.3493 | 0.0053219 | 0.36915
Assets LV circuits | 0 | 0 | 0.19709 | 0 | 44601.1787 | 0.010371 | 0.71937
Assets LV customer |  |  | 0 | 0 | 0 | 0 | 0
Assets HV customer |  |  | 0 | 0 | 0 | 0 | 0
Transmission exit | 0.065924 | 0.0022505 | 0 | 0.033119 | 142433.2309 | 0.033119 | 2.2973
Operating 132kV | 0.19505 | 0.029603 | 0 | 0.10981 | 472248.5715 | 0.10981 | 7.6169
Operating 132kV/EHV | 0.018048 | 0.0027392 | 0 | 0.010161 | 43697.5632 | 0.010161 | 0.7048
Operating EHV | 0.06546 | 0.0053258 | 0 | 0.034479 | 148280.9264 | 0.034479 | 2.3916
Operating EHV/HV | 0.045266 | 0.0036828 | 0 | 0.023842 | 102536.4698 | 0.023842 | 1.6538
Operating 132kV/HV | 0.013978 | 0.0021215 | 0 | 0.0078694 | 33843.1353 | 0.0078694 | 0.54586
Operating HV | 0.25643 | 0.020863 | 0 | 0.13506 | 580859.8569 | 0.13506 | 9.3687
Operating HV/LV | 0.090462 | 0.0073599 | 0 | 0.047648 | 204914.8699 | 0.047648 | 3.3051
Operating LV circuits | 0 | 0 | 1.7646 | 0 | 399322.9887 | 0.092853 | 6.4407
Operating LV customer |  |  | 1.7631 | 0 | 398987.4601 | 0.092775 | 6.4353
Operating HV customer |  |  | 0 | 0 | 0 | 0 | 0
Scaler | 1.552 | 0.05298 | 0 | 0.77969 | 3353126.4351 | 0.77969 | 54.0827
Rounding | -0.00020426 | 0.00021435 | -0.0047531 | 1.1409e-05 | -1026.5611 | -0.0002387 | -0.016557
Total | 3.111 | 0.227 | 3.72 | 1.6252 | 7831039.8102 | 1.8209 | 126.3071
Domestic Off Peak (related MPAN)
| Rate 1 units (MWh) | MWh/year
Domestic Off Peak (related MPAN) | 5173.3053 | 5173.3053
| Unit rate 1 p/kWh | Revenue (£/year) | Average p/kWh
Assets 132kV | 0.057655 | 2982.6576 | 0.057655
Assets 132kV/EHV | 0.0053348 | 275.9879 | 0.0053348
Assets EHV | 0.012654 | 654.6417 | 0.012654
Assets EHV/HV | 0.0021876 | 113.1714 | 0.0021876
Assets 132kV/HV | 0.0010329 | 53.4372 | 0.0010329
Assets HV | 0.012393 | 641.1058 | 0.012393
Assets HV/LV | 0.00087437 | 45.2337 | 0.00087437
Assets LV circuits | 0 | 0 | 0
Transmission exit | 0.0028693 | 148.4382 | 0.0028693
Operating 132kV | 0.02581 | 1335.2155 | 0.02581
Operating 132kV/EHV | 0.0023882 | 123.5486 | 0.0023882
Operating EHV | 0.0056648 | 293.0567 | 0.0056648
Operating EHV/HV | 0.0039172 | 202.6491 | 0.0039172
Operating 132kV/HV | 0.0018496 | 95.6866 | 0.0018496
Operating HV | 0.022191 | 1147.9889 | 0.022191
Operating HV/LV | 0.0078284 | 404.9858 | 0.0078284
Operating LV circuits | 0 | 0 | 0
Scaler | 0.067549 | 3494.4933 | 0.067549
Rounding | -0.00019774 | -10.2298 | -0.00019774
Total | 0.232 | 12002.0683 | 0.232
Small Non Domestic Unrestricted
| Rate 1 units (MWh) | MPANs | MWh/year | MWh/MPAN/year
Small Non Domestic Unrestricted | 871127.2706 | 62314.1266 | 871127.2706 | 13.9796
| Unit rate 1 p/kWh | Fixed charge p/MPAN/day | Revenue (£/year) | Average p/kWh | Average £/MPAN/year
Assets 132kV | 0.33071 | 0 | 2880918.1674 | 0.33071 | 46.2322
Assets 132kV/EHV | 0.030601 | 0 | 266573.8159 | 0.030601 | 4.2779
Assets EHV | 0.10653 | 0 | 927983.4986 | 0.10653 | 14.892
Assets EHV/HV | 0.018416 | 0 | 160425.4746 | 0.018416 | 2.5745
Assets 132kV/HV | 0.005925 | 0 | 51614.3982 | 0.005925 | 0.82829
Assets HV | 0.10432 | 0 | 908795.8501 | 0.10432 | 14.5841
Assets HV/LV | 0.0073607 | 0 | 64120.7276 | 0.0073607 | 1.029
Assets LV circuits | 0 | 0.19709 | 44827.1532 | 0.0051459 | 0.71937
Assets LV customer |  | 0 | 0 | 0 | 0
Assets HV customer |  | 0 | 0 | 0 | 0
Transmission exit | 0.045495 | 0 | 396323.0743 | 0.045495 | 6.3601
Operating 132kV | 0.14805 | 0 | 1289670.9085 | 0.14805 | 20.6963
Operating 132kV/EHV | 0.013699 | 0 | 119334.3494 | 0.013699 | 1.915
Operating EHV | 0.047688 | 0 | 415420.7972 | 0.047688 | 6.6666
Operating EHV/HV | 0.032976 | 0 | 287264.0672 | 0.032976 | 4.6099
Operating 132kV/HV | 0.01061 | 0 | 92422.7403 | 0.01061 | 1.4832
Operating HV | 0.18681 | 0 | 1627325.0423 | 0.18681 | 26.1149
Operating HV/LV | 0.065901 | 0 | 574085.2898 | 0.065901 | 9.2128
Operating LV circuits | 0 | 1.7646 | 401346.1821 | 0.046072 | 6.4407
Operating LV customer |  | 4.2087 | 957246.1754 | 0.10989 | 15.3616
Operating HV customer |  | 0 | 0 | 0 | 0
Scaler | 1.071 | 0 | 9330135.7315 | 1.071 | 149.7275
Rounding | -0.00012867 | -0.00032633 | -1195.1112 | -0.00013719 | -0.019179
Total | 2.226 | 6.17 | 20794638.3325 | 2.3871 | 333.7066
Small Non Domestic Two Rate
| Rate 1 units (MWh) | Rate 2 units (MWh) | MPANs | MWh/year | MWh/MPAN/year
Small Non Domestic Two Rate | 198100.2512 | 103823.3299 | 13214.4526 | 301923.581 | 22.848
| Unit rate 1 p/kWh | Unit rate 2 p/kWh | Fixed charge p/MPAN/day | Average unit rate (p/kWh) | Revenue (£/year) | Average p/kWh | Average £/MPAN/year
Assets 132kV | 0.41204 | 0.073784 | 0 | 0.29573 | 892865.7579 | 0.29573 | 67.5674
Assets 132kV/EHV | 0.038127 | 0.0068273 | 0 | 0.027364 | 82617.6303 | 0.027364 | 6.2521
Assets EHV | 0.13679 | 0.014021 | 0 | 0.094572 | 285536.5958 | 0.094572 | 21.6079
Assets EHV/HV | 0.023647 | 0.0024239 | 0 | 0.016349 | 49362.2397 | 0.016349 | 3.7355
Assets 132kV/HV | 0.0073822 | 0.0013219 | 0 | 0.0052982 | 15996.5421 | 0.0052982 | 1.2105
Assets HV | 0.13396 | 0.013731 | 0 | 0.092617 | 279632.6376 | 0.092617 | 21.1611
Assets HV/LV | 0.0094517 | 0.00096881 | 0 | 0.0065347 | 19729.6766 | 0.0065347 | 1.493
Assets LV circuits | 0 | 0 | 0.19709 | 0 | 9506.1317 | 0.0031485 | 0.71937
Assets LV customer |  |  | 0 | 0 | 0 | 0 | 0
Assets HV customer |  |  | 0 | 0 | 0 | 0 | 0
Transmission exit | 0.058454 | 0.0028082 | 0 | 0.039319 | 118713.2988 | 0.039319 | 8.9836
Operating 132kV | 0.18446 | 0.03303 | 0 | 0.13238 | 399700.0006 | 0.13238 | 30.2472
Operating 132kV/EHV | 0.017068 | 0.0030563 | 0 | 0.01225 | 36984.5821 | 0.01225 | 2.7988
Operating EHV | 0.061235 | 0.0062766 | 0 | 0.042336 | 127823.2215 | 0.042336 | 9.673
Operating EHV/HV | 0.042344 | 0.0043403 | 0 | 0.029276 | 88389.938 | 0.029276 | 6.6889
Operating 132kV/HV | 0.013219 | 0.0023671 | 0 | 0.0094872 | 28644.0278 | 0.0094872 | 2.1676
Operating HV | 0.23988 | 0.024587 | 0 | 0.16584 | 500721.0296 | 0.16584 | 37.8919
Operating HV/LV | 0.084623 | 0.0086739 | 0 | 0.058506 | 176643.6145 | 0.058506 | 13.3675
Operating LV circuits | 0 | 0 | 1.7646 | 0 | 85110.2373 | 0.028189 | 6.4407
Operating LV customer |  |  | 4.2087 | 0 | 202995.4509 | 0.067234 | 15.3616
Operating HV customer |  |  | 0 | 0 | 0 | 0 | 0
Scaler | 1.3761 | 0.066109 | 0 | 0.92564 | 2794717.9014 | 0.92564 | 211.4895
Rounding | 0.00021188 | -0.00032623 | -0.00032633 | 2.6837e-05 | 65.2876 | 2.1624e-05 | 0.0049406
Total | 2.839 | 0.264 | 6.17 | 1.9535 | 6195755.8016 | 2.0521 | 468.8621
Small Non Domestic Off Peak (related MPAN)
| Rate 1 units (MWh) | MWh/year
Small Non Domestic Off Peak (related MPAN) | 3018.968 | 3018.968
| Unit rate 1 p/kWh | Revenue (£/year) | Average p/kWh
Assets 132kV | 0.060524 | 1827.1879 | 0.060524
Assets 132kV/EHV | 0.0056003 | 169.0713 | 0.0056003
Assets EHV | 0.013684 | 413.1042 | 0.013684
Assets EHV/HV | 0.0023656 | 71.4155 | 0.0023656
Assets 132kV/HV | 0.0010843 | 32.7358 | 0.0010843
Assets HV | 0.013401 | 404.5625 | 0.013401
Assets HV/LV | 0.0009455 | 28.5442 | 0.0009455
Assets LV circuits | 0 | 0 | 0
Transmission exit | 0.003171 | 95.7319 | 0.003171
Operating 132kV | 0.027094 | 817.9584 | 0.027094
Operating 132kV/EHV | 0.002507 | 75.6864 | 0.002507
Operating EHV | 0.0061256 | 184.9301 | 0.0061256
Operating EHV/HV | 0.0042359 | 127.8794 | 0.0042359
Operating 132kV/HV | 0.0019417 | 58.618 | 0.0019417
Operating HV | 0.023996 | 724.4253 | 0.023996
Operating HV/LV | 0.0084652 | 255.5617 | 0.0084652
Operating LV circuits | 0 | 0 | 0
Scaler | 0.074651 | 2253.6953 | 0.074651
Rounding | 0.00020908 | 6.3122 | 0.00020908
Total | 0.25 | 7547.42 | 0.25
LV Medium Non-Domestic
| Rate 1 units (MWh) | Rate 2 units (MWh) | MPANs | MWh/year | MWh/MPAN/year
LV Medium Non-Domestic | 403131.974 | 111401.9109 | 4563.6316 | 514533.8849 | 112.7466
| Unit rate 1 p/kWh | Unit rate 2 p/kWh | Fixed charge p/MPAN/day | Average unit rate (p/kWh) | Revenue (£/year) | Average p/kWh | Average £/MPAN/year
Assets 132kV | 0.37769 | 0.057717 | 0 | 0.30841 | 1586899.5015 | 0.30841 | 347.7273
Assets 132kV/EHV | 0.034948 | 0.0053406 | 0 | 0.028538 | 146837.1647 | 0.028538 | 32.1755
Assets EHV | 0.12552 | 0.0094335 | 0 | 0.10039 | 516537.5583 | 0.10039 | 113.1856
Assets EHV/HV | 0.0217 | 0.0016308 | 0 | 0.017355 | 89296.6125 | 0.017355 | 19.567
Assets 132kV/HV | 0.0067667 | 0.001034 | 0 | 0.0055255 | 28430.819 | 0.0055255 | 6.2299
Assets HV | 0.12293 | 0.0092385 | 0 | 0.098314 | 505857.2594 | 0.098314 | 110.8453
Assets HV/LV | 0.0086733 | 0.00065183 | 0 | 0.0069366 | 35691.1132 | 0.0069366 | 7.8208
Assets LV circuits | 0 | 0 | 4.0087 | 0 | 66774.6575 | 0.012978 | 14.6319
Assets LV customer |  |  | 0 | 0 | 0 | 0 | 0
Assets HV customer |  |  | 0 | 0 | 0 | 0 | 0
Transmission exit | 0.053629 | 0.0015865 | 0 | 0.042361 | 217964.2679 | 0.042361 | 47.7611
Operating 132kV | 0.16908 | 0.025837 | 0 | 0.13806 | 710390.925 | 0.13806 | 155.6635
Operating 132kV/EHV | 0.015645 | 0.0023908 | 0 | 0.012775 | 65733.0784 | 0.012775 | 14.4037
Operating EHV | 0.056192 | 0.004223 | 0 | 0.04494 | 231233.0387 | 0.04494 | 50.6686
Operating EHV/HV | 0.038857 | 0.0029202 | 0 | 0.031076 | 159897.9724 | 0.031076 | 35.0374
Operating 132kV/HV | 0.012117 | 0.0018516 | 0 | 0.0098943 | 50909.3254 | 0.0098943 | 11.1554
Operating HV | 0.22012 | 0.016543 | 0 | 0.17604 | 905807.598 | 0.17604 | 198.4839
Operating HV/LV | 0.077654 | 0.0058359 | 0 | 0.062105 | 319549.4471 | 0.062105 | 70.0209
Operating LV circuits | 0 | 0 | 35.8911 | 0 | 597846.4377 | 0.11619 | 131.0023
Operating LV customer |  |  | 4.7933 | 0 | 79843.5149 | 0.015518 | 17.4956
Operating HV customer |  |  | 0 | 0 | 0 | 0 | 0
Scaler | 1.2625 | 0.037349 | 0 | 0.99726 | 5131258.6531 | 0.99726 | 1124.3806
Rounding | -5.5195e-05 | 0.00041677 | -0.0031143 | 4.6991e-05 | 189.9074 | 3.6909e-05 | 0.041613
Total | 2.604 | 0.184 | 44.69 | 2.08 | 11446948.8522 | 2.2247 | 2508.2982
LV Sub Medium Non-Domestic
| Rate 1 units (MWh) | Rate 2 units (MWh) | MPANs | MWh/year | MWh/MPAN/year
LV Sub Medium Non-Domestic | 0 | 0 | 0 | 0
| Unit rate 1 p/kWh | Unit rate 2 p/kWh | Fixed charge p/MPAN/day | Average unit rate (p/kWh) | Revenue (£/year) | Average p/kWh | Average £/MPAN/year
Assets 132kV | 0.26374 | 0.040303 | 0 | 0 | 0
Assets 132kV/EHV | 0.024404 | 0.0037293 | 0 | 0 | 0
Assets EHV | 0.087652 | 0.0065873 | 0 | 0 | 0
Assets EHV/HV | 0.015153 | 0.0011388 | 0 | 0 | 0
Assets 132kV/HV | 0.0047251 | 0.00072206 | 0 | 0 | 0
Assets HV | 0.08584 | 0.0064511 | 0 | 0 | 0
Assets HV/LV | 0 | 0 | 0 | 0 | 0
Assets LV circuits | 0 | 0 | 0 | 0 | 0
Assets LV customer |  |  | 0 | 0 | 0
Assets HV customer |  |  | 0 | 0 | 0
Transmission exit | 0.037449 | 0.0011078 | 0 | 0 | 0
Operating 132kV | 0.11807 | 0.018042 | 0 | 0 | 0
Operating 132kV/EHV | 0.010925 | 0.0016694 | 0 | 0 | 0
Operating EHV | 0.039238 | 0.0029489 | 0 | 0 | 0
Operating EHV/HV | 0.027133 | 0.0020392 | 0 | 0 | 0
Operating 132kV/HV | 0.008461 | 0.001293 | 0 | 0 | 0
Operating HV | 0.15371 | 0.011552 | 0 | 0 | 0
Operating HV/LV | 0 | 0 | 0 | 0 | 0
Operating LV circuits | 0 | 0 | 0 | 0 | 0
Operating LV customer |  |  | 3.6543 | 0 | 0
Operating HV customer |  |  | 0 | 0 | 0
Scaler | 0.88161 | 0.02608 | 0 | 0 | 0
Rounding | -9.9685e-05 | 0.00033633 | -0.0043477 | 0 | 0
Total | 1.758 | 0.124 | 3.65 | 0 | 0 | 0 | 0
HV Medium Non-Domestic
| Rate 1 units (MWh) | Rate 2 units (MWh) | MPANs | MWh/year | MWh/MPAN/year
HV Medium Non-Domestic | 771.5118 | 230.0907 | 13 | 1001.6025 | 77.0463
| Unit rate 1 p/kWh | Unit rate 2 p/kWh | Fixed charge p/MPAN/day | Average unit rate (p/kWh) | Revenue (£/year) | Average p/kWh | Average £/MPAN/year
Assets 132kV | 0.33953 | 0.053709 | 4.9202 | 0.27387 | 2976.5413 | 0.29718 | 228.9647
Assets 132kV/EHV | 0.02139 | 0.0033836 | 0 | 0.017254 | 172.8131 | 0.017254 | 13.2933
Assets EHV | 0.061366 | 0.0049027 | 3.0765 | 0.048395 | 630.7023 | 0.062969 | 48.5156
Assets EHV/HV | 0 | 0 | 1.4958 | 0 | 70.9767 | 0.0070863 | 5.4597
Assets 132kV/HV | 0 | 0 | 0.5289 | 0 | 25.0964 | 0.0025056 | 1.9305
Assets HV | 0 | 0 | 6.1852 | 0 | 293.4866 | 0.029302 | 22.5759
Assets HV/LV | 0 | 0 | 0 | 0 | 0 | 0 | 0
Assets LV circuits | 0 | 0 | 0 | 0 | 0 | 0 | 0
Assets LV customer |  |  | 0 | 0 | 0 | 0 | 0
Assets HV customer |  |  | 0 | 0 | 0 | 0 | 0
Transmission exit | 0.050572 | 0.0016647 | 0 | 0.039337 | 393.9976 | 0.039337 | 30.3075
Operating 132kV | 0.15199 | 0.024043 | 2.2026 | 0.1226 | 1332.4775 | 0.13303 | 102.4983
Operating 132kV/EHV | 0.014962 | 0.0023667 | 0 | 0.012068 | 120.8773 | 0.012068 | 9.2983
Operating EHV | 0.042923 | 0.0034293 | 2.1519 | 0.033851 | 441.1562 | 0.044045 | 33.9351
Operating EHV/HV | 0 | 0 | 7.4402 | 0 | 353.0379 | 0.035247 | 27.1568
Operating 132kV/HV | 0 | 0 | 2.6308 | 0 | 124.8293 | 0.012463 | 9.6023
Operating HV | 0 | 0 | 30.765 | 0 | 1459.8012 | 0.14575 | 112.2924
Operating HV/LV | 0 | 0 | 0 | 0 | 0 | 0 | 0
Operating LV circuits | 0 | 0 | 0 | 0 | 0 | 0 | 0
Operating LV customer |  |  | 0 | 0 | 0 | 0 | 0
Operating HV customer |  |  | 75.8154 | 0 | 3597.4398 | 0.35917 | 276.7261
Scaler | 1.1905 | 0.03919 | 0 | 0.92606 | 9275.3908 | 0.92606 | 713.4916
Rounding | -0.00028176 | 0.00031152 | -0.002452 | -0.00014547 | -1.5734 | -0.00015708 | -0.12103
Total | 1.873 | 0.133 | 137.21 | 1.4733 | 21267.0506 | 2.1233 | 1635.927
LV HH Metered
| Rate 1 units (MWh) | Rate 2 units (MWh) | Rate 3 units (MWh) | MPANs | Import capacity (kVA) | Reactive power units (MVArh) | MWh/year | MWh/MPAN/year
LV HH Metered | 108184.2258 | 684635.7636 | 506711.0597 | 2900 | 564000 | 115346.3621 | 1299531.0491 | 448.1142
| Unit rate 1 p/kWh | Unit rate 2 p/kWh | Unit rate 3 p/kWh | Fixed charge p/MPAN/day | Capacity charge p/kVA/day | Reactive power charge p/kVArh | Average unit rate (p/kWh) | Revenue (£/year) | Average p/kWh | Average £/MPAN/year | Average p/kVA/day
Assets 132kV | 1.7697 | 0.19416 | 0.048692 |  | 0 | 0.069928 | 0.27481 | 3571214.7068 | 0.27481 | 1231.4533 | 1.7348
Assets 132kV/EHV | 0.16375 | 0.017966 | 0.0045055 |  | 0 | 0.0064705 | 0.025428 | 330447.5436 | 0.025428 | 113.9474 | 0.16052
Assets EHV | 0.63623 | 0.060108 | 0.0079104 |  | 0 | 0.022525 | 0.089716 | 1165886.3859 | 0.089716 | 402.0298 | 0.56635
Assets EHV/HV | 0.10999 | 0.010391 | 0.0013675 |  | 0 | 0.003894 | 0.01551 | 201553.0201 | 0.01551 | 69.501 | 0.097908
Assets 132kV/HV | 0.031706 | 0.0034786 | 0.00087236 |  | 0 | 0.0012528 | 0.0049234 | 63981.7195 | 0.0049234 | 22.0627 | 0.03108
Assets HV | 0.49846 | 0.047092 | 0.0061975 |  | 0.17103 | 0.017647 | 0.070289 | 1265501.1739 | 0.097381 | 436.3797 | 0.61474
Assets HV/LV | 0 | 0 | 0 |  | 0.060335 | 0 | 0 | 124205.346 | 0.0095577 | 42.8294 | 0.060335
Assets LV circuits | 0 | 0 | 0 |  | 0.13798 | 0 | 0 | 284041.7303 | 0.021857 | 97.9454 | 0.13798
Assets LV customer |  |  |  | 0 |  |  | 0 | 0 | 0 | 0 | 0
Assets HV customer |  |  |  | 0 |  |  | 0 | 0 | 0 | 0 | 0
Transmission exit | 0.33776 | 0.016618 | 0.0013193 |  | 0 | 0.0096199 | 0.038241 | 496958.2465 | 0.038241 | 171.3649 | 0.24141
Operating 132kV | 0.79222 | 0.086918 | 0.021797 |  | 0 | 0.031304 | 0.12302 | 1598688.8373 | 0.12302 | 551.272 | 0.77659
Operating 132kV/EHV | 0.073305 | 0.0080426 | 0.0020169 |  | 0 | 0.0028966 | 0.011383 | 147928.042 | 0.011383 | 51.0097 | 0.071859
Operating EHV | 0.28482 | 0.026908 | 0.0035412 |  | 0 | 0.010083 | 0.040162 | 521920.3279 | 0.040162 | 179.9725 | 0.25353
Operating EHV/HV | 0.19695 | 0.018607 | 0.0024487 |  | 0 | 0.0069727 | 0.027772 | 360908.6429 | 0.027772 | 124.4513 | 0.17532
Operating 132kV/HV | 0.056774 | 0.0062289 | 0.0015621 |  | 0 | 0.0022434 | 0.0088161 | 114568.1446 | 0.0088161 | 39.5063 | 0.055653
Operating HV | 0.89256 | 0.084325 | 0.011097 |  | 0.30625 | 0.0316 | 0.12586 | 2266055.4086 | 0.17437 | 781.3984 | 1.1008
Operating HV/LV | 0 | 0 | 0 |  | 0.54019 | 0 | 0 | 1112034.5118 | 0.085572 | 383.4602 | 0.54019
Operating LV circuits | 0 | 0 | 0 |  | 1.2353 | 0 | 0 | 2543080.609 | 0.19569 | 876.9243 | 1.2353
Operating LV customer |  |  |  | 9.407 |  |  | 0 | 99573.6141 | 0.0076623 | 34.3357 | 0.04837
Operating HV customer |  |  |  | 0 |  |  | 0 | 0 | 0 | 0 | 0
Scaler | 7.9515 | 0.39121 | 0.031059 | 0 | 0 | 0.22647 | 0.90027 | 11699263.0346 | 0.90027 | 4034.2286 | 5.6831
Rounding | 0.0002404 | -5.2048e-05 | -0.00038739 | 0.002951 | -0.0011236 | 9.4128e-05 | -0.0001501 | -4232.4699 | -0.00032569 | -1.4595 | -0.002056
Total | 13.796 | 0.972 | 0.144 | 9.41 | 2.45 | 0.443 | 1.756 | 27963578.5756 | 2.1518 | 9642.6133 | 13.5838
LV Sub HH Metered
| Rate 1 units (MWh) | Rate 2 units (MWh) | Rate 3 units (MWh) | MPANs | Import capacity (kVA) | Reactive power units (MVArh) | MWh/year | MWh/MPAN/year
LV Sub HH Metered | 50.1167 | 362.424 | 269.6496 | 2 | 715 | 12.8643 | 682.1903 | 341.0952
| Unit rate 1 p/kWh | Unit rate 2 p/kWh | Unit rate 3 p/kWh | Fixed charge p/MPAN/day | Capacity charge p/kVA/day | Reactive power charge p/kVArh | Average unit rate (p/kWh) | Revenue (£/year) | Average p/kWh | Average £/MPAN/year | Average p/kVA/day
Assets 132kV | 1.9656 | 0.21565 | 0.054082 |  | 0 | 0.068541 | 0.28164 | 1921.3288 | 0.28164 | 960.6644 | 0.73621
Assets 132kV/EHV | 0.18188 | 0.019955 | 0.0050042 |  | 0 | 0.0063421 | 0.02606 | 177.7822 | 0.02606 | 88.8911 | 0.068122
Assets EHV | 0.70666 | 0.066762 | 0.0087861 |  | 0 | 0.022078 | 0.091272 | 622.6487 | 0.091272 | 311.3243 | 0.23859
Assets EHV/HV | 0.12216 | 0.011541 | 0.0015189 |  | 0 | 0.0038167 | 0.015779 | 107.6406 | 0.015779 | 53.8203 | 0.041246
Assets 132kV/HV | 0.035216 | 0.0038636 | 0.00096893 |  | 0 | 0.001228 | 0.0050459 | 34.4224 | 0.0050459 | 17.2112 | 0.01319
Assets HV | 0 | 0 | 0 |  | 0.83817 | 0 | 0 | 2187.4167 | 0.32065 | 1093.7084 | 0.83817
Assets HV/LV | 0 | 0 | 0 |  | 0.059138 | 0 | 0 | 154.3347 | 0.022623 | 77.1674 | 0.059138
Assets LV circuits | 0 | 0 | 0 |  | 0 | 0 | 0 | 0 | 0 | 0 | 0
Assets LV customer |  |  |  | 0 |  |  | 0 | 0 | 0 | 0 | 0
Assets HV customer |  |  |  | 0 |  |  | 0 | 0 | 0 | 0 | 0
Transmission exit | 0.37515 | 0.018457 | 0.0014654 |  | 0 | 0.009429 | 0.038123 | 260.0725 | 0.038123 | 130.0362 | 0.099654
Operating 132kV | 0.87992 | 0.09654 | 0.02421 |  | 0 | 0.030683 | 0.12608 | 860.1014 | 0.12608 | 430.0507 | 0.32957
Operating 132kV/EHV | 0.08142 | 0.0089329 | 0.0022402 |  | 0 | 0.0028391 | 0.011666 | 79.5859 | 0.011666 | 39.793 | 0.030496
Operating EHV | 0.31634 | 0.029887 | 0.0039332 |  | 0 | 0.0098834 | 0.040859 | 278.7347 | 0.040859 | 139.3674 | 0.10681
Operating EHV/HV | 0.21875 | 0.020667 | 0.0027198 |  | 0 | 0.0068344 | 0.028254 | 192.7454 | 0.028254 | 96.3727 | 0.073856
Operating 132kV/HV | 0.063059 | 0.0069184 | 0.001735 |  | 0 | 0.0021989 | 0.0090353 | 61.6382 | 0.0090353 | 30.8191 | 0.023618
Operating HV | 0 | 0 | 0 |  | 1.5009 | 0 | 0 | 3916.8731 | 0.57416 | 1958.4366 | 1.5009
Operating HV/LV | 0 | 0 | 0 |  | 0.52947 | 0 | 0 | 1381.7886 | 0.20255 | 690.8943 | 0.52947
Operating LV circuits | 0 | 0 | 0 |  | 0 | 0 | 0 | 0 | 0 | 0 | 0
Operating LV customer |  |  |  | 6.7979 |  |  | 0 | 49.6246 | 0.0072743 | 24.8123 | 0.019015
Operating HV customer |  |  |  | 0 |  |  | 0 | 0 | 0 | 0 | 0
Scaler | 8.8318 | 0.43452 | 0.034498 | 0 | 0 | 0.22198 | 0.89749 | 6122.5594 | 0.89749 | 3061.2797 | 2.346
Rounding | 4.7653e-05 | 0.00030546 | -0.00016168 | 0.0021126 | 0.0023582 | 0.00015188 | 0.00010473 | 6.8842 | 0.0010091 | 3.4421 | 0.0026379
Total | 13.778 | 0.934 | 0.141 | 6.8 | 2.93 | 0.386 | 1.5714 | 18416.1822 | 2.6996 | 9208.0911 | 7.0567
HV HH Metered
| Rate 1 units (MWh) | Rate 2 units (MWh) | Rate 3 units (MWh) | MPANs | Import capacity (kVA) | Reactive power units (MVArh) | MWh/year | MWh/MPAN/year
HV HH Metered | 170896.3447 | 1041079.7394 | 971162.4811 | 566 | 712000 | 189215.3907 | 2183138.5652 | 3857.1353
| Unit rate 1 p/kWh | Unit rate 2 p/kWh | Unit rate 3 p/kWh | Fixed charge p/MPAN/day | Capacity charge p/kVA/day | Reactive power charge p/kVArh | Average unit rate (p/kWh) | Revenue (£/year) | Average p/kWh | Average £/MPAN/year | Average p/kVA/day
Assets 132kV | 1.4801 | 0.16239 | 0.040724 |  | 0.23637 | 0.054995 | 0.21618 | 5333876.8998 | 0.24432 | 9423.8108 | 2.0524
Assets 132kV/EHV | 0.093247 | 0.01023 | 0.0025656 |  | 0 | 0.0034646 | 0.01362 | 297333.5112 | 0.01362 | 525.3242 | 0.11441
Assets EHV | 0.28984 | 0.027382 | 0.0036036 |  | 0.1478 | 0.0096488 | 0.038185 | 1217733.222 | 0.055779 | 2151.4721 | 0.46858
Assets EHV/HV | 0 | 0 | 0 |  | 0.07186 | 0 | 0 | 186749.8681 | 0.0085542 | 329.9468 | 0.07186
Assets 132kV/HV | 0 | 0 | 0 |  | 0.025409 | 0 | 0 | 66032.1643 | 0.0030246 | 116.6646 | 0.025409
Assets HV | 0 | 0 | 0 |  | 0.29714 | 0 | 0 | 772205.2309 | 0.035371 | 1364.3202 | 0.29714
Assets HV/LV | 0 | 0 | 0 |  | 0 | 0 | 0 | 0 | 0 | 0 | 0
Assets LV circuits | 0 | 0 | 0 |  | 0 | 0 | 0 | 0 | 0 | 0 | 0
Assets LV customer |  |  |  | 0 |  |  | 0 | 0 | 0 | 0 | 0
Assets HV customer |  |  |  | 0 |  |  | 0 | 0 | 0 | 0 | 0
Transmission exit | 0.30052 | 0.014786 | 0.0011739 |  | 0 | 0.0080484 | 0.031796 | 694141.7142 | 0.031796 | 1226.3988 | 0.2671
Operating 132kV | 0.66259 | 0.072695 | 0.01823 |  | 0.10581 | 0.024619 | 0.096777 | 2387761.6328 | 0.10937 | 4218.6601 | 0.91879
Operating 132kV/EHV | 0.065223 | 0.0071558 | 0.0017946 |  | 0 | 0.0024234 | 0.0095264 | 207975.3514 | 0.0095264 | 367.4476 | 0.080027
Operating EHV | 0.20273 | 0.019153 | 0.0025206 |  | 0.10338 | 0.006749 | 0.02671 | 851765.7281 | 0.039016 | 1504.8864 | 0.32775
Operating EHV/HV | 0 | 0 | 0 |  | 0.35743 | 0 | 0 | 928893.1827 | 0.042549 | 1641.154 | 0.35743
Operating 132kV/HV | 0 | 0 | 0 |  | 0.12638 | 0 | 0 | 328443.7512 | 0.015045 | 580.2893 | 0.12638
Operating HV | 0 | 0 | 0 |  | 1.478 | 0 | 0 | 3840946.0837 | 0.17594 | 6786.1238 | 1.478
Operating HV/LV | 0 | 0 | 0 |  | 0 | 0 | 0 | 0 | 0 | 0 | 0
Operating LV circuits | 0 | 0 | 0 |  | 0 | 0 | 0 | 0 | 0 | 0 | 0
Operating LV customer |  |  |  | 0 |  |  | 0 | 0 | 0 | 0 | 0
Operating HV customer |  |  |  | 75.8154 |  |  | 0 | 156626.9954 | 0.0071744 | 276.7261 | 0.060269
Scaler | 7.0748 | 0.34808 | 0.027635 | 0 | 0 | 0.18947 | 0.74852 | 16341305.4393 | 0.74852 | 28871.5644 | 6.288
Rounding | -9.6412e-05 | 0.00013235 | -0.00024749 | 0.0046191 | 0.00045182 | -0.00042124 | -9.1042e-05 | -803.8209 | -3.682e-05 | -1.4202 | -0.0003093
Total | 10.169 | 0.662 | 0.098 | 75.82 | 2.95 | 0.299 | 1.1812 | 33610986.9544 | 1.5396 | 59383.3692 | 12.9333
HV Sub HH Metered
| Rate 1 units (MWh) | Rate 2 units (MWh) | Rate 3 units (MWh) | MPANs | Import capacity (kVA) | Reactive power units (MVArh) | MWh/year | MWh/MPAN/year
HV Sub HH Metered | 0 | 0 | 0 | 0 | 0 | 0 | 0
| Unit rate 1 p/kWh | Unit rate 2 p/kWh | Unit rate 3 p/kWh | Fixed charge p/MPAN/day | Capacity charge p/kVA/day | Reactive power charge p/kVArh | Average unit rate (p/kWh) | Revenue (£/year) | Average p/kWh | Average £/MPAN/year | Average p/kVA/day
Assets 132kV | 1.4146 | 0.1552 | 0.038922 |  | 0 | 0.05531 | 0 | 0
Assets 132kV/EHV | 0.11968 | 0.01313 | 0.0032928 |  | 0 | 0.0046792 | 0 | 0
Assets EHV | 0 | 0 | 0 |  | 1.0405 | 0 | 0 | 0
Assets EHV/HV | 0 | 0 | 0 |  | 0.10118 | 0 | 0 | 0
Assets 132kV/HV | 0 | 0 | 0 |  | 0 | 0 | 0 | 0
Assets HV | 0 | 0 | 0 |  | 0 | 0 | 0 | 0
Assets HV/LV | 0 | 0 | 0 |  | 0 | 0 | 0 | 0
Assets LV circuits | 0 | 0 | 0 |  | 0 | 0 | 0 | 0
Assets LV customer |  |  |  | 0 |  |  | 0 | 0
Assets HV customer |  |  |  | 0 |  |  | 0 | 0
Transmission exit | 0.26999 | 0.013284 | 0.0010546 |  | 0 | 0.0076089 | 0 | 0
Operating 132kV | 0.63327 | 0.069479 | 0.017424 |  | 0 | 0.02476 | 0 | 0
Operating 132kV/EHV | 0.083711 | 0.0091842 | 0.0023032 |  | 0 | 0.003273 | 0 | 0
Operating EHV | 0 | 0 | 0 |  | 0.72783 | 0 | 0 | 0
Operating EHV/HV | 0 | 0 | 0 |  | 0.50329 | 0 | 0 | 0
Operating 132kV/HV | 0 | 0 | 0 |  | 0 | 0 | 0 | 0
Operating HV | 0 | 0 | 0 |  | 0 | 0 | 0 | 0
Operating HV/LV | 0 | 0 | 0 |  | 0 | 0 | 0 | 0
Operating LV circuits | 0 | 0 | 0 |  | 0 | 0 | 0 | 0
Operating LV customer |  |  |  | 0 |  |  | 0 | 0
Operating HV customer |  |  |  | 75.8154 |  |  | 0 | 0
Scaler | 6.3562 | 0.31272 | 0.024828 | 0 | 0 | 0.17913 | 0 | 0
Rounding | -0.0004451 | -2.4257e-07 | 0.00017533 | 0.0046191 | -0.0028487 | 0.00024159 | 0 | 0
Total | 8.877 | 0.573 | 0.088 | 75.82 | 2.37 | 0.275 | 0 | 0 | 0 | 0 | 0
NHH UMS
| Rate 1 units (MWh) | MWh/year
NHH UMS | 16301.4912 | 16301.4912
| Unit rate 1 p/kWh | Revenue (£/year) | Average p/kWh
Assets 132kV | 0.39626 | 64597.0833 | 0.39626
Assets 132kV/EHV | 0.036667 | 5977.2232 | 0.036667
Assets EHV | 0.12764 | 20807.612 | 0.12764
Assets EHV/HV | 0.022066 | 3597.1233 | 0.022066
Assets 132kV/HV | 0.0070995 | 1157.3184 | 0.0070995
Assets HV | 0.125 | 20377.379 | 0.125
Assets HV/LV | 0.0088197 | 1437.7402 | 0.0088197
Assets LV circuits | 0.018915 | 3083.4643 | 0.018915
Assets LV customer | 0 | 0 | 0
Transmission exit | 0.054513 | 8886.5123 | 0.054513
Operating 132kV | 0.17739 | 28917.5097 | 0.17739
Operating 132kV/EHV | 0.016414 | 2675.7618 | 0.016414
Operating EHV | 0.05714 | 9314.7289 | 0.05714
Operating EHV/HV | 0.039513 | 6441.1482 | 0.039513
Operating 132kV/HV | 0.012713 | 2072.3391 | 0.012713
Operating HV | 0.22384 | 36488.5239 | 0.22384
Operating HV/LV | 0.078964 | 12872.3668 | 0.078964
Operating LV circuits | 0.16935 | 27606.8532 | 0.16935
Operating LV customer | 0.70579 | 115054.7878 | 0.70579
Scaler | 1.2833 | 209203.9829 | 1.2833
Rounding | -0.00044999 | -73.355 | -0.00044999
Total | 3.561 | 580496.1033 | 3.561
LV UMS (Pseudo HH Metered)
| Rate 1 units (MWh) | Rate 2 units (MWh) | Rate 3 units (MWh) | MWh/year
LV UMS (Pseudo HH Metered) | 9497.769 | 32003.1701 | 108504.4897 | 150005.4287
| Unit rate 1 p/kWh | Unit rate 2 p/kWh | Unit rate 3 p/kWh | Average unit rate (p/kWh) | Revenue (£/year) | Average p/kWh
Assets 132kV | 3.4434 | 0.37779 | 0.094743 | 0.36716 | 550755.3064 | 0.36716
Assets 132kV/EHV | 0.31862 | 0.034957 | 0.0087666 | 0.033973 | 50961.8584 | 0.033973
Assets EHV | 1.238 | 0.11696 | 0.015392 | 0.11447 | 171709.2859 | 0.11447
Assets EHV/HV | 0.21401 | 0.020219 | 0.0026609 | 0.019789 | 29684.3033 | 0.019789
Assets 132kV/HV | 0.061692 | 0.0067685 | 0.0016974 | 0.006578 | 9867.3069 | 0.006578
Assets HV | 1.2124 | 0.11454 | 0.015074 | 0.1121 | 168158.9022 | 0.1121
Assets HV/LV | 0.085539 | 0.0080813 | 0.0010635 | 0.0079094 | 11864.5691 | 0.0079094
Assets LV circuits | 0.18345 | 0.017332 | 0.0022809 | 0.016963 | 25445.4696 | 0.016963
Assets LV customer | 0 | 0 | 0 | 0 | 0 | 0
Transmission exit | 0.65721 | 0.032334 | 0.0025671 | 0.050367 | 75553.653 | 0.050367
Operating 132kV | 1.5415 | 0.16912 | 0.042413 | 0.16436 | 246550.9449 | 0.16436
Operating 132kV/EHV | 0.14264 | 0.015649 | 0.0039245 | 0.015208 | 22813.5693 | 0.015208
Operating EHV | 0.55419 | 0.052357 | 0.0068903 | 0.051243 | 76867.3242 | 0.051243
Operating EHV/HV | 0.38322 | 0.036205 | 0.0047647 | 0.035435 | 53153.8631 | 0.035435
Operating 132kV/HV | 0.11047 | 0.01212 | 0.0030394 | 0.011779 | 17668.7818 | 0.011779
Operating HV | 2.1709 | 0.2051 | 0.026991 | 0.20073 | 301111.8423 | 0.20073
Operating HV/LV | 0.76585 | 0.072353 | 0.009522 | 0.070815 | 106225.7845 | 0.070815
Operating LV circuits | 1.6425 | 0.15517 | 0.020421 | 0.15187 | 227818.2161 | 0.15187
Operating LV customer | 0.70579 | 0.70579 | 0.70579 | 0.70579 | 1058727.8496 | 0.70579
Scaler | 15.4718 | 0.76121 | 0.060434 | 1.1857 | 1778664.6378 | 1.1857
Rounding | -0.00017676 | -5.1264e-05 | -0.00043887 | -0.00033958 | -509.3906 | -0.00033958
Total | 30.903 | 2.914 | 1.028 | 3.3219 | 4983094.0777 | 3.3219
LV Generation NHH
| Rate 1 units (MWh) | MPANs | MWh/year | MWh/MPAN/year
LV Generation NHH | 765.364 | 0 | 765.364
| Unit rate 1 p/kWh | Fixed charge p/MPAN/day | Revenue (£/year) | Average p/kWh | Average £/MPAN/year
Assets 132kV | -0.20053 |  | -1534.8034 | -0.20053
Assets 132kV/EHV | -0.018555 |  | -142.0167 | -0.018555
Assets EHV | -0.064594 |  | -494.3814 | -0.064594
Assets EHV/HV | -0.011167 |  | -85.4664 | -0.011167
Assets 132kV/HV | -0.0035927 |  | -27.4975 | -0.0035927
Assets HV | -0.063259 |  | -484.1592 | -0.063259
Assets HV/LV | -0.0044633 |  | -34.1602 | -0.0044633
Assets LV circuits | 0 |  | 0 | 0
Assets LV customer |  | 0 | 0 | 0
Assets HV customer |  | 0 | 0 | 0
Transmission exit | -0.027587 |  | -211.1403 | -0.027587
Operating 132kV | -0.08977 |  | -687.0696 | -0.08977
Operating 132kV/EHV | -0.0083065 |  | -63.5751 | -0.0083065
Operating EHV | -0.028916 |  | -221.3146 | -0.028916
Operating EHV/HV | -0.019996 |  | -153.0394 | -0.019996
Operating 132kV/HV | -0.0064333 |  | -49.238 | -0.0064333
Operating HV | -0.11327 |  | -866.9542 | -0.11327
Operating HV/LV | -0.03996 |  | -305.8428 | -0.03996
Operating LV circuits | 0 |  | 0 | 0
Operating LV customer |  | 0 | 0 | 0
Operating HV customer |  | 0 | 0 | 0
Scaler | 0 | 0 | 0 | 0
Rounding | 0.00040644 | 0 | 3.1107 | 0.00040644
Total | -0.7 | 0 | -5357.548 | -0.7 | 0
LV Sub Generation NHH
| Rate 1 units (MWh) | MPANs | MWh/year | MWh/MPAN/year
LV Sub Generation NHH | 0 | 0 | 0
| Unit rate 1 p/kWh | Fixed charge p/MPAN/day | Revenue (£/year) | Average p/kWh | Average £/MPAN/year
Assets 132kV | -0.19655 |  | 0
Assets 132kV/EHV | -0.018187 |  | 0
Assets EHV | -0.063313 |  | 0
Assets EHV/HV | -0.010945 |  | 0
Assets 132kV/HV | -0.0035214 |  | 0
Assets HV | -0.062004 |  | 0
Assets HV/LV | 0 |  | 0
Assets LV circuits | 0 |  | 0
Assets LV customer |  | 0 | 0
Assets HV customer |  | 0 | 0
Transmission exit | -0.02704 |  | 0
Operating 132kV | -0.087989 |  | 0
Operating 132kV/EHV | -0.0081417 |  | 0
Operating EHV | -0.028343 |  | 0
Operating EHV/HV | -0.019599 |  | 0
Operating 132kV/HV | -0.0063056 |  | 0
Operating HV | -0.11103 |  | 0
Operating HV/LV | 0 |  | 0
Operating LV circuits | 0 |  | 0
Operating LV customer |  | 0 | 0
Operating HV customer |  | 0 | 0
Scaler | 0 | 0 | 0
Rounding | -3.279e-05 | 0 | 0
Total | -0.643 | 0 | 0 | 0 | 0
LV Generation Intermittent
| Rate 1 units (MWh) | MPANs | Reactive power units (MVArh) | MWh/year | MWh/MPAN/year
LV Generation Intermittent | 882.823 | 0 | 1.8043 | 882.823
| Unit rate 1 p/kWh | Fixed charge p/MPAN/day | Reactive power charge p/kVArh | Revenue (£/year) | Average p/kWh | Average £/MPAN/year
Assets 132kV | -0.20053 |  | 0.05237 | -1769.402 | -0.20043
Assets 132kV/EHV | -0.018555 |  | 0.0069226 | -163.6868 | -0.018541
Assets EHV | -0.064594 |  | 0.024099 | -569.8183 | -0.064545
Assets EHV/HV | -0.011167 |  | 0.004166 | -98.5075 | -0.011158
Assets 132kV/HV | -0.0035927 |  | 0.0031275 | -31.661 | -0.0035863
Assets HV | -0.063259 |  | 0.01652 | -558.1641 | -0.063225
Assets HV/LV | -0.0044633 |  | 0.0011656 | -39.3817 | -0.0044609
Assets LV circuits | 0 |  | 0.0024998 | 0.045105 | 5.1092e-06
Assets LV customer |  | 0 |  | 0 | 0
Assets HV customer |  | 0 |  | 0 | 0
Transmission exit | -0.027587 |  | 0.0072044 | -243.4137 | -0.027572
Operating 132kV | -0.08977 |  | 0.023444 | -792.0899 | -0.089722
Operating 132kV/EHV | -0.0083065 |  | 0.003099 | -73.276 | -0.0083002
Operating EHV | -0.028916 |  | 0.010788 | -255.0847 | -0.028894
Operating EHV/HV | -0.019996 |  | 0.0074599 | -176.3914 | -0.01998
Operating 132kV/HV | -0.0064333 |  | 0.0056002 | -56.6935 | -0.0064218
Operating HV | -0.11327 |  | 0.029582 | -999.4703 | -0.11321
Operating HV/LV | -0.03996 |  | 0.010436 | -352.5916 | -0.039939
Operating LV circuits | 0 |  | 0.022381 | 0.40384 | 4.5744e-05
Operating LV customer |  | 0 |  | 0 | 0
Operating HV customer |  | 0 |  | 0 | 0
Scaler | 0 | 0 | 0 | 0 | 0
Rounding | 0.00040644 | 0 | 0.00013614 | 3.5906 | 0.00040672
Total | -0.7 | 0 | 0.231 | -6175.593 | -0.69953 | 0
LV Generation Non-Intermittent
| Rate 1 units (MWh) | Rate 2 units (MWh) | Rate 3 units (MWh) | MPANs | Reactive power units (MVArh) | MWh/year | MWh/MPAN/year
LV Generation Non-Intermittent | 94.774 | 542.09 | 640.643 | 0 | 0 | 1277.507
| Unit rate 1 p/kWh | Unit rate 2 p/kWh | Unit rate 3 p/kWh | Fixed charge p/MPAN/day | Reactive power charge p/kVArh | Average unit rate (p/kWh) | Revenue (£/year) | Average p/kWh | Average £/MPAN/year
Assets 132kV | -1.487 | -0.16314 | -0.040912 |  | 0.05237 | -0.20005 | -2555.7013 | -0.20005
Assets 132kV/EHV | -0.13759 | -0.015095 | -0.0037856 |  | 0.0069226 | -0.018511 | -236.4812 | -0.018511
Assets EHV | -0.53458 | -0.050504 | -0.0066466 |  | 0.024099 | -0.064422 | -823.0005 | -0.064422
Assets EHV/HV | -0.092415 | -0.0087309 | -0.001149 |  | 0.004166 | -0.011137 | -142.2765 | -0.011137
Assets 132kV/HV | -0.02664 | -0.0029228 | -0.00073298 |  | 0.0031275 | -0.0035842 | -45.7878 | -0.0035842
Assets HV | -0.52353 | -0.04946 | -0.0065091 |  | 0.01652 | -0.06309 | -805.9836 | -0.06309
Assets HV/LV | -0.036938 | -0.0034897 | -0.00045926 |  | 0.0011656 | -0.0044514 | -56.8667 | -0.0044514
Assets LV circuits | 0 | 0 | 0 |  | 0.0024998 | 0 | 0 | 0
Assets LV customer |  |  |  | 0 |  | 0 | 0 | 0
Assets HV customer |  |  |  | 0 |  | 0 | 0 | 0
Transmission exit | -0.2838 | -0.013963 | -0.0011085 |  | 0.0072044 | -0.027535 | -351.7579 | -0.027535
Operating 132kV | -0.66565 | -0.073031 | -0.018315 |  | 0.023444 | -0.089556 | -1144.0844 | -0.089556
Operating 132kV/EHV | -0.061593 | -0.0067576 | -0.0016947 |  | 0.003099 | -0.0082867 | -105.8631 | -0.0082867
Operating EHV | -0.23931 | -0.022609 | -0.0029754 |  | 0.010788 | -0.028839 | -368.4242 | -0.028839
Operating EHV/HV | -0.16548 | -0.015634 | -0.0020575 |  | 0.0074599 | -0.019942 | -254.7658 | -0.019942
Operating 132kV/HV | -0.047703 | -0.0052336 | -0.0013125 |  | 0.0056002 | -0.0064179 | -81.9895 | -0.0064179
Operating HV | -0.93744 | -0.088565 | -0.011655 |  | 0.029582 | -0.11297 | -1443.2254 | -0.11297
Operating HV/LV | -0.33071 | -0.031244 | -0.0041118 |  | 0.010436 | -0.039854 | -509.1389 | -0.039854
Operating LV circuits | 0 | 0 | 0 |  | 0.022381 | 0 | 0 | 0
Operating LV customer |  |  |  | 0 |  | 0 | 0 | 0
Operating HV customer |  |  |  | 0 |  | 0 | 0 | 0
Scaler | 0 | 0 | 0 | 0 | 0 | 0 | 0 | 0
Rounding | 0.00032627 | 0.00037719 | 0.00042519 | 0 | 0.00013614 | 0.00039749 | 5.0779 | 0.00039749
Total | -5.57 | -0.55 | -0.103 | 0 | 0.231 | -0.69826 | -8920.2691 | -0.69826 | 0
LV Sub Generation Intermittent
| Rate 1 units (MWh) | MPANs | Reactive power units (MVArh) | MWh/year | MWh/MPAN/year
LV Sub Generation Intermittent | 0 | 0 | 0 | 0
| Unit rate 1 p/kWh | Fixed charge p/MPAN/day | Reactive power charge p/kVArh | Revenue (£/year) | Average p/kWh | Average £/MPAN/year
Assets 132kV | -0.19655 |  | 0.051331 | 0
Assets 132kV/EHV | -0.018187 |  | 0.0067852 | 0
Assets EHV | -0.063313 |  | 0.02362 | 0
Assets EHV/HV | -0.010945 |  | 0.0040834 | 0
Assets 132kV/HV | -0.0035214 |  | 0.0030655 | 0
Assets HV | -0.062004 |  | 0.016192 | 0
Assets HV/LV | 0 |  | 0.0011425 | 0
Assets LV circuits | 0 |  | 0 | 0
Assets LV customer |  | 0 |  | 0
Assets HV customer |  | 0 |  | 0
Transmission exit | -0.02704 |  | 0.0070615 | 0
Operating 132kV | -0.087989 |  | 0.022979 | 0
Operating 132kV/EHV | -0.0081417 |  | 0.0030375 | 0
Operating EHV | -0.028343 |  | 0.010574 | 0
Operating EHV/HV | -0.019599 |  | 0.0073119 | 0
Operating 132kV/HV | -0.0063056 |  | 0.0054891 | 0
Operating HV | -0.11103 |  | 0.028995 | 0
Operating HV/LV | 0 |  | 0.010229 | 0
Operating LV circuits | 0 |  | 0 | 0
Operating LV customer |  | 0 |  | 0
Operating HV customer |  | 0 |  | 0
Scaler | 0 | 0 | 0 | 0
Rounding | -3.279e-05 | 0 | 0.00010412 | 0
Total | -0.643 | 0 | 0.202 | 0 | 0 | 0
LV Sub Generation Non-Intermittent
| Rate 1 units (MWh) | Rate 2 units (MWh) | Rate 3 units (MWh) | MPANs | Reactive power units (MVArh) | MWh/year | MWh/MPAN/year
LV Sub Generation Non-Intermittent | 100.656 | 468.948 | 23.1 | 0 | 0 | 592.704
| Unit rate 1 p/kWh | Unit rate 2 p/kWh | Unit rate 3 p/kWh | Fixed charge p/MPAN/day | Reactive power charge p/kVArh | Average unit rate (p/kWh) | Revenue (£/year) | Average p/kWh | Average £/MPAN/year
Assets 132kV | -1.4574 | -0.1599 | -0.0401 |  | 0.051331 | -0.37559 | -2226.1282 | -0.37559
Assets 132kV/EHV | -0.13486 | -0.014796 | -0.0037105 |  | 0.0067852 | -0.034754 | -205.9855 | -0.034754
Assets EHV | -0.52397 | -0.049502 | -0.0065147 |  | 0.02362 | -0.1284 | -761.0534 | -0.1284
Assets EHV/HV | -0.090582 | -0.0085577 | -0.0011262 |  | 0.0040834 | -0.022198 | -131.5674 | -0.022198
Assets 132kV/HV | -0.026112 | -0.0028648 | -0.00071844 |  | 0.0030655 | -0.006729 | -39.8832 | -0.006729
Assets HV | -0.51314 | -0.048479 | -0.00638 |  | 0.016192 | -0.12575 | -745.3173 | -0.12575
Assets HV/LV | 0 | 0 | 0 |  | 0.0011425 | 0 | 0 | 0
Assets LV circuits | 0 | 0 | 0 |  | 0 | 0 | 0 | 0
Assets LV customer |  |  |  | 0 |  | 0 | 0 | 0
Assets HV customer |  |  |  | 0 |  | 0 | 0 | 0
Transmission exit | -0.27817 | -0.013686 | -0.0010865 |  | 0.0070615 | -0.05811 | -344.4205 | -0.05811
Operating 132kV | -0.65244 | -0.071582 | -0.017951 |  | 0.022979 | -0.16814 | -996.5478 | -0.16814
Operating 132kV/EHV | -0.060371 | -0.0066235 | -0.001661 |  | 0.0030375 | -0.015558 | -92.2114 | -0.015558
Operating EHV | -0.23456 | -0.02216 | -0.0029164 |  | 0.010574 | -0.057481 | -340.6929 | -0.057481
Operating EHV/HV | -0.1622 | -0.015324 | -0.0020167 |  | 0.0073119 | -0.039748 | -235.5896 | -0.039748
Operating 132kV/HV | -0.046756 | -0.0051298 | -0.0012865 |  | 0.0054891 | -0.012049 | -71.4164 | -0.012049
Operating HV | -0.91884 | -0.086808 | -0.011424 |  | 0.028995 | -0.22517 | -1334.594 | -0.22517
Operating HV/LV | 0 | 0 | 0 |  | 0.010229 | 0 | 0 | 0
Operating LV circuits | 0 | 0 | 0 |  | 0 | 0 | 0 | 0
Operating LV customer |  |  |  | 0 |  | 0 | 0 | 0
Operating HV customer |  |  |  | 0 |  | 0 | 0 | 0
Scaler | 0 | 0 | 0 | 0 | 0 | 0 | 0 | 0
Rounding | 0.00045044 | 0.0004127 | -0.00010726 | 0 | 0.00010412 | 0.00039884 | 2.364 | 0.00039884
Total | -5.099 | -0.505 | -0.097 | 0 | 0.202 | -1.2693 | -7523.0438 | -1.2693 | 0
HV Generation Intermittent
| Rate 1 units (MWh) | MPANs | Reactive power units (MVArh) | MWh/year | MWh/MPAN/year
HV Generation Intermittent | 16375.236 | 6 | 26.5399 | 16375.236 | 2729.206
| Unit rate 1 p/kWh | Fixed charge p/MPAN/day | Reactive power charge p/kVArh | Revenue (£/year) | Average p/kWh | Average £/MPAN/year
Assets 132kV | -0.19356 |  | 0.050548 | -31681.7824 | -0.19347 | -5280.2971
Assets 132kV/EHV | -0.011462 |  | 0.0042763 | -1875.8466 | -0.011455 | -312.6411
Assets EHV | -0.039902 |  | 0.014886 | -6530.1039 | -0.039878 | -1088.3507
Assets EHV/HV | -0.0038802 |  | 0.0014476 | -635.0029 | -0.0038778 | -105.8338
Assets 132kV/HV | -0.0012484 |  | 0.0010867 | -204.1375 | -0.0012466 | -34.0229
Assets HV | 0 |  | 0.0057404 | 1.5235 | 9.3036e-06 | 0.25391
Assets HV/LV | 0 |  | 0 | 0 | 0 | 0
Assets LV circuits | 0 |  | 0 | 0 | 0 | 0
Assets LV customer |  | 0 |  | 0 | 0 | 0
Assets HV customer |  | 0 |  | 0 | 0 | 0
Transmission exit | -0.026627 |  | 0.0069538 | -4358.4096 | -0.026616 | -726.4016
Operating 132kV | -0.086647 |  | 0.022628 | -14182.6566 | -0.08661 | -2363.7761
Operating 132kV/EHV | -0.0080175 |  | 0.0029911 | -1312.0952 | -0.0080127 | -218.6825
Operating EHV | -0.02791 |  | 0.010413 | -4567.6004 | -0.027893 | -761.2667
Operating EHV/HV | -0.0193 |  | 0.0072003 | -3158.5021 | -0.019288 | -526.417
Operating 132kV/HV | -0.0062095 |  | 0.0054054 | -1015.3791 | -0.0062007 | -169.2299
Operating HV | 0 |  | 0.028553 | 7.5778 | 4.6276e-05 | 1.263
Operating HV/LV | 0 |  | 0 | 0 | 0 | 0
Operating LV circuits | 0 |  | 0 | 0 | 0 | 0
Operating LV customer |  | 0 |  | 0 | 0 | 0
Operating HV customer |  | 32.5868 |  | 713.651 | 0.0043581 | 118.9418
Scaler | 0 | 0 | 0 | 0 | 0 | 0
Rounding | -0.00024005 | 0.003197 | -0.00012903 | -39.2733 | -0.00023983 | -6.5456
Total | -0.425 | 32.59 | 0.162 | -68838.0374 | -0.42038 | -11473.0062
HV Generation Non-Intermittent
| Rate 1 units (MWh) | Rate 2 units (MWh) | Rate 3 units (MWh) | MPANs | Reactive power units (MVArh) | MWh/year | MWh/MPAN/year
HV Generation Non-Intermittent | 7309.042 | 40123.611 | 48110.324 | 16 | 83.4663 | 95542.977 | 5971.4361
| Unit rate 1 p/kWh | Unit rate 2 p/kWh | Unit rate 3 p/kWh | Fixed charge p/MPAN/day | Reactive power charge p/kVArh | Average unit rate (p/kWh) | Revenue (£/year) | Average p/kWh | Average £/MPAN/year
Assets 132kV | -1.4352 | -0.15746 | -0.039489 |  | 0.050548 | -0.19576 | -187036.3709 | -0.19576 | -11689.7732
Assets 132kV/EHV | -0.084993 | -0.0093249 | -0.0023385 |  | 0.0042763 | -0.011592 | -11075.1756 | -0.011592 | -692.1985
Assets EHV | -0.33023 | -0.031198 | -0.0041058 |  | 0.014886 | -0.040419 | -38617.1492 | -0.040419 | -2413.5718
Assets EHV/HV | -0.032112 | -0.0030338 | -0.00039926 |  | 0.0014476 | -0.0039304 | -3755.2237 | -0.0039304 | -234.7015
Assets 132kV/HV | -0.0092568 | -0.0010156 | -0.00025469 |  | 0.0010867 | -0.0012619 | -1205.7017 | -0.0012619 | -75.3564
Assets HV | 0 | 0 | 0 |  | 0.0057404 | 5.0148e-06 | 4.7913 | 5.0148e-06 | 0.29945
Assets HV/LV | 0 | 0 | 0 |  | 0 | 0 | 0 | 0 | 0
Assets LV circuits | 0 | 0 | 0 |  | 0 | 0 | 0 | 0 | 0
Assets LV customer |  |  |  | 0 |  | 0 | 0 | 0 | 0
Assets HV customer |  |  |  | 0 |  | 0 | 0 | 0 | 0
Transmission exit | -0.27392 | -0.013477 | -0.00107 |  | 0.0069538 | -0.027148 | -25937.5567 | -0.027148 | -1621.0973
Operating 132kV | -0.64249 | -0.07049 | -0.017677 |  | 0.022628 | -0.087635 | -83728.6422 | -0.087635 | -5233.0401
Operating 132kV/EHV | -0.05945 | -0.0065225 | -0.0016357 |  | 0.0029911 | -0.0081081 | -7746.7337 | -0.0081081 | -484.1709
Operating EHV | -0.23098 | -0.021822 | -0.0028719 |  | 0.010413 | -0.028272 | -27011.4699 | -0.028272 | -1688.2169
Operating EHV/HV | -0.15973 | -0.01509 | -0.0019859 |  | 0.0072003 | -0.01955 | -18678.4695 | -0.01955 | -1167.4043
Operating 132kV/HV | -0.046043 | -0.0050516 | -0.0012668 |  | 0.0054054 | -0.0062769 | -5997.1559 | -0.0062769 | -374.8222
Operating HV | 0 | 0 | 0 |  | 0.028553 | 2.4943e-05 | 23.8317 | 2.4943e-05 | 1.4895
Operating HV/LV | 0 | 0 | 0 |  | 0 | 0 | 0 | 0 | 0
Operating LV circuits | 0 | 0 | 0 |  | 0 | 0 | 0 | 0 | 0
Operating LV customer |  |  |  | 0 |  | 0 | 0 | 0 | 0
Operating HV customer |  |  |  | 32.5868 |  | 0 | 1903.0693 | 0.0019918 | 118.9418
Scaler | 0 | 0 | 0 | 0 | 0 | 0 | 0 | 0 | 0
Rounding | 0.00042243 | 0.00048791 | 9.4705e-05 | 0.003197 | -0.00012903 | 0.00028479 | 272.2832 | 0.00028499 | 17.0177
Total | -3.304 | -0.334 | -0.073 | 32.59 | 0.162 | -0.42964 | -408585.6736 | -0.42765 | -25536.6046
HV Sub Generation Non-Intermittent
| Rate 1 units (MWh) | Rate 2 units (MWh) | Rate 3 units (MWh) | MPANs | Reactive power units (MVArh) | MWh/year | MWh/MPAN/year
HV Sub Generation Non-Intermittent | 0 | 0 | 0 | 0 | 0 | 0
| Unit rate 1 p/kWh | Unit rate 2 p/kWh | Unit rate 3 p/kWh | Fixed charge p/MPAN/day | Reactive power charge p/kVArh | Average unit rate (p/kWh) | Revenue (£/year) | Average p/kWh | Average £/MPAN/year
Assets 132kV | -1.4146 | -0.1552 | -0.038922 |  | 0.049823 | 0 | 0
Assets 132kV/EHV | -0.11968 | -0.01313 | -0.0032928 |  | 0.004215 | 0 | 0
Assets EHV | -0.46499 | -0.04393 | -0.0057813 |  | 0.014673 | 0 | 0
Assets EHV/HV | 0 | 0 | 0 |  | 0 | 0 | 0
Assets 132kV/HV | 0 | 0 | 0 |  | 0.011902 | 0 | 0
Assets HV | 0 | 0 | 0 |  | 0 | 0 | 0
Assets HV/LV | 0 | 0 | 0 |  | 0 | 0 | 0
Assets LV circuits | 0 | 0 | 0 |  | 0 | 0 | 0
Assets LV customer |  |  |  | 0 |  | 0 | 0
Assets HV customer |  |  |  | 0 |  | 0 | 0
Transmission exit | -0.26999 | -0.013284 | -0.0010546 |  | 0.006854 | 0 | 0
Operating 132kV | -0.63327 | -0.069479 | -0.017424 |  | 0.022304 | 0 | 0
Operating 132kV/EHV | -0.083711 | -0.0091842 | -0.0023032 |  | 0.0029482 | 0 | 0
Operating EHV | -0.32524 | -0.030727 | -0.0040438 |  | 0.010263 | 0 | 0
Operating EHV/HV | 0 | 0 | 0 |  | 0 | 0 | 0
Operating 132kV/HV | 0 | 0 | 0 |  | 0.0053279 | 0 | 0
Operating HV | 0 | 0 | 0 |  | 0 | 0 | 0
Operating HV/LV | 0 | 0 | 0 |  | 0 | 0 | 0
Operating LV circuits | 0 | 0 | 0 |  | 0 | 0 | 0
Operating LV customer |  |  |  | 0 |  | 0 | 0
Operating HV customer |  |  |  | 32.5868 |  | 0 | 0
Scaler | 0 | 0 | 0 | 0 | 0 | 0 | 0
Rounding | -0.0004759 | -6.1836e-05 | -0.00017791 | 0.003197 | -0.00030933 | 0 | 0
Total | -3.312 | -0.335 | -0.073 | 32.59 | 0.128 | 0 | 0 | 0 | 0
HV Sub Generation Intermittent
| Rate 1 units (MWh) | MPANs | Reactive power units (MVArh) | MWh/year | MWh/MPAN/year
HV Sub Generation Intermittent | 0 | 0 | 0 | 0
| Unit rate 1 p/kWh | Fixed charge p/MPAN/day | Reactive power charge p/kVArh | Revenue (£/year) | Average p/kWh | Average £/MPAN/year
Assets 132kV | -0.19078 |  | 0.049823 | 0
Assets 132kV/EHV | -0.01614 |  | 0.004215 | 0
Assets EHV | -0.056185 |  | 0.014673 | 0
Assets EHV/HV | 0 |  | 0 | 0
Assets 132kV/HV | 0 |  | 0.011902 | 0
Assets HV | 0 |  | 0 | 0
Assets HV/LV | 0 |  | 0 | 0
Assets LV circuits | 0 |  | 0 | 0
Assets LV customer |  | 0 |  | 0
Assets HV customer |  | 0 |  | 0
Transmission exit | -0.026245 |  | 0.006854 | 0
Operating 132kV | -0.085404 |  | 0.022304 | 0
Operating 132kV/EHV | -0.011289 |  | 0.0029482 | 0
Operating EHV | -0.0393 |  | 0.010263 | 0
Operating EHV/HV | 0 |  | 0 | 0
Operating 132kV/HV | 0 |  | 0.0053279 | 0
Operating HV | 0 |  | 0 | 0
Operating HV/LV | 0 |  | 0 | 0
Operating LV circuits | 0 |  | 0 | 0
Operating LV customer |  | 0 |  | 0
Operating HV customer |  | 32.5868 |  | 0
Scaler | 0 | 0 | 0 | 0
Rounding | 0.00034396 | 0.003197 | -0.00030933 | 0
Total | -0.425 | 32.59 | 0.128 | 0 | 0 | 0

## M-Rev
CDCM model 100: Revenue matrix |  | WPD South Wales |  | 2012/13 |  | model version 2441 April 2012 Price Change
This sheet is for information only.
3901. Revenue matrix by tariff
Revenue matrix by tariff, charging element and network level
| Assets 132kV | Assets 132kV/EHV | Assets EHV | Assets EHV/HV | Assets 132kV/HV | Assets HV | Assets HV/LV | Assets LV circuits | Assets LV customer | Assets HV customer | Transmission exit | Operating 132kV | Operating 132kV/EHV | Operating EHV | Operating EHV/HV | Operating 132kV/HV | Operating HV | Operating HV/LV | Operating LV circuits | Operating LV customer | Operating HV customer | Scaler | Rounding | Total revenue by tariff (£/year)
Domestic Unrestricted | 13810544.9105 | 1277901.503 | 4448567.1023 | 769047.6066 | 247429.0915 | 4356585.3569 | 307381.9307 | 684020.3512 | 0 | 0 | 1899893.4711 | 6182424.1325 | 572064.9795 | 1991444.131 | 1377086.4257 | 443056.113 | 7801070.4488 | 2752049.9428 | 6124166.6476 | 6119020.855 | 0 | 44726802.7258 | -11871.0053 | 105878686.7203
Domestic Two Rate | 1054927.6411 | 97613.3546 | 331235.8307 | 57262.511 | 18900.0354 | 324386.9625 | 22887.3493 | 44601.1787 | 0 | 0 | 142433.2309 | 472248.5715 | 43697.5632 | 148280.9264 | 102536.4698 | 33843.1353 | 580859.8569 | 204914.8699 | 399322.9887 | 398987.4601 | 0 | 3353126.4351 | -1026.5611 | 7831039.8102
Domestic Off Peak (related MPAN) | 2982.6576 | 275.9879 | 654.6417 | 113.1714 | 53.4372 | 641.1058 | 45.2337 | 0 |  |  | 148.4382 | 1335.2155 | 123.5486 | 293.0567 | 202.6491 | 95.6866 | 1147.9889 | 404.9858 | 0 |  |  | 3494.4933 | -10.2298 | 12002.0683
Small Non Domestic Unrestricted | 2880918.1674 | 266573.8159 | 927983.4986 | 160425.4746 | 51614.3982 | 908795.8501 | 64120.7276 | 44827.1532 | 0 | 0 | 396323.0743 | 1289670.9085 | 119334.3494 | 415420.7972 | 287264.0672 | 92422.7403 | 1627325.0423 | 574085.2898 | 401346.1821 | 957246.1754 | 0 | 9330135.7315 | -1195.1112 | 20794638.3325
Small Non Domestic Two Rate | 892865.7579 | 82617.6303 | 285536.5958 | 49362.2397 | 15996.5421 | 279632.6376 | 19729.6766 | 9506.1317 | 0 | 0 | 118713.2988 | 399700.0006 | 36984.5821 | 127823.2215 | 88389.938 | 28644.0278 | 500721.0296 | 176643.6145 | 85110.2373 | 202995.4509 | 0 | 2794717.9014 | 65.2876 | 6195755.8016
Small Non Domestic Off Peak (related MPAN) | 1827.1879 | 169.0713 | 413.1042 | 71.4155 | 32.7358 | 404.5625 | 28.5442 | 0 |  |  | 95.7319 | 817.9584 | 75.6864 | 184.9301 | 127.8794 | 58.618 | 724.4253 | 255.5617 | 0 |  |  | 2253.6953 | 6.3122 | 7547.42
LV Medium Non-Domestic | 1586899.5015 | 146837.1647 | 516537.5583 | 89296.6125 | 28430.819 | 505857.2594 | 35691.1132 | 66774.6575 | 0 | 0 | 217964.2679 | 710390.925 | 65733.0784 | 231233.0387 | 159897.9724 | 50909.3254 | 905807.598 | 319549.4471 | 597846.4377 | 79843.5149 | 0 | 5131258.6531 | 189.9074 | 11446948.8522
LV Sub Medium Non-Domestic | 0 | 0 | 0 | 0 | 0 | 0 | 0 | 0 | 0 | 0 | 0 | 0 | 0 | 0 | 0 | 0 | 0 | 0 | 0 | 0 | 0 | 0 | 0 | 0
HV Medium Non-Domestic | 2976.5413 | 172.8131 | 630.7023 | 70.9767 | 25.0964 | 293.4866 | 0 | 0 | 0 | 0 | 393.9976 | 1332.4775 | 120.8773 | 441.1562 | 353.0379 | 124.8293 | 1459.8012 | 0 | 0 | 0 | 3597.4398 | 9275.3908 | -1.5734 | 21267.0506
LV HH Metered | 3571214.7068 | 330447.5436 | 1165886.3859 | 201553.0201 | 63981.7195 | 1265501.1739 | 124205.346 | 284041.7303 | 0 | 0 | 496958.2465 | 1598688.8373 | 147928.042 | 521920.3279 | 360908.6429 | 114568.1446 | 2266055.4086 | 1112034.5118 | 2543080.609 | 99573.6141 | 0 | 11699263.0346 | -4232.4699 | 27963578.5756
LV Sub HH Metered | 1921.3288 | 177.7822 | 622.6487 | 107.6406 | 34.4224 | 2187.4167 | 154.3347 | 0 | 0 | 0 | 260.0725 | 860.1014 | 79.5859 | 278.7347 | 192.7454 | 61.6382 | 3916.8731 | 1381.7886 | 0 | 49.6246 | 0 | 6122.5594 | 6.8842 | 18416.1822
HV HH Metered | 5333876.8998 | 297333.5112 | 1217733.222 | 186749.8681 | 66032.1643 | 772205.2309 | 0 | 0 | 0 | 0 | 694141.7142 | 2387761.6328 | 207975.3514 | 851765.7281 | 928893.1827 | 328443.7512 | 3840946.0837 | 0 | 0 | 0 | 156626.9954 | 16341305.4393 | -803.8209 | 33610986.9544
HV Sub HH Metered | 0 | 0 | 0 | 0 | 0 | 0 | 0 | 0 | 0 | 0 | 0 | 0 | 0 | 0 | 0 | 0 | 0 | 0 | 0 | 0 | 0 | 0 | 0 | 0
NHH UMS | 64597.0833 | 5977.2232 | 20807.612 | 3597.1233 | 1157.3184 | 20377.379 | 1437.7402 | 3083.4643 | 0 |  | 8886.5123 | 28917.5097 | 2675.7618 | 9314.7289 | 6441.1482 | 2072.3391 | 36488.5239 | 12872.3668 | 27606.8532 | 115054.7878 |  | 209203.9829 | -73.355 | 580496.1033
LV UMS (Pseudo HH Metered) | 550755.3064 | 50961.8584 | 171709.2859 | 29684.3033 | 9867.3069 | 168158.9022 | 11864.5691 | 25445.4696 | 0 |  | 75553.653 | 246550.9449 | 22813.5693 | 76867.3242 | 53153.8631 | 17668.7818 | 301111.8423 | 106225.7845 | 227818.2161 | 1058727.8496 |  | 1778664.6378 | -509.3906 | 4983094.0777
LV Generation NHH | -1534.8034 | -142.0167 | -494.3814 | -85.4664 | -27.4975 | -484.1592 | -34.1602 | 0 | 0 | 0 | -211.1403 | -687.0696 | -63.5751 | -221.3146 | -153.0394 | -49.238 | -866.9542 | -305.8428 | 0 | 0 | 0 | 0 | 3.1107 | -5357.548
LV Sub Generation NHH | 0 | 0 | 0 | 0 | 0 | 0 | 0 | 0 | 0 | 0 | 0 | 0 | 0 | 0 | 0 | 0 | 0 | 0 | 0 | 0 | 0 | 0 | 0 | 0
LV Generation Intermittent | -1769.402 | -163.6868 | -569.8183 | -98.5075 | -31.661 | -558.1641 | -39.3817 | 0.045105 | 0 | 0 | -243.4137 | -792.0899 | -73.276 | -255.0847 | -176.3914 | -56.6935 | -999.4703 | -352.5916 | 0.40384 | 0 | 0 | 0 | 3.5906 | -6175.593
LV Generation Non-Intermittent | -2555.7013 | -236.4812 | -823.0005 | -142.2765 | -45.7878 | -805.9836 | -56.8667 | 0 | 0 | 0 | -351.7579 | -1144.0844 | -105.8631 | -368.4242 | -254.7658 | -81.9895 | -1443.2254 | -509.1389 | 0 | 0 | 0 | 0 | 5.0779 | -8920.2691
LV Sub Generation Intermittent | 0 | 0 | 0 | 0 | 0 | 0 | 0 | 0 | 0 | 0 | 0 | 0 | 0 | 0 | 0 | 0 | 0 | 0 | 0 | 0 | 0 | 0 | 0 | 0
LV Sub Generation Non-Intermittent | -2226.1282 | -205.9855 | -761.0534 | -131.5674 | -39.8832 | -745.3173 | 0 | 0 | 0 | 0 | -344.4205 | -996.5478 | -92.2114 | -340.6929 | -235.5896 | -71.4164 | -1334.594 | 0 | 0 | 0 | 0 | 0 | 2.364 | -7523.0438
HV Generation Intermittent | -31681.7824 | -1875.8466 | -6530.1039 | -635.0029 | -204.1375 | 1.5235 | 0 | 0 | 0 | 0 | -4358.4096 | -14182.6566 | -1312.0952 | -4567.6004 | -3158.5021 | -1015.3791 | 7.5778 | 0 | 0 | 0 | 713.651 | 0 | -39.2733 | -68838.0374
HV Generation Non-Intermittent | -187036.3709 | -11075.1756 | -38617.1492 | -3755.2237 | -1205.7017 | 4.7913 | 0 | 0 | 0 | 0 | -25937.5567 | -83728.6422 | -7746.7337 | -27011.4699 | -18678.4695 | -5997.1559 | 23.8317 | 0 | 0 | 0 | 1903.0693 | 0 | 272.2832 | -408585.6736
HV Sub Generation Non-Intermittent | 0 | 0 | 0 | 0 | 0 | 0 | 0 | 0 | 0 | 0 | 0 | 0 | 0 | 0 | 0 | 0 | 0 | 0 | 0 | 0 | 0 | 0 | 0 | 0
HV Sub Generation Intermittent | 0 | 0 | 0 | 0 | 0 | 0 | 0 | 0 | 0 | 0 | 0 | 0 | 0 | 0 | 0 | 0 | 0 | 0 | 0 | 0 | 0 | 0 | 0 | 0
3902. Revenues by charging element and network level
Total revenue by charging element and network level (£/year)
| Assets 132kV | Assets 132kV/EHV | Assets EHV | Assets EHV/HV | Assets 132kV/HV | Assets HV | Assets HV/LV | Assets LV circuits | Assets LV customer | Assets HV customer | Transmission exit | Operating 132kV | Operating 132kV/EHV | Operating EHV | Operating EHV/HV | Operating 132kV/HV | Operating HV | Operating HV/LV | Operating LV circuits | Operating LV customer | Operating HV customer | Scaler | Rounding | Total revenue (£/year)
Revenues by charging element and network level | 29529503.502 | 2543360.0669 | 9040522.6815 | 1542493.9191 | 502000.4184 | 8602440.0148 | 587416.1568 | 1162300.1815 | 0 | 0 | 4020319.0104 | 13219168.1252 | 1210213.2208 | 4342503.515 | 3342791.264 | 1104697.2583 | 17863022.0884 | 5259250.59 | 10406298.5756 | 9031499.3323 | 162841.1555 | 95385624.6804 | -19207.9729 | 218839057.784

## LAFs
CDCM model 100: Loss adjustment factors and network use matrices |  | WPD South Wales |  | 2012/13 |  | model version 2441 April 2012 Price Change
This sheet calculates matrices of loss adjustment factors and of network use factors.
These matrices map out the extent to which each type of user uses each level of the network, and are used throughout the workbook.
2001. Loss adjustment factors to transmission
Data sources:
x1 = Network level for each tariff (to get loss factors applicable to capacity) (in Loss adjustment factors to transmission) (in Loss adjustment factors to transmission)
x2 = 1032. Loss adjustment factors to transmission
Kind: | Fixed data | [6 empty] | Fixed data | [6 empty] | Sum-product calculation
Formula: | [14 empty] | =SUMPRODUCT(x1, x2)
| Network level for each tariff (to get loss factors applicable to capacity) | [6 empty] | Network level for each tariff (to get loss factors applicable to capacity)
| 132kV | 132kV/EHV | EHV | EHV/HV | HV | HV/LV | LV circuits | 132kV | 132kV/EHV | EHV | EHV/HV | HV | HV/LV | LV circuits | Loss adjustment factor
Domestic Unrestricted | 0 | 0 | 0 | 0 | 0 | 0 | 1 | 0 | 0 | 0 | 0 | 0 | 0 | 1 | 1.0836
Domestic Two Rate | 0 | 0 | 0 | 0 | 0 | 0 | 1 | 0 | 0 | 0 | 0 | 0 | 0 | 1 | 1.0836
Domestic Off Peak (related MPAN) | 0 | 0 | 0 | 0 | 0 | 0 | 1 | 0 | 0 | 0 | 0 | 0 | 0 | 1 | 1.0836
Small Non Domestic Unrestricted | 0 | 0 | 0 | 0 | 0 | 0 | 1 | 0 | 0 | 0 | 0 | 0 | 0 | 1 | 1.0836
Small Non Domestic Two Rate | 0 | 0 | 0 | 0 | 0 | 0 | 1 | 0 | 0 | 0 | 0 | 0 | 0 | 1 | 1.0836
Small Non Domestic Off Peak (related MPAN) | 0 | 0 | 0 | 0 | 0 | 0 | 1 | 0 | 0 | 0 | 0 | 0 | 0 | 1 | 1.0836
LV Medium Non-Domestic | 0 | 0 | 0 | 0 | 0 | 0 | 1 | 0 | 0 | 0 | 0 | 0 | 0 | 1 | 1.0836
LV Sub Medium Non-Domestic | 0 | 0 | 0 | 0 | 0 | 1 | 0 | 0 | 0 | 0 | 0 | 0 | 1 | 0 | 1.0621
HV Medium Non-Domestic | 0 | 0 | 0 | 0 | 1 | 0 | 0 | 0 | 0 | 0 | 0 | 1 | 0 | 0 | 1.0459
LV HH Metered | 0 | 0 | 0 | 0 | 0 | 0 | 1 | 0 | 0 | 0 | 0 | 0 | 0 | 1 | 1.0836
LV Sub HH Metered | 0 | 0 | 0 | 0 | 0 | 1 | 0 | 0 | 0 | 0 | 0 | 0 | 1 | 0 | 1.0621
HV HH Metered | 0 | 0 | 0 | 0 | 1 | 0 | 0 | 0 | 0 | 0 | 0 | 1 | 0 | 0 | 1.0459
HV Sub HH Metered | 0 | 0 | 0 | 1 | 0 | 0 | 0 | 0 | 0 | 0 | 1 | 0 | 0 | 0 | 1.0309
NHH UMS | 0 | 0 | 0 | 0 | 0 | 0 | 1 | 0 | 0 | 0 | 0 | 0 | 0 | 1 | 1.0836
LV UMS (Pseudo HH Metered) | 0 | 0 | 0 | 0 | 0 | 0 | 1 | 0 | 0 | 0 | 0 | 0 | 0 | 1 | 1.0836
LV Generation NHH | 0 | 0 | 0 | 0 | 0 | 0 | 1 | 0 | 0 | 0 | 0 | 0 | 0 | 1 | 1.0836
LV Sub Generation NHH | 0 | 0 | 0 | 0 | 0 | 1 | 0 | 0 | 0 | 0 | 0 | 0 | 1 | 0 | 1.0621
LV Generation Intermittent | 0 | 0 | 0 | 0 | 0 | 0 | 1 | 0 | 0 | 0 | 0 | 0 | 0 | 1 | 1.0836
LV Generation Non-Intermittent | 0 | 0 | 0 | 0 | 0 | 0 | 1 | 0 | 0 | 0 | 0 | 0 | 0 | 1 | 1.0836
LV Sub Generation Intermittent | 0 | 0 | 0 | 0 | 0 | 1 | 0 | 0 | 0 | 0 | 0 | 0 | 1 | 0 | 1.0621
LV Sub Generation Non-Intermittent | 0 | 0 | 0 | 0 | 0 | 1 | 0 | 0 | 0 | 0 | 0 | 0 | 1 | 0 | 1.0621
HV Generation Intermittent | 0 | 0 | 0 | 0 | 1 | 0 | 0 | 0 | 0 | 0 | 0 | 1 | 0 | 0 | 1.0459
HV Generation Non-Intermittent | 0 | 0 | 0 | 0 | 1 | 0 | 0 | 0 | 0 | 0 | 0 | 1 | 0 | 0 | 1.0459
HV Sub Generation Non-Intermittent | 0 | 0 | 0 | 1 | 0 | 0 | 0 | 0 | 0 | 0 | 1 | 0 | 0 | 0 | 1.0309
HV Sub Generation Intermittent | 0 | 0 | 0 | 1 | 0 | 0 | 0 | 0 | 0 | 0 | 1 | 0 | 0 | 0 | 1.0309
2002. Mapping of DRM network levels to core network levels
| 132kV | 132kV/EHV | EHV | EHV/HV | HV | HV/LV | LV circuits
132kV | 1 | 0 | 0 | 0 | 0 | 0 | 0
132kV/EHV | 0 | 1 | 0 | 0 | 0 | 0 | 0
EHV | 0 | 0 | 1 | 0 | 0 | 0 | 0
EHV/HV | 0 | 0 | 0 | 1 | 0 | 0 | 0
132kV/HV | 0 | 0 | 0 | 1 | 0 | 0 | 0
HV | 0 | 0 | 0 | 0 | 1 | 0 | 0
HV/LV | 0 | 0 | 0 | 0 | 0 | 1 | 0
LV circuits | 0 | 0 | 0 | 0 | 0 | 0 | 1
2003. Loss adjustment factor to transmission for each DRM network level
Sum-product calculation =SUMPRODUCT(x1, x2)
Data sources:
x1 = 2002. Mapping of DRM network levels to core network levels
x2 = 1032. Loss adjustment factors to transmission
Loss adjustment factor to transmission for each DRM network level
132kV | 1.0092
132kV/EHV | 1.0141
EHV | 1.0227
EHV/HV | 1.0309
132kV/HV | 1.0309
HV | 1.0459
HV/LV | 1.0621
LV circuits | 1.0836
2004. Loss adjustment factor to transmission for each network level
Combine tables = x1 or x2
Data sources:
x1 = 2003. Loss adjustment factor to transmission for each DRM network level
x2 = 1 for GSP level
| GSPs | 132kV | 132kV/EHV | EHV | EHV/HV | 132kV/HV | HV | HV/LV | LV circuits
Loss adjustment factor to transmission for each network level | 1 | 1.0092 | 1.0141 | 1.0227 | 1.0309 | 1.0309 | 1.0459 | 1.0621 | 1.0836
2005. Network use factors
These network use factors indicate to what extent each network level is used by each tariff.
This table reflects the policy that generators receive credits only in respect of network levels above the voltage of connection. Generators do not receive credits at the voltage of connection.
| GSPs | 132kV | 132kV/EHV | EHV | EHV/HV | HV | HV/LV | LV circuits
Domestic Unrestricted | 1 | 1 | 1 | 1 | 1 | 1 | 1 | 1
Domestic Two Rate | 1 | 1 | 1 | 1 | 1 | 1 | 1 | 1
Domestic Off Peak (related MPAN) | 1 | 1 | 1 | 1 | 1 | 1 | 1 | 1
Small Non Domestic Unrestricted | 1 | 1 | 1 | 1 | 1 | 1 | 1 | 1
Small Non Domestic Two Rate | 1 | 1 | 1 | 1 | 1 | 1 | 1 | 1
Small Non Domestic Off Peak (related MPAN) | 1 | 1 | 1 | 1 | 1 | 1 | 1 | 1
LV Medium Non-Domestic | 1 | 1 | 1 | 1 | 1 | 1 | 1 | 1
LV Sub Medium Non-Domestic | 1 | 1 | 1 | 1 | 1 | 1 | 1 | 0
HV Medium Non-Domestic | 1 | 1 | 1 | 1 | 1 | 1 | 0 | 0
LV HH Metered | 1 | 1 | 1 | 1 | 1 | 1 | 1 | 1
LV Sub HH Metered | 1 | 1 | 1 | 1 | 1 | 1 | 1 | 0
HV HH Metered | 1 | 1 | 1 | 1 | 1 | 1 | 0 | 0
HV Sub HH Metered | 1 | 1 | 1 | 1 | 1 | 0 | 0 | 0
NHH UMS | 1 | 1 | 1 | 1 | 1 | 1 | 1 | 1
LV UMS (Pseudo HH Metered) | 1 | 1 | 1 | 1 | 1 | 1 | 1 | 1
LV Generation NHH | 1 | 1 | 1 | 1 | 1 | 1 | 1 | 0
LV Sub Generation NHH | 1 | 1 | 1 | 1 | 1 | 1 | 0 | 0
LV Generation Intermittent | 1 | 1 | 1 | 1 | 1 | 1 | 1 | 0
LV Generation Non-Intermittent | 1 | 1 | 1 | 1 | 1 | 1 | 1 | 0
LV Sub Generation Intermittent | 1 | 1 | 1 | 1 | 1 | 1 | 0 | 0
LV Sub Generation Non-Intermittent | 1 | 1 | 1 | 1 | 1 | 1 | 0 | 0
HV Generation Intermittent | 1 | 1 | 1 | 1 | 1 | 0 | 0 | 0
HV Generation Non-Intermittent | 1 | 1 | 1 | 1 | 1 | 0 | 0 | 0
HV Sub Generation Non-Intermittent | 1 | 1 | 1 | 1 | 0 | 0 | 0 | 0
HV Sub Generation Intermittent | 1 | 1 | 1 | 1 | 0 | 0 | 0 | 0
2006. Proportion going through 132kV/EHV
Cell-by-cell calculation =1-x1
Data sources:
x1 = 1018. Proportion of relevant load going through 132kV/HV direct transformation
132kV/EHV
132kV/EHV | 70%
2007. Proportion going through EHV
Cell-by-cell calculation =1-x1
Data sources:
x1 = 1018. Proportion of relevant load going through 132kV/HV direct transformation
EHV
EHV | 70%
2008. Proportion going through EHV/HV
Cell-by-cell calculation =1-x1
Data sources:
x1 = 1018. Proportion of relevant load going through 132kV/HV direct transformation
EHV/HV
EHV/HV | 70%
2009. Rerouteing matrix for all network levels
Combine tables = x1 or x2 or x3 or x4 or x5 or x6
Data sources:
x1 = 1018. Proportion of relevant load going through 132kV/HV direct transformation
x2 = 2006. Proportion going through 132kV/EHV
x3 = 2007. Proportion going through EHV
x4 = 2008. Proportion going through EHV/HV
x5 = Rerouteing matrix: default elements
x6 = Map GSP to GSP
| GSPs | 132kV | 132kV/EHV | EHV | EHV/HV | HV | HV/LV | LV circuits
GSPs | 1
132kV |  | 100% | 0% | 0% | 0% | 0% | 0% | 0%
132kV/EHV |  | 0% | 70% | 0% | 0% | 0% | 0% | 0%
EHV |  | 0% | 0% | 70% | 0% | 0% | 0% | 0%
EHV/HV |  | 0% | 0% | 0% | 70% | 0% | 0% | 0%
132kV/HV |  | 0% | 0% | 0% | 30% | 0% | 0% | 0%
HV |  | 0% | 0% | 0% | 0% | 100% | 0% | 0%
HV/LV |  | 0% | 0% | 0% | 0% | 0% | 100% | 0%
LV circuits |  | 0% | 0% | 0% | 0% | 0% | 0% | 100%
2010. Network use factors including 132kV/HV (except for HV Sub)
Sum-product calculation =SUMPRODUCT(x1, x2)
Data sources:
x1 = 2005. Network use factors
x2 = 2009. Rerouteing matrix for all network levels
| GSPs | 132kV | 132kV/EHV | EHV | EHV/HV | 132kV/HV | HV | HV/LV | LV circuits
Domestic Unrestricted | 1 | 1 | 0.7 | 0.7 | 0.7 | 0.3 | 1 | 1 | 1
Domestic Two Rate | 1 | 1 | 0.7 | 0.7 | 0.7 | 0.3 | 1 | 1 | 1
Domestic Off Peak (related MPAN) | 1 | 1 | 0.7 | 0.7 | 0.7 | 0.3 | 1 | 1 | 1
Small Non Domestic Unrestricted | 1 | 1 | 0.7 | 0.7 | 0.7 | 0.3 | 1 | 1 | 1
Small Non Domestic Two Rate | 1 | 1 | 0.7 | 0.7 | 0.7 | 0.3 | 1 | 1 | 1
Small Non Domestic Off Peak (related MPAN) | 1 | 1 | 0.7 | 0.7 | 0.7 | 0.3 | 1 | 1 | 1
LV Medium Non-Domestic | 1 | 1 | 0.7 | 0.7 | 0.7 | 0.3 | 1 | 1 | 1
LV Sub Medium Non-Domestic | 1 | 1 | 0.7 | 0.7 | 0.7 | 0.3 | 1 | 1 | 0
HV Medium Non-Domestic | 1 | 1 | 0.7 | 0.7 | 0.7 | 0.3 | 1 | 0 | 0
LV HH Metered | 1 | 1 | 0.7 | 0.7 | 0.7 | 0.3 | 1 | 1 | 1
LV Sub HH Metered | 1 | 1 | 0.7 | 0.7 | 0.7 | 0.3 | 1 | 1 | 0
HV HH Metered | 1 | 1 | 0.7 | 0.7 | 0.7 | 0.3 | 1 | 0 | 0
HV Sub HH Metered | 1 | 1 | 0.7 | 0.7 | 0.7 | 0.3 | 0 | 0 | 0
NHH UMS | 1 | 1 | 0.7 | 0.7 | 0.7 | 0.3 | 1 | 1 | 1
LV UMS (Pseudo HH Metered) | 1 | 1 | 0.7 | 0.7 | 0.7 | 0.3 | 1 | 1 | 1
LV Generation NHH | 1 | 1 | 0.7 | 0.7 | 0.7 | 0.3 | 1 | 1 | 0
LV Sub Generation NHH | 1 | 1 | 0.7 | 0.7 | 0.7 | 0.3 | 1 | 0 | 0
LV Generation Intermittent | 1 | 1 | 0.7 | 0.7 | 0.7 | 0.3 | 1 | 1 | 0
LV Generation Non-Intermittent | 1 | 1 | 0.7 | 0.7 | 0.7 | 0.3 | 1 | 1 | 0
LV Sub Generation Intermittent | 1 | 1 | 0.7 | 0.7 | 0.7 | 0.3 | 1 | 0 | 0
LV Sub Generation Non-Intermittent | 1 | 1 | 0.7 | 0.7 | 0.7 | 0.3 | 1 | 0 | 0
HV Generation Intermittent | 1 | 1 | 0.7 | 0.7 | 0.7 | 0.3 | 0 | 0 | 0
HV Generation Non-Intermittent | 1 | 1 | 0.7 | 0.7 | 0.7 | 0.3 | 0 | 0 | 0
HV Sub Generation Non-Intermittent | 1 | 1 | 0.7 | 0.7 | 0 | 0 | 0 | 0 | 0
HV Sub Generation Intermittent | 1 | 1 | 0.7 | 0.7 | 0 | 0 | 0 | 0 | 0
2011. Network use factors including 132kV/HV
Combine tables = x1 or x2
Data sources:
x1 = Network use factors including 132kV/HV for HV Sub tariffs
x2 = 2010. Network use factors including 132kV/HV (except for HV Sub)
| GSPs | 132kV | 132kV/EHV | EHV | EHV/HV | 132kV/HV | HV | HV/LV | LV circuits
Domestic Unrestricted | 1 | 1 | 0.7 | 0.7 | 0.7 | 0.3 | 1 | 1 | 1
Domestic Two Rate | 1 | 1 | 0.7 | 0.7 | 0.7 | 0.3 | 1 | 1 | 1
Domestic Off Peak (related MPAN) | 1 | 1 | 0.7 | 0.7 | 0.7 | 0.3 | 1 | 1 | 1
Small Non Domestic Unrestricted | 1 | 1 | 0.7 | 0.7 | 0.7 | 0.3 | 1 | 1 | 1
Small Non Domestic Two Rate | 1 | 1 | 0.7 | 0.7 | 0.7 | 0.3 | 1 | 1 | 1
Small Non Domestic Off Peak (related MPAN) | 1 | 1 | 0.7 | 0.7 | 0.7 | 0.3 | 1 | 1 | 1
LV Medium Non-Domestic | 1 | 1 | 0.7 | 0.7 | 0.7 | 0.3 | 1 | 1 | 1
LV Sub Medium Non-Domestic | 1 | 1 | 0.7 | 0.7 | 0.7 | 0.3 | 1 | 1 | 0
HV Medium Non-Domestic | 1 | 1 | 0.7 | 0.7 | 0.7 | 0.3 | 1 | 0 | 0
LV HH Metered | 1 | 1 | 0.7 | 0.7 | 0.7 | 0.3 | 1 | 1 | 1
LV Sub HH Metered | 1 | 1 | 0.7 | 0.7 | 0.7 | 0.3 | 1 | 1 | 0
HV HH Metered | 1 | 1 | 0.7 | 0.7 | 0.7 | 0.3 | 1 | 0 | 0
HV Sub HH Metered | 1 | 1 | 1 | 1 | 1 | 0 | 0 | 0 | 0
NHH UMS | 1 | 1 | 0.7 | 0.7 | 0.7 | 0.3 | 1 | 1 | 1
LV UMS (Pseudo HH Metered) | 1 | 1 | 0.7 | 0.7 | 0.7 | 0.3 | 1 | 1 | 1
LV Generation NHH | 1 | 1 | 0.7 | 0.7 | 0.7 | 0.3 | 1 | 1 | 0
LV Sub Generation NHH | 1 | 1 | 0.7 | 0.7 | 0.7 | 0.3 | 1 | 0 | 0
LV Generation Intermittent | 1 | 1 | 0.7 | 0.7 | 0.7 | 0.3 | 1 | 1 | 0
LV Generation Non-Intermittent | 1 | 1 | 0.7 | 0.7 | 0.7 | 0.3 | 1 | 1 | 0
LV Sub Generation Intermittent | 1 | 1 | 0.7 | 0.7 | 0.7 | 0.3 | 1 | 0 | 0
LV Sub Generation Non-Intermittent | 1 | 1 | 0.7 | 0.7 | 0.7 | 0.3 | 1 | 0 | 0
HV Generation Intermittent | 1 | 1 | 0.7 | 0.7 | 0.7 | 0.3 | 0 | 0 | 0
HV Generation Non-Intermittent | 1 | 1 | 0.7 | 0.7 | 0.7 | 0.3 | 0 | 0 | 0
HV Sub Generation Non-Intermittent | 1 | 1 | 1 | 1 | 0 | 0 | 0 | 0 | 0
HV Sub Generation Intermittent | 1 | 1 | 1 | 1 | 0 | 0 | 0 | 0 | 0
2012. Loss adjustment factors between end user meter reading and each network level, scaled by network use
Cell-by-cell calculation =IF(x1="",x2,x2*x3/x1)
Data sources:
x1 = 2004. Loss adjustment factor to transmission for each network level
x2 = 2011. Network use factors including 132kV/HV
x3 = 2001. Loss adjustment factor to transmission (in Loss adjustment factors to transmission)
| GSPs | 132kV | 132kV/EHV | EHV | EHV/HV | 132kV/HV | HV | HV/LV | LV circuits
Domestic Unrestricted | 1.0836 | 1.0737 | 0.74797 | 0.74168 | 0.73578 | 0.31534 | 1.036 | 1.0202 | 1
Domestic Two Rate | 1.0836 | 1.0737 | 0.74797 | 0.74168 | 0.73578 | 0.31534 | 1.036 | 1.0202 | 1
Domestic Off Peak (related MPAN) | 1.0836 | 1.0737 | 0.74797 | 0.74168 | 0.73578 | 0.31534 | 1.036 | 1.0202 | 1
Small Non Domestic Unrestricted | 1.0836 | 1.0737 | 0.74797 | 0.74168 | 0.73578 | 0.31534 | 1.036 | 1.0202 | 1
Small Non Domestic Two Rate | 1.0836 | 1.0737 | 0.74797 | 0.74168 | 0.73578 | 0.31534 | 1.036 | 1.0202 | 1
Small Non Domestic Off Peak (related MPAN) | 1.0836 | 1.0737 | 0.74797 | 0.74168 | 0.73578 | 0.31534 | 1.036 | 1.0202 | 1
LV Medium Non-Domestic | 1.0836 | 1.0737 | 0.74797 | 0.74168 | 0.73578 | 0.31534 | 1.036 | 1.0202 | 1
LV Sub Medium Non-Domestic | 1.0621 | 1.0524 | 0.73313 | 0.72697 | 0.72119 | 0.30908 | 1.0155 | 1 | 0
HV Medium Non-Domestic | 1.0459 | 1.0364 | 0.72195 | 0.71588 | 0.71019 | 0.30437 | 1 | 0 | 0
LV HH Metered | 1.0836 | 1.0737 | 0.74797 | 0.74168 | 0.73578 | 0.31534 | 1.036 | 1.0202 | 1
LV Sub HH Metered | 1.0621 | 1.0524 | 0.73313 | 0.72697 | 0.72119 | 0.30908 | 1.0155 | 1 | 0
HV HH Metered | 1.0459 | 1.0364 | 0.72195 | 0.71588 | 0.71019 | 0.30437 | 1 | 0 | 0
HV Sub HH Metered | 1.0309 | 1.0215 | 1.0166 | 1.008 | 1 | 0 | 0 | 0 | 0
NHH UMS | 1.0836 | 1.0737 | 0.74797 | 0.74168 | 0.73578 | 0.31534 | 1.036 | 1.0202 | 1
LV UMS (Pseudo HH Metered) | 1.0836 | 1.0737 | 0.74797 | 0.74168 | 0.73578 | 0.31534 | 1.036 | 1.0202 | 1
LV Generation NHH | 1.0836 | 1.0737 | 0.74797 | 0.74168 | 0.73578 | 0.31534 | 1.036 | 1.0202 | 0
LV Sub Generation NHH | 1.0621 | 1.0524 | 0.73313 | 0.72697 | 0.72119 | 0.30908 | 1.0155 | 0 | 0
LV Generation Intermittent | 1.0836 | 1.0737 | 0.74797 | 0.74168 | 0.73578 | 0.31534 | 1.036 | 1.0202 | 0
LV Generation Non-Intermittent | 1.0836 | 1.0737 | 0.74797 | 0.74168 | 0.73578 | 0.31534 | 1.036 | 1.0202 | 0
LV Sub Generation Intermittent | 1.0621 | 1.0524 | 0.73313 | 0.72697 | 0.72119 | 0.30908 | 1.0155 | 0 | 0
LV Sub Generation Non-Intermittent | 1.0621 | 1.0524 | 0.73313 | 0.72697 | 0.72119 | 0.30908 | 1.0155 | 0 | 0
HV Generation Intermittent | 1.0459 | 1.0364 | 0.72195 | 0.71588 | 0.71019 | 0.30437 | 0 | 0 | 0
HV Generation Non-Intermittent | 1.0459 | 1.0364 | 0.72195 | 0.71588 | 0.71019 | 0.30437 | 0 | 0 | 0
HV Sub Generation Non-Intermittent | 1.0309 | 1.0215 | 1.0166 | 1.008 | 0 | 0 | 0 | 0 | 0
HV Sub Generation Intermittent | 1.0309 | 1.0215 | 1.0166 | 1.008 | 0 | 0 | 0 | 0 | 0

## DRM
CDCM model 100: Network model |  | WPD South Wales |  | 2012/13 |  | model version 2441 April 2012 Price Change
This sheet collects data from a network model and calculates aggregated annuitised unit costs from these data.
2101. Annuity rate
Cell-by-cell calculation =PMT(x1,x2,-1)*IF(OR(x3>366,x3<365),x3/365.25,1)
Data sources:
x1 = 1010. Rate of return (in Financial and general assumptions)
x2 = 1010. Annualisation period (years) (in Financial and general assumptions)
x3 = 1010. Days in the charging period (in Financial and general assumptions)
Annuity rate
Annuity rate | 6.314%
2102. Loss adjustment factor to transmission for each core level
Combine tables = x1 or x2
Data sources:
x1 = 1032. Loss adjustment factors to transmission
x2 = 1 for GSP level
| GSPs | 132kV | 132kV/EHV | EHV | EHV/HV | HV | HV/LV | LV circuits
Loss adjustment factor to transmission for each core level | 1 | 1.0092 | 1.0141 | 1.0227 | 1.0309 | 1.0459 | 1.0621 | 1.0836
2103. Loss adjustment factors
Data sources:
x1 = 2102. Loss adjustment factor to transmission for each core level
x2 = Loss adjustment factor to transmission for network level exit (in Loss adjustment factors)
Kind: | Copy cells | Special copy
Formula: | =x1 | = x2
| Loss adjustment factor to transmission for network level exit | Loss adjustment factor to transmission for network level entry
GSPs | 1
132kV | 1.0092 | 1
132kV/EHV | 1.0141 | 1.0092
EHV | 1.0227 | 1.0141
EHV/HV | 1.0309 | 1.0227
HV | 1.0459 | 1.0309
HV/LV | 1.0621 | 1.0459
LV circuits | 1.0836 | 1.0621
2104. Diversity calculations
Data sources:
x1 = 1017. Diversity allowance between top and bottom of network level
x2 = Coincidence to system peak at level exit (in Diversity calculations)
Kind: | Special calculation | Special calculation | Special calculation
Formula: | =previous/(1+x1) | =previous/(1+x1) | =1/x2-1
| Coincidence to GSP peak at level exit | Coincidence to system peak at level exit | Diversity allowance between level exit and GSP Group
GSPs |  | 94% | 6.383%
132kV | 94.97% | 89.27% | 12.02%
132kV/EHV | 94.97% | 89.27% | 12.02%
EHV | 86.41% | 81.23% | 23.11%
EHV/HV | 86.41% | 81.23% | 23.11%
HV | 63.07% | 59.29% | 68.66%
HV/LV | 63.07% | 59.29% | 68.66%
LV circuits | 63.07% | 59.29%
2105. Network model total maximum demand at substation (MW)
Cell-by-cell calculation =x1/x2
Data sources:
x1 = 1019. Network model GSP peak demand (MW)
x2 = 2104. Coincidence to GSP peak at level exit (in Diversity calculations)
Network model total maximum demand at substation (MW)
132kV | 526.5
132kV/EHV | 526.5
EHV | 578.6235
EHV/HV | 578.6235
HV | 792.7142
HV/LV | 792.7142
LV circuits | 792.7142
2106. Network model contribution to system maximum load measured at network level exit (MW)
Cell-by-cell calculation =x1*x2/x3
Data sources:
x1 = 2105. Network model total maximum demand at substation (MW)
x2 = 2104. Coincidence to system peak at level exit (in Diversity calculations)
x3 = 2103. Loss adjustment factor to transmission for network level exit (in Loss adjustment factors)
Network model contribution to system maximum load measured at network level exit (MW)
132kV | 465.7154
132kV/EHV | 463.4651
EHV | 459.5678
EHV/HV | 455.9123
HV | 449.3737
HV/LV | 442.5195
LV circuits | 433.7394
2107. Rerouteing matrix for DRM network levels
Combine tables = x1 or x2 or x3 or x4 or x5
Data sources:
x1 = 1018. Proportion of relevant load going through 132kV/HV direct transformation
x2 = 2006. Proportion going through 132kV/EHV
x3 = 2007. Proportion going through EHV
x4 = 2008. Proportion going through EHV/HV
x5 = Rerouteing matrix: default elements
| 132kV | 132kV/EHV | EHV | EHV/HV | 132kV/HV | HV | HV/LV | LV circuits
132kV | 100% | 0% | 0% | 0% | 0% | 0% | 0% | 0%
132kV/EHV | 0% | 70% | 0% | 0% | 0% | 0% | 0% | 0%
EHV | 0% | 0% | 70% | 0% | 0% | 0% | 0% | 0%
EHV/HV | 0% | 0% | 0% | 70% | 30% | 0% | 0% | 0%
HV | 0% | 0% | 0% | 0% | 0% | 100% | 0% | 0%
HV/LV | 0% | 0% | 0% | 0% | 0% | 0% | 100% | 0%
LV circuits | 0% | 0% | 0% | 0% | 0% | 0% | 0% | 100%
2108. GSP simultaneous maximum load assumed through each network level (MW)
Sum-product calculation =SUMPRODUCT(x1, x2)
Data sources:
x1 = 2106. Network model contribution to system maximum load measured at network level exit (MW)
x2 = 2107. Rerouteing matrix for DRM network levels
GSP simultaneous maximum load assumed through each network level (MW)
132kV | 465.7154
132kV/EHV | 324.4256
EHV | 321.6975
EHV/HV | 319.1386
132kV/HV | 136.7737
HV | 449.3737
HV/LV | 442.5195
LV circuits | 433.7394
2109. Network model annuity by simultaneous maximum load for each network level (£/kW/year)
Cell-by-cell calculation =IF(x1,0.001*x2*x3/x1,0)
Data sources:
x1 = 2108. GSP simultaneous maximum load assumed through each network level (MW)
x2 = 1020. Gross asset cost by network level (£)
x3 = 2101. Annuity rate
Model £/kW SML
Assets 132kV | 16.3605
Assets 132kV/EHV | 2.1731
Assets EHV | 7.6292
Assets EHV/HV | 5.3179
Assets 132kV/HV | 3.9922
Assets HV | 21.3947
Assets HV/LV | 7.6645
Assets LV circuits | 16.7705

## SM
CDCM model 100: Service models |  | WPD South Wales |  | 2012/13 | model version 2441 April 2012 Price Change
This sheet collects and processes data from the service models.
2201. Asset £/customer from LV service models
Sum-product calculation =SUMPRODUCT(x1, x2)
Data sources:
x1 = 1025. Matrix of applicability of LV service models to tariffs with fixed charges
x2 = 1022. LV service model asset cost (£)
Assets LV customer
Domestic Unrestricted | 227.6715
Domestic Two Rate | 227.6715
Small Non Domestic Unrestricted | 543.4733
Small Non Domestic Two Rate | 543.4733
LV Medium Non-Domestic | 618.9708
LV Sub Medium Non-Domestic | 471.8933
LV HH Metered | 1214.7513
LV Sub HH Metered | 877.825
LV Generation NHH | 0
LV Sub Generation NHH | 0
LV Generation Intermittent | 0
LV Generation Non-Intermittent | 0
LV Sub Generation Intermittent | 0
LV Sub Generation Non-Intermittent | 0
2202. Asset £/(MWh/year) from LV service models
Sum-product calculation =SUMPRODUCT(x1, x2)
Data sources:
x1 = 1026. Matrix of applicability of LV service models to unmetered tariffs
x2 = 1022. LV service model asset cost (£)
Assets LV customer
NHH UMS | 249.7
LV UMS (Pseudo HH Metered) | 249.7
2203. Service model asset p/kWh charge for unmetered tariffs
Cell-by-cell calculation =0.1*x1*x2*x3
Data sources:
x1 = 1010. Annuity proportion for customer-contributed assets (in Financial and general assumptions)
x2 = 2202. Asset £/(MWh/year) from LV service models
x3 = 2101. Annuity rate
Assets LV customer
NHH UMS | 0
LV UMS (Pseudo HH Metered) | 0
2204. Asset £/customer from HV service models
Sum-product calculation =SUMPRODUCT(x1, x2)
Data sources:
x1 = 1028. Matrix of applicability of HV service models to tariffs with fixed charges
x2 = 1023. HV service model asset cost (£)
Assets HV customer
HV Medium Non-Domestic | 9790.194
HV HH Metered | 9790.194
HV Sub HH Metered | 9790.194
HV Generation Intermittent | 4208
HV Generation Non-Intermittent | 4208
HV Sub Generation Non-Intermittent | 4208
HV Sub Generation Intermittent | 4208
2205. Service model assets by tariff (£)
Combine tables = x1 or x2
Data sources:
x1 = 2201. Asset £/customer from LV service models
x2 = 2204. Asset £/customer from HV service models
| Assets LV customer | Assets HV customer
Domestic Unrestricted | 227.6715
Domestic Two Rate | 227.6715
Domestic Off Peak (related MPAN)
Small Non Domestic Unrestricted | 543.4733
Small Non Domestic Two Rate | 543.4733
Small Non Domestic Off Peak (related MPAN)
LV Medium Non-Domestic | 618.9708
LV Sub Medium Non-Domestic | 471.8933
HV Medium Non-Domestic |  | 9790.194
LV HH Metered | 1214.7513
LV Sub HH Metered | 877.825
HV HH Metered |  | 9790.194
HV Sub HH Metered |  | 9790.194
NHH UMS
LV UMS (Pseudo HH Metered)
LV Generation NHH | 0
LV Sub Generation NHH | 0
LV Generation Intermittent | 0
LV Generation Non-Intermittent | 0
LV Sub Generation Intermittent | 0
LV Sub Generation Non-Intermittent | 0
HV Generation Intermittent |  | 4208
HV Generation Non-Intermittent |  | 4208
HV Sub Generation Non-Intermittent |  | 4208
HV Sub Generation Intermittent |  | 4208
2206. Replacement annuities for service models
Data sources:
x1 = 1010. Days in the charging period (in Financial and general assumptions)
x2 = 2205. Service model assets by tariff (£)
x3 = 2101. Annuity rate
x4 = 1010. Annuity proportion for customer-contributed assets (in Financial and general assumptions)
x5 = Service model p/MPAN/day charge (in Replacement annuities for service models)
Kind: | Cell-by-cell calculation |  | Cell summation
Formula: | =100/x1*x2*x3*x4 |  | =SUM(x5)
Service model p/MPAN/day charge
| Assets LV customer | Assets HV customer | Service model p/MPAN/day
Domestic Unrestricted | 0 | 0 | 0
Domestic Two Rate | 0 | 0 | 0
Domestic Off Peak (related MPAN) | 0 | 0 | 0
Small Non Domestic Unrestricted | 0 | 0 | 0
Small Non Domestic Two Rate | 0 | 0 | 0
Small Non Domestic Off Peak (related MPAN) | 0 | 0 | 0
LV Medium Non-Domestic | 0 | 0 | 0
LV Sub Medium Non-Domestic | 0 | 0 | 0
HV Medium Non-Domestic | 0 | 0 | 0
LV HH Metered | 0 | 0 | 0
LV Sub HH Metered | 0 | 0 | 0
HV HH Metered | 0 | 0 | 0
HV Sub HH Metered | 0 | 0 | 0
NHH UMS | 0 | 0 | 0
LV UMS (Pseudo HH Metered) | 0 | 0 | 0
LV Generation NHH | 0 | 0 | 0
LV Sub Generation NHH | 0 | 0 | 0
LV Generation Intermittent | 0 | 0 | 0
LV Generation Non-Intermittent | 0 | 0 | 0
LV Sub Generation Intermittent | 0 | 0 | 0
LV Sub Generation Non-Intermittent | 0 | 0 | 0
HV Generation Intermittent | 0 | 0 | 0
HV Generation Non-Intermittent | 0 | 0 | 0
HV Sub Generation Non-Intermittent | 0 | 0 | 0
HV Sub Generation Intermittent | 0 | 0 | 0

## Loads
CDCM model 100: Load characteristics |  | WPD South Wales |  | 2012/13 |  | model version 2441 April 2012 Price Change
This sheet compiles information about the assumed characteristics of network users.
A load factor represents the average load of a user or user group, relative to the maximum load level of that user or
user group. Load factors are numbers between 0 and 1.
A coincidence factor represents the expectation value of the load of a user or user group at the time of system maximum load,
relative to the maximum load level of that user or user group. Coincidence factors are numbers between 0 and 1.
A load coefficient is the expectation value of the load of a user or user group at the time of system maximum load, relative to the average load level of that user or user group.
For demand users, the load coefficient is a demand coefficient and can be calculated as the ratio of the coincidence factor to the load factor.
2301. Demand coefficient (load at time of system maximum load divided by average load)
Cell-by-cell calculation =x1/x2
Data sources:
x1 = 1041. Coincidence factor to system maximum load for each type of demand user (in Load profile data for demand users)
x2 = 1041. Load factor for each type of demand user (in Load profile data for demand users)
Demand coefficient
Domestic Unrestricted | 2.052
Domestic Two Rate | 1.2409
Domestic Off Peak (related MPAN) | 0
Small Non Domestic Unrestricted | 1.6492
Small Non Domestic Two Rate | 1.3589
Small Non Domestic Off Peak (related MPAN) | 0
LV Medium Non-Domestic | 1.4868
LV Sub Medium Non-Domestic | 1.4868
HV Medium Non-Domestic | 1.3941
LV HH Metered | 1.3353
LV Sub HH Metered | 1.3353
HV HH Metered | 1.1574
HV Sub HH Metered | 1.1101
NHH UMS | 1.9761
LV UMS (Pseudo HH Metered) | 1.9761
2302. Load coefficient
Combine tables = x1 or x2
Data sources:
x1 = 2301. Demand coefficient (load at time of system maximum load divided by average load)
x2 = Negative of generation coefficient; set to -1
Load coefficient
Domestic Unrestricted | 2.052
Domestic Two Rate | 1.2409
Domestic Off Peak (related MPAN) | 0
Small Non Domestic Unrestricted | 1.6492
Small Non Domestic Two Rate | 1.3589
Small Non Domestic Off Peak (related MPAN) | 0
LV Medium Non-Domestic | 1.4868
LV Sub Medium Non-Domestic | 1.4868
HV Medium Non-Domestic | 1.3941
LV HH Metered | 1.3353
LV Sub HH Metered | 1.3353
HV HH Metered | 1.1574
HV Sub HH Metered | 1.1101
NHH UMS | 1.9761
LV UMS (Pseudo HH Metered) | 1.9761
LV Generation NHH | -1
LV Sub Generation NHH | -1
LV Generation Intermittent | -1
LV Generation Non-Intermittent | -1
LV Sub Generation Intermittent | -1
LV Sub Generation Non-Intermittent | -1
HV Generation Intermittent | -1
HV Generation Non-Intermittent | -1
HV Sub Generation Non-Intermittent | -1
HV Sub Generation Intermittent | -1
2303. Discount map
| No discount | LDNO LV: LV user | LDNO HV: LV user | LDNO HV: LV sub user | LDNO HV: HV user
> Domestic Unrestricted
Domestic Unrestricted | 1 | 0 | 0 | 0 | 0
LDNO LV: Domestic Unrestricted | 0 | 1 | 0 | 0 | 0
LDNO HV: Domestic Unrestricted | 0 | 0 | 1 | 0 | 0
> Domestic Two Rate
Domestic Two Rate | 1 | 0 | 0 | 0 | 0
LDNO LV: Domestic Two Rate | 0 | 1 | 0 | 0 | 0
LDNO HV: Domestic Two Rate | 0 | 0 | 1 | 0 | 0
> Domestic Off Peak (related MPAN)
Domestic Off Peak (related MPAN) | 1 | 0 | 0 | 0 | 0
LDNO LV: Domestic Off Peak (related MPAN) | 0 | 1 | 0 | 0 | 0
LDNO HV: Domestic Off Peak (related MPAN) | 0 | 0 | 1 | 0 | 0
> Small Non Domestic Unrestricted
Small Non Domestic Unrestricted | 1 | 0 | 0 | 0 | 0
LDNO LV: Small Non Domestic Unrestricted | 0 | 1 | 0 | 0 | 0
LDNO HV: Small Non Domestic Unrestricted | 0 | 0 | 1 | 0 | 0
> Small Non Domestic Two Rate
Small Non Domestic Two Rate | 1 | 0 | 0 | 0 | 0
LDNO LV: Small Non Domestic Two Rate | 0 | 1 | 0 | 0 | 0
LDNO HV: Small Non Domestic Two Rate | 0 | 0 | 1 | 0 | 0
> Small Non Domestic Off Peak (related MPAN)
Small Non Domestic Off Peak (related MPAN) | 1 | 0 | 0 | 0 | 0
LDNO LV: Small Non Domestic Off Peak (related MPAN) | 0 | 1 | 0 | 0 | 0
LDNO HV: Small Non Domestic Off Peak (related MPAN) | 0 | 0 | 1 | 0 | 0
> LV Medium Non-Domestic
LV Medium Non-Domestic | 1 | 0 | 0 | 0 | 0
LDNO LV: LV Medium Non-Domestic | 0 | 1 | 0 | 0 | 0
LDNO HV: LV Medium Non-Domestic | 0 | 0 | 1 | 0 | 0
> LV Sub Medium Non-Domestic
LV Sub Medium Non-Domestic | 1 | 0 | 0 | 0 | 0
> HV Medium Non-Domestic
HV Medium Non-Domestic | 1 | 0 | 0 | 0 | 0
> LV HH Metered
LV HH Metered | 1 | 0 | 0 | 0 | 0
LDNO LV: LV HH Metered | 0 | 1 | 0 | 0 | 0
LDNO HV: LV HH Metered | 0 | 0 | 1 | 0 | 0
> LV Sub HH Metered
LV Sub HH Metered | 1 | 0 | 0 | 0 | 0
LDNO HV: LV Sub HH Metered | 0 | 0 | 0 | 1 | 0
> HV HH Metered
HV HH Metered | 1 | 0 | 0 | 0 | 0
LDNO HV: HV HH Metered | 0 | 0 | 0 | 0 | 1
> HV Sub HH Metered
HV Sub HH Metered | 1 | 0 | 0 | 0 | 0
> NHH UMS
NHH UMS | 1 | 0 | 0 | 0 | 0
LDNO LV: NHH UMS | 0 | 1 | 0 | 0 | 0
LDNO HV: NHH UMS | 0 | 0 | 1 | 0 | 0
> LV UMS (Pseudo HH Metered)
LV UMS (Pseudo HH Metered) | 1 | 0 | 0 | 0 | 0
LDNO LV: LV UMS (Pseudo HH Metered) | 0 | 1 | 0 | 0 | 0
LDNO HV: LV UMS (Pseudo HH Metered) | 0 | 0 | 1 | 0 | 0
> LV Generation NHH
LV Generation NHH | 1 | 0 | 0 | 0 | 0
LDNO LV: LV Generation NHH | 1 | 0 | 0 | 0 | 0
LDNO HV: LV Generation NHH | 1 | 0 | 0 | 0 | 0
> LV Sub Generation NHH
LV Sub Generation NHH | 1 | 0 | 0 | 0 | 0
LDNO HV: LV Sub Generation NHH | 1 | 0 | 0 | 0 | 0
> LV Generation Intermittent
LV Generation Intermittent | 1 | 0 | 0 | 0 | 0
LDNO LV: LV Generation Intermittent | 1 | 0 | 0 | 0 | 0
LDNO HV: LV Generation Intermittent | 1 | 0 | 0 | 0 | 0
> LV Generation Non-Intermittent
LV Generation Non-Intermittent | 1 | 0 | 0 | 0 | 0
LDNO LV: LV Generation Non-Intermittent | 1 | 0 | 0 | 0 | 0
LDNO HV: LV Generation Non-Intermittent | 1 | 0 | 0 | 0 | 0
> LV Sub Generation Intermittent
LV Sub Generation Intermittent | 1 | 0 | 0 | 0 | 0
LDNO HV: LV Sub Generation Intermittent | 1 | 0 | 0 | 0 | 0
> LV Sub Generation Non-Intermittent
LV Sub Generation Non-Intermittent | 1 | 0 | 0 | 0 | 0
LDNO HV: LV Sub Generation Non-Intermittent | 1 | 0 | 0 | 0 | 0
> HV Generation Intermittent
HV Generation Intermittent | 1 | 0 | 0 | 0 | 0
LDNO HV: HV Generation Intermittent | 1 | 0 | 0 | 0 | 0
> HV Generation Non-Intermittent
HV Generation Non-Intermittent | 1 | 0 | 0 | 0 | 0
LDNO HV: HV Generation Non-Intermittent | 1 | 0 | 0 | 0 | 0
> HV Sub Generation Non-Intermittent
HV Sub Generation Non-Intermittent | 1 | 0 | 0 | 0 | 0
> HV Sub Generation Intermittent
HV Sub Generation Intermittent | 1 | 0 | 0 | 0 | 0
2304. LDNO discounts and volumes adjusted for discount
Data sources:
x1 = 2303. Discount map
x2 = 1037. Embedded network (LDNO) discounts
x3 = 100 per cent discount for generators on LDNO networks
x4 = Discount for each tariff (except for fixed charges) (in LDNO discounts and volumes adjusted for discount)
x5 = 1053. Rate 1 units (MWh) by tariff (in Volume forecasts for the charging year)
x6 = 1053. Rate 2 units (MWh) by tariff (in Volume forecasts for the charging year)
x7 = 1053. Rate 3 units (MWh) by tariff (in Volume forecasts for the charging year)
x8 = 1053. MPANs by tariff (in Volume forecasts for the charging year)
x9 = Discount for each tariff for fixed charges only (in LDNO discounts and volumes adjusted for discount)
x10 = 1053. Import capacity (kVA) by tariff (in Volume forecasts for the charging year)
x11 = 1053. Reactive power units (MVArh) by tariff (in Volume forecasts for the charging year)
Kind: | Sum-product calculation | Combine tables | Cell-by-cell calculation | Cell-by-cell calculation | Cell-by-cell calculation | Cell-by-cell calculation | Cell-by-cell calculation | Cell-by-cell calculation
Formula: | =SUMPRODUCT(x1, x2) | = x3 or x4 | =x5*(1-x4) | =x6*(1-x4) | =x7*(1-x4) | =x8*(1-x9) | =x10*(1-x4) | =x11*(1-x4)
| Discount for each tariff (except for fixed charges) | Discount for each tariff for fixed charges only | Rate 1 units (MWh) | Rate 2 units (MWh) | Rate 3 units (MWh) | MPANs | Import capacity (kVA) | Reactive power units (MVArh)
> Domestic Unrestricted
Domestic Unrestricted | 0% | 0% | 3354050.7434 | 0 | 0 | 950000 | 0 | 0
LDNO LV: Domestic Unrestricted | 31.01% | 31.01% | 868.9356 | 0 | 0 | 310.4463 | 0 | 0
LDNO HV: Domestic Unrestricted | 63.68% | 63.68% | 1324.9091 | 0 | 0 | 544.7333 | 0 | 0
> Domestic Two Rate
Domestic Two Rate | 0% | 0% | 208493.972 | 221566.6704 | 0 | 62000 | 0 | 0
LDNO LV: Domestic Two Rate | 31.01% | 31.01% | 0 | 0 | 0 | 0 | 0 | 0
LDNO HV: Domestic Two Rate | 63.68% | 63.68% | 0 | 0 | 0 | 0 | 0 | 0
> Domestic Off Peak (related MPAN)
Domestic Off Peak (related MPAN) | 0% | 0% | 5173.3053 | 0 | 0 | 0 | 0 | 0
LDNO LV: Domestic Off Peak (related MPAN) | 31.01% | 31.01% | 0 | 0 | 0 | 0 | 0 | 0
LDNO HV: Domestic Off Peak (related MPAN) | 63.68% | 63.68% | 0 | 0 | 0 | 0 | 0 | 0
> Small Non Domestic Unrestricted
Small Non Domestic Unrestricted | 0% | 0% | 870863.4231 | 0 | 0 | 62300 | 0 | 0
LDNO LV: Small Non Domestic Unrestricted | 31.01% | 31.01% | 7.5839 | 0 | 0 | 0.68988 | 0 | 0
LDNO HV: Small Non Domestic Unrestricted | 63.68% | 63.68% | 256.2636 | 0 | 0 | 13.4368 | 0 | 0
> Small Non Domestic Two Rate
Small Non Domestic Two Rate | 0% | 0% | 197951.142 | 103803.3062 | 0 | 13213 | 0 | 0
LDNO LV: Small Non Domestic Two Rate | 31.01% | 31.01% | 0 | 0 | 0 | 0 | 0 | 0
LDNO HV: Small Non Domestic Two Rate | 63.68% | 63.68% | 149.1091 | 20.0237 | 0 | 1.4526 | 0 | 0
> Small Non Domestic Off Peak (related MPAN)
Small Non Domestic Off Peak (related MPAN) | 0% | 0% | 3018.968 | 0 | 0 | 0 | 0 | 0
LDNO LV: Small Non Domestic Off Peak (related MPAN) | 31.01% | 31.01% | 0 | 0 | 0 | 0 | 0 | 0
LDNO HV: Small Non Domestic Off Peak (related MPAN) | 63.68% | 63.68% | 0 | 0 | 0 | 0 | 0 | 0
> LV Medium Non-Domestic
LV Medium Non-Domestic | 0% | 0% | 402834.2137 | 111367.2303 | 0 | 4560 | 0 | 0
LDNO LV: LV Medium Non-Domestic | 31.01% | 31.01% | 0 | 0 | 0 | 0 | 0 | 0
LDNO HV: LV Medium Non-Domestic | 63.68% | 63.68% | 297.7603 | 34.6806 | 0 | 3.6316 | 0 | 0
> LV Sub Medium Non-Domestic
LV Sub Medium Non-Domestic | 0% | 0% | 0 | 0 | 0 | 0 | 0 | 0
> HV Medium Non-Domestic
HV Medium Non-Domestic | 0% | 0% | 771.5118 | 230.0907 | 0 | 13 | 0 | 0
> LV HH Metered
LV HH Metered | 0% | 0% | 107872.0935 | 682655.3412 | 505241.6237 | 2900 | 564000 | 115346.3621
LDNO LV: LV HH Metered | 31.01% | 31.01% | 0 | 0 | 0 | 0 | 0 | 0
LDNO HV: LV HH Metered | 63.68% | 63.68% | 312.1323 | 1980.4224 | 1469.436 | 0 | 0 | 0
> LV Sub HH Metered
LV Sub HH Metered | 0% | 0% | 50.1167 | 362.424 | 269.6496 | 2 | 715 | 12.8643
LDNO HV: LV Sub HH Metered | 45.9% | 45.9% | 0 | 0 | 0 | 0 | 0 | 0
> HV HH Metered
HV HH Metered | 0% | 0% | 170896.3447 | 1041079.7394 | 971162.4811 | 566 | 712000 | 189215.3907
LDNO HV: HV HH Metered | 35.74% | 35.74% | 0 | 0 | 0 | 0 | 0 | 0
> HV Sub HH Metered
HV Sub HH Metered | 0% | 0% | 0 | 0 | 0 | 0 | 0 | 0
> NHH UMS
NHH UMS | 0% | 0% | 16273.3053 | 0 | 0 | 0 | 0 | 0
LDNO LV: NHH UMS | 31.01% | 31.01% | 4.4904 | 0 | 0 | 0 | 0 | 0
LDNO HV: NHH UMS | 63.68% | 63.68% | 23.6955 | 0 | 0 | 0 | 0 | 0
> LV UMS (Pseudo HH Metered)
LV UMS (Pseudo HH Metered) | 0% | 0% | 9497.769 | 32003.1701 | 108504.4897 | 0 | 0 | 0
LDNO LV: LV UMS (Pseudo HH Metered) | 31.01% | 31.01% | 0 | 0 | 0 | 0 | 0 | 0
LDNO HV: LV UMS (Pseudo HH Metered) | 63.68% | 63.68% | 0 | 0 | 0 | 0 | 0 | 0
> LV Generation NHH
LV Generation NHH | 0% | 0% | 765.364 | 0 | 0 | 0 | 0 | 0
LDNO LV: LV Generation NHH | 0% | 100% | 0 | 0 | 0 | 0 | 0 | 0
LDNO HV: LV Generation NHH | 0% | 100% | 0 | 0 | 0 | 0 | 0 | 0
> LV Sub Generation NHH
LV Sub Generation NHH | 0% | 0% | 0 | 0 | 0 | 0 | 0 | 0
LDNO HV: LV Sub Generation NHH | 0% | 100% | 0 | 0 | 0 | 0 | 0 | 0
> LV Generation Intermittent
LV Generation Intermittent | 0% | 0% | 882.823 | 0 | 0 | 0 | 0 | 1.8043
LDNO LV: LV Generation Intermittent | 0% | 100% | 0 | 0 | 0 | 0 | 0 | 0
LDNO HV: LV Generation Intermittent | 0% | 100% | 0 | 0 | 0 | 0 | 0 | 0
> LV Generation Non-Intermittent
LV Generation Non-Intermittent | 0% | 0% | 94.774 | 542.09 | 640.643 | 0 | 0 | 0
LDNO LV: LV Generation Non-Intermittent | 0% | 100% | 0 | 0 | 0 | 0 | 0 | 0
LDNO HV: LV Generation Non-Intermittent | 0% | 100% | 0 | 0 | 0 | 0 | 0 | 0
> LV Sub Generation Intermittent
LV Sub Generation Intermittent | 0% | 0% | 0 | 0 | 0 | 0 | 0 | 0
LDNO HV: LV Sub Generation Intermittent | 0% | 100% | 0 | 0 | 0 | 0 | 0 | 0
> LV Sub Generation Non-Intermittent
LV Sub Generation Non-Intermittent | 0% | 0% | 100.656 | 468.948 | 23.1 | 0 | 0 | 0
LDNO HV: LV Sub Generation Non-Intermittent | 0% | 100% | 0 | 0 | 0 | 0 | 0 | 0
> HV Generation Intermittent
HV Generation Intermittent | 0% | 0% | 16375.236 | 0 | 0 | 6 | 0 | 26.5399
LDNO HV: HV Generation Intermittent | 0% | 100% | 0 | 0 | 0 | 0 | 0 | 0
> HV Generation Non-Intermittent
HV Generation Non-Intermittent | 0% | 0% | 7309.042 | 40123.611 | 48110.324 | 16 | 0 | 83.4663
LDNO HV: HV Generation Non-Intermittent | 0% | 100% | 0 | 0 | 0 | 0 | 0 | 0
> HV Sub Generation Non-Intermittent
HV Sub Generation Non-Intermittent | 0% | 0% | 0 | 0 | 0 | 0 | 0 | 0
> HV Sub Generation Intermittent
HV Sub Generation Intermittent | 0% | 0% | 0 | 0 | 0 | 0 | 0 | 0
2305. Equivalent volume for each end user
Data sources:
x1 = 2304. Rate 1 units (MWh) (in LDNO discounts and volumes adjusted for discount)
x2 = 2304. Rate 2 units (MWh) (in LDNO discounts and volumes adjusted for discount)
x3 = 2304. Rate 3 units (MWh) (in LDNO discounts and volumes adjusted for discount)
x4 = 2304. MPANs (in LDNO discounts and volumes adjusted for discount)
x5 = 2304. Import capacity (kVA) (in LDNO discounts and volumes adjusted for discount)
x6 = 2304. Reactive power units (MVArh) (in LDNO discounts and volumes adjusted for discount)
Kind: | Cell summation | Cell summation | Cell summation | Cell summation | Cell summation | Cell summation
Formula: | =SUM(x1) | =SUM(x2) | =SUM(x3) | =SUM(x4) | =SUM(x5) | =SUM(x6)
| Rate 1 units (MWh) | Rate 2 units (MWh) | Rate 3 units (MWh) | MPANs | Import capacity (kVA) | Reactive power units (MVArh)
Domestic Unrestricted | 3356244.5882 | 0 | 0 | 950855.1796 | 0 | 0
Domestic Two Rate | 208493.972 | 221566.6704 | 0 | 62000 | 0 | 0
Domestic Off Peak (related MPAN) | 5173.3053 | 0 | 0 | 0 | 0 | 0
Small Non Domestic Unrestricted | 871127.2706 | 0 | 0 | 62314.1266 | 0 | 0
Small Non Domestic Two Rate | 198100.2512 | 103823.3299 | 0 | 13214.4526 | 0 | 0
Small Non Domestic Off Peak (related MPAN) | 3018.968 | 0 | 0 | 0 | 0 | 0
LV Medium Non-Domestic | 403131.974 | 111401.9109 | 0 | 4563.6316 | 0 | 0
LV Sub Medium Non-Domestic | 0 | 0 | 0 | 0 | 0 | 0
HV Medium Non-Domestic | 771.5118 | 230.0907 | 0 | 13 | 0 | 0
LV HH Metered | 108184.2258 | 684635.7636 | 506711.0597 | 2900 | 564000 | 115346.3621
LV Sub HH Metered | 50.1167 | 362.424 | 269.6496 | 2 | 715 | 12.8643
HV HH Metered | 170896.3447 | 1041079.7394 | 971162.4811 | 566 | 712000 | 189215.3907
HV Sub HH Metered | 0 | 0 | 0 | 0 | 0 | 0
NHH UMS | 16301.4912 | 0 | 0 | 0 | 0 | 0
LV UMS (Pseudo HH Metered) | 9497.769 | 32003.1701 | 108504.4897 | 0 | 0 | 0
LV Generation NHH | 765.364 | 0 | 0 | 0 | 0 | 0
LV Sub Generation NHH | 0 | 0 | 0 | 0 | 0 | 0
LV Generation Intermittent | 882.823 | 0 | 0 | 0 | 0 | 1.8043
LV Generation Non-Intermittent | 94.774 | 542.09 | 640.643 | 0 | 0 | 0
LV Sub Generation Intermittent | 0 | 0 | 0 | 0 | 0 | 0
LV Sub Generation Non-Intermittent | 100.656 | 468.948 | 23.1 | 0 | 0 | 0
HV Generation Intermittent | 16375.236 | 0 | 0 | 6 | 0 | 26.5399
HV Generation Non-Intermittent | 7309.042 | 40123.611 | 48110.324 | 16 | 0 | 83.4663
HV Sub Generation Non-Intermittent | 0 | 0 | 0 | 0 | 0 | 0
HV Sub Generation Intermittent | 0 | 0 | 0 | 0 | 0 | 0

## Multi
CDCM model 100: Load characteristics for multiple unit rates |  | WPD South Wales |  | 2012/13 |  | model version 2441 April 2012 Price Change
2401. Adjust annual hours by distribution time band to match days in year
Data sources:
x1 = 1068. Typical annual hours by distribution time band
x2 = 1010. Days in the charging period (in Financial and general assumptions)
x3 = Total hours in the year according to time band hours input data (in Adjust annual hours by distribution time band to match days in year)
Kind: | Cell summation | Cell-by-cell calculation
Formula: | =SUM(x1) | =x1*24*x2/x3
Annual hours by distribution time band (reconciled to days in year)
| Hours aggregate | Red | Amber | Green
Adjust annual hours by distribution time band to match days in year | 8760 | 650 | 3750 | 4360
2402. Normalisation of split of rate 1 units
Data sources:
x1 = 1061. Average split of rate 1 units by distribution time band
x2 = Total split (should be 100%) (in Normalisation of split of rate 1 units)
x3 = 1068. Typical annual hours by distribution time band
x4 = 2401. Total hours in the year according to time band hours input data (in Adjust annual hours by distribution time band to match days in year)
Kind: | Cell summation | Cell-by-cell calculation
Formula: | =SUM(x1) | =IF(x2,x1/x2,x3/x4)
Normalised split of rate 1 units by distribution time band
| Total split (should be 100%) | Red | Amber | Green
Domestic Two Rate | 100% | 12.9% | 56% | 31.11%
Domestic Off Peak (related MPAN) | 100% | 0% | 13.7% | 86.3%
Small Non Domestic Two Rate | 100% | 9.913% | 66.71% | 23.38%
Small Non Domestic Off Peak (related MPAN) | 100% | 0% | 16.05% | 83.95%
LV Medium Non-Domestic | 100% | 10.03% | 67.99% | 21.98%
LV Sub Medium Non-Domestic | 100% | 10.03% | 67.99% | 21.98%
HV Medium Non-Domestic | 100% | 9.53% | 71.06% | 19.41%
2403. Split of rate 1 units between distribution time bands
Combine tables = x1 or x2
Data sources:
x1 = 2402. Normalised split of rate 1 units by distribution time band (in Normalisation of split of rate 1 units)
x2 = Split of rate 1 units between distribution time bands (default)
| Red | Amber | Green
Domestic Two Rate | 12.9% | 56% | 31.11%
Domestic Off Peak (related MPAN) | 0% | 13.7% | 86.3%
Small Non Domestic Two Rate | 9.913% | 66.71% | 23.38%
Small Non Domestic Off Peak (related MPAN) | 0% | 16.05% | 83.95%
LV Medium Non-Domestic | 10.03% | 67.99% | 21.98%
LV Sub Medium Non-Domestic | 10.03% | 67.99% | 21.98%
HV Medium Non-Domestic | 9.53% | 71.06% | 19.41%
LV HH Metered | 100% | 0% | 0%
LV Sub HH Metered | 100% | 0% | 0%
HV HH Metered | 100% | 0% | 0%
HV Sub HH Metered | 100% | 0% | 0%
LV UMS (Pseudo HH Metered) | 100% | 0% | 0%
LV Generation Non-Intermittent | 100% | 0% | 0%
LV Sub Generation Non-Intermittent | 100% | 0% | 0%
HV Generation Non-Intermittent | 100% | 0% | 0%
HV Sub Generation Non-Intermittent | 100% | 0% | 0%
2404. Normalisation of split of rate 2 units
Data sources:
x1 = 1062. Average split of rate 2 units by distribution time band
x2 = Total split (should be 100%) (in Normalisation of split of rate 2 units)
x3 = 1068. Typical annual hours by distribution time band
x4 = 2401. Total hours in the year according to time band hours input data (in Adjust annual hours by distribution time band to match days in year)
Kind: | Cell summation | Cell-by-cell calculation
Formula: | =SUM(x1) | =IF(x2,x1/x2,x3/x4)
Normalised split of rate 2 units by distribution time band
| Total split (should be 100%) | Red | Amber | Green
Domestic Two Rate | 100% | 0% | 3.264% | 96.74%
Small Non Domestic Two Rate | 100% | 0.0001025% | 5.466% | 94.53%
LV Medium Non-Domestic | 100% | 0% | 0.169% | 99.83%
LV Sub Medium Non-Domestic | 100% | 0% | 0.169% | 99.83%
HV Medium Non-Domestic | 99.78% | 0% | 0.8978% | 99.1%
2405. Split of rate 2 units between distribution time bands
Combine tables = x1 or x2
Data sources:
x1 = 2404. Normalised split of rate 2 units by distribution time band (in Normalisation of split of rate 2 units)
x2 = Split of rate 2 units between distribution time bands (default)
| Red | Amber | Green
Domestic Two Rate | 0% | 3.264% | 96.74%
Small Non Domestic Two Rate | 0.0001025% | 5.466% | 94.53%
LV Medium Non-Domestic | 0% | 0.169% | 99.83%
LV Sub Medium Non-Domestic | 0% | 0.169% | 99.83%
HV Medium Non-Domestic | 0% | 0.8978% | 99.1%
LV HH Metered | 0% | 100% | 0%
LV Sub HH Metered | 0% | 100% | 0%
HV HH Metered | 0% | 100% | 0%
HV Sub HH Metered | 0% | 100% | 0%
LV UMS (Pseudo HH Metered) | 0% | 100% | 0%
LV Generation Non-Intermittent | 0% | 100% | 0%
LV Sub Generation Non-Intermittent | 0% | 100% | 0%
HV Generation Non-Intermittent | 0% | 100% | 0%
HV Sub Generation Non-Intermittent | 0% | 100% | 0%
2406. Split of rate 3 units between distribution time bands (default)
| Red | Amber | Green
LV HH Metered | 0% | 0% | 100%
LV Sub HH Metered | 0% | 0% | 100%
HV HH Metered | 0% | 0% | 100%
HV Sub HH Metered | 0% | 0% | 100%
LV UMS (Pseudo HH Metered) | 0% | 0% | 100%
LV Generation Non-Intermittent | 0% | 0% | 100%
LV Sub Generation Non-Intermittent | 0% | 0% | 100%
HV Generation Non-Intermittent | 0% | 0% | 100%
HV Sub Generation Non-Intermittent | 0% | 0% | 100%
2407. All units (MWh)
Cell-by-cell calculation =x1+x2+x3
Data sources:
x1 = 2305. Rate 1 units (MWh) (in Equivalent volume for each end user)
x2 = 2305. Rate 2 units (MWh) (in Equivalent volume for each end user)
x3 = 2305. Rate 3 units (MWh) (in Equivalent volume for each end user)
All units (MWh)
Domestic Unrestricted | 3356244.5882
Domestic Two Rate | 430060.6424
Domestic Off Peak (related MPAN) | 5173.3053
Small Non Domestic Unrestricted | 871127.2706
Small Non Domestic Two Rate | 301923.581
Small Non Domestic Off Peak (related MPAN) | 3018.968
LV Medium Non-Domestic | 514533.8849
LV Sub Medium Non-Domestic | 0
HV Medium Non-Domestic | 1001.6025
LV HH Metered | 1299531.0491
LV Sub HH Metered | 682.1903
HV HH Metered | 2183138.5652
HV Sub HH Metered | 0
NHH UMS | 16301.4912
LV UMS (Pseudo HH Metered) | 150005.4287
LV Generation NHH | 765.364
LV Sub Generation NHH | 0
LV Generation Intermittent | 882.823
LV Generation Non-Intermittent | 1277.507
LV Sub Generation Intermittent | 0
LV Sub Generation Non-Intermittent | 592.704
HV Generation Intermittent | 16375.236
HV Generation Non-Intermittent | 95542.977
HV Sub Generation Non-Intermittent | 0
HV Sub Generation Intermittent | 0
2408. Calculation of implied load coefficients for two-rate users
Data sources:
x1 = 2407. All units (MWh)
x2 = 2305. Rate 1 units (MWh) (in Equivalent volume for each end user)
x3 = 2403. Split of rate 1 units between distribution time bands
x4 = 2305. Rate 2 units (MWh) (in Equivalent volume for each end user)
x5 = 2405. Split of rate 2 units between distribution time bands
x6 = 2401. Annual hours by distribution time band (reconciled to days in year) (in Adjust annual hours by distribution time band to match days in year)
x7 = Use of distribution time bands by units in demand forecast for two-rate tariffs (in Calculation of implied load coefficients for two-rate users)
x8 = 1010. Days in the charging period (in Financial and general assumptions)
Kind: | Cell-by-cell calculation |  |  | Cell-by-cell calculation
Formula: | =IF(x1>0,(x2*x3+x4*x5)/x1,0) |  |  | =IF(x6>0,x7*x8*24/x6,0)
Use of distribution time bands by units in demand forecast for two-rate tariffs
| Red | Amber | Green | Implied load coefficient elements for two-rate tariffs, at total system level
Domestic Two Rate | 6.252% | 28.83% | 64.92% | 0.84255
Small Non Domestic Two Rate | 6.504% | 45.65% | 47.85% | 0.87657
LV Medium Non-Domestic | 7.86% | 53.31% | 38.83% | 1.0593
LV Sub Medium Non-Domestic | 0% | 0% | 0% | 0
HV Medium Non-Domestic | 7.341% | 54.94% | 37.72% | 0.98931
2409. Calculation of implied load coefficients for three-rate users
Data sources:
x1 = 2407. All units (MWh)
x2 = 2305. Rate 1 units (MWh) (in Equivalent volume for each end user)
x3 = 2403. Split of rate 1 units between distribution time bands
x4 = 2305. Rate 2 units (MWh) (in Equivalent volume for each end user)
x5 = 2405. Split of rate 2 units between distribution time bands
x6 = 2305. Rate 3 units (MWh) (in Equivalent volume for each end user)
x7 = 2406. Split of rate 3 units between distribution time bands (default)
x8 = 2401. Annual hours by distribution time band (reconciled to days in year) (in Adjust annual hours by distribution time band to match days in year)
x9 = Use of distribution time bands by units in demand forecast for three-rate tariffs (in Calculation of implied load coefficients for three-rate users)
x10 = 1010. Days in the charging period (in Financial and general assumptions)
Kind: | Cell-by-cell calculation |  |  | Cell-by-cell calculation
Formula: | =IF(x1>0,(x2*x3+x4*x5+x6*x7)/x1,0) |  |  | =IF(x8>0,x9*x10*24/x8,0)
Use of distribution time bands by units in demand forecast for three-rate tariffs
| Red | Amber | Green | Implied load coefficient elements for three-rate tariffs, at total system level
LV HH Metered | 8.325% | 52.68% | 38.99% | 1.1219
LV Sub HH Metered | 7.346% | 53.13% | 39.53% | 0.99007
HV HH Metered | 7.828% | 47.69% | 44.48% | 1.055
HV Sub HH Metered | 0% | 0% | 0% | 0
LV UMS (Pseudo HH Metered) | 6.332% | 21.33% | 72.33% | 0.85331
2410. Calculation of adjusted time band load coefficients
Data sources:
x1 = 2408. Implied load coefficient elements for two-rate tariffs, at total system level (in Calculation of implied load coefficients for two-rate users)
x2 = 2409. Implied load coefficient elements for three-rate tariffs, at total system level (in Calculation of implied load coefficients for three-rate users)
x3 = Implied load coefficient against system peak (in Calculation of adjusted time band load coefficients)
x4 = 2302. Load coefficient
Kind: | Combine tables | Cell-by-cell calculation
Formula: | = x1 or x2 | =IF(x3<>0,x4/x3,IF(x4<0,-1,1))
| Implied load coefficient against system peak | Rescaled time band load coefficient
Domestic Two Rate | 0.84255 | 1.4728
Domestic Off Peak (related MPAN) |  | 1
Small Non Domestic Two Rate | 0.87657 | 1.5503
Small Non Domestic Off Peak (related MPAN) |  | 1
LV Medium Non-Domestic | 1.0593 | 1.4037
LV Sub Medium Non-Domestic | 0 | 1
HV Medium Non-Domestic | 0.98931 | 1.4091
LV HH Metered | 1.1219 | 1.1902
LV Sub HH Metered | 0.99007 | 1.3487
HV HH Metered | 1.055 | 1.0971
HV Sub HH Metered | 0 | 1
LV UMS (Pseudo HH Metered) | 0.85331 | 2.3158
LV Generation Non-Intermittent |  | -1
LV Sub Generation Non-Intermittent |  | -1
HV Generation Non-Intermittent |  | -1
HV Sub Generation Non-Intermittent |  | -1
2411. Normalisation of peaking probabilities
Data sources:
x1 = 1069. Peaking probabilities by network level
x2 = Total probability (should be 100%) (in Normalisation of peaking probabilities)
x3 = 1068. Typical annual hours by distribution time band
x4 = 2401. Total hours in the year according to time band hours input data (in Adjust annual hours by distribution time band to match days in year)
Kind: | Cell summation | Cell-by-cell calculation
Formula: | =SUM(x1) | =IF(x2,x1/x2,x3/x4)
Normalised peaking probabilities
| Total probability (should be 100%) | Red | Amber | Green
GSPs | 100% | 76.33% | 21.67% | 2%
132kV | 100% | 55.02% | 34.83% | 10.15%
132kV/EHV | 100% | 55.02% | 34.83% | 10.15%
EHV | 100% | 61.41% | 33.47% | 5.121%
EHV/HV | 100% | 61.41% | 33.47% | 5.121%
132kV/HV | 100% | 55.02% | 34.83% | 10.15%
HV | 100% | 61.41% | 33.47% | 5.121%
HV/LV | 100% | 61.41% | 33.47% | 5.121%
LV circuits | 100% | 61.41% | 33.47% | 5.121%
2412. Peaking probabilities by network level (reshaped)
Reshape table = x1
Data sources:
x1 = 2411. Normalised peaking probabilities (in Normalisation of peaking probabilities)
| GSPs | Red | Amber | Green | 132kV | Red | Amber | Green | 132kV/EHV | Red | Amber | Green | EHV | Red | Amber | Green | EHV/HV | Red | Amber | Green | 132kV/HV | Red | Amber | Green | HV | Red | Amber | Green | HV/LV | Red | Amber | Green | LV circuits | Red | Amber | Green
Probability of peak within timeband |  | 76.33% | 21.67% | 2% |  | 55.02% | 34.83% | 10.15% |  | 55.02% | 34.83% | 10.15% |  | 61.41% | 33.47% | 5.121% |  | 61.41% | 33.47% | 5.121% |  | 55.02% | 34.83% | 10.15% |  | 61.41% | 33.47% | 5.121% |  | 61.41% | 33.47% | 5.121% |  | 61.41% | 33.47% | 5.121%
2413. Pseudo load coefficient by time band and network level
Cell-by-cell calculation =IF(x1>0,x2*x3*24*x4/x1,0)
Data sources:
x1 = 2401. Annual hours by distribution time band (reconciled to days in year) (in Adjust annual hours by distribution time band to match days in year)
x2 = 2410. Rescaled time band load coefficient (kW at peak in band / average band kW) (in Calculation of adjusted time band load coefficients)
x3 = 2412. Peaking probabilities by network level (reshaped)
x4 = 1010. Days in the charging period (in Financial and general assumptions)
| GSPs | Red | Amber | Green | 132kV | Red | Amber | Green | 132kV/EHV | Red | Amber | Green | EHV | Red | Amber | Green | EHV/HV | Red | Amber | Green | 132kV/HV | Red | Amber | Green | HV | Red | Amber | Green | HV/LV | Red | Amber | Green | LV circuits | Red | Amber | Green
Domestic Two Rate |  | 15.1511 | 0.74543 | 0.059182 |  | 10.9207 | 1.1982 | 0.30047 |  | 10.9207 | 1.1982 | 0.30047 |  | 12.1887 | 1.1515 | 0.15155 |  | 12.1887 | 1.1515 | 0.15155 |  | 10.9207 | 1.1982 | 0.30047 |  | 12.1887 | 1.1515 | 0.15155 |  | 12.1887 | 1.1515 | 0.15155 |  | 12.1887 | 1.1515 | 0.15155
Domestic Off Peak (related MPAN) |  | 10.2874 | 0.50613 | 0.040183 |  | 7.415 | 0.81353 | 0.20402 |  | 7.415 | 0.81353 | 0.20402 |  | 8.2759 | 0.78187 | 0.1029 |  | 8.2759 | 0.78187 | 0.1029 |  | 7.415 | 0.81353 | 0.20402 |  | 8.2759 | 0.78187 | 0.1029 |  | 8.2759 | 0.78187 | 0.1029 |  | 8.2759 | 0.78187 | 0.1029
Small Non Domestic Two Rate |  | 15.9482 | 0.78464 | 0.062295 |  | 11.4952 | 1.2612 | 0.31628 |  | 11.4952 | 1.2612 | 0.31628 |  | 12.8299 | 1.2121 | 0.15952 |  | 12.8299 | 1.2121 | 0.15952 |  | 11.4952 | 1.2612 | 0.31628 |  | 12.8299 | 1.2121 | 0.15952 |  | 12.8299 | 1.2121 | 0.15952 |  | 12.8299 | 1.2121 | 0.15952
Small Non Domestic Off Peak (related MPAN) |  | 10.2874 | 0.50613 | 0.040183 |  | 7.415 | 0.81353 | 0.20402 |  | 7.415 | 0.81353 | 0.20402 |  | 8.2759 | 0.78187 | 0.1029 |  | 8.2759 | 0.78187 | 0.1029 |  | 7.415 | 0.81353 | 0.20402 |  | 8.2759 | 0.78187 | 0.1029 |  | 8.2759 | 0.78187 | 0.1029 |  | 8.2759 | 0.78187 | 0.1029
LV Medium Non-Domestic |  | 14.44 | 0.71044 | 0.056404 |  | 10.4082 | 1.1419 | 0.28637 |  | 10.4082 | 1.1419 | 0.28637 |  | 11.6166 | 1.0975 | 0.14443 |  | 11.6166 | 1.0975 | 0.14443 |  | 10.4082 | 1.1419 | 0.28637 |  | 11.6166 | 1.0975 | 0.14443 |  | 11.6166 | 1.0975 | 0.14443 |  | 11.6166 | 1.0975 | 0.14443
LV Sub Medium Non-Domestic |  | 10.2874 | 0.50613 | 0.040183 |  | 7.415 | 0.81353 | 0.20402 |  | 7.415 | 0.81353 | 0.20402 |  | 8.2759 | 0.78187 | 0.1029 |  | 8.2759 | 0.78187 | 0.1029 |  | 7.415 | 0.81353 | 0.20402 |  | 8.2759 | 0.78187 | 0.1029 |  | 8.2759 | 0.78187 | 0.1029 |  | 8.2759 | 0.78187 | 0.1029
HV Medium Non-Domestic |  | 14.4962 | 0.7132 | 0.056623 |  | 10.4487 | 1.1464 | 0.28748 |  | 10.4487 | 1.1464 | 0.28748 |  | 11.6618 | 1.1017 | 0.14499 |  | 11.6618 | 1.1017 | 0.14499 |  | 10.4487 | 1.1464 | 0.28748 |  | 11.6618 | 1.1017 | 0.14499 |  | 11.6618 | 1.1017 | 0.14499 |  | 11.6618 | 1.1017 | 0.14499
LV HH Metered |  | 12.2436 | 0.60238 | 0.047825 |  | 8.825 | 0.96822 | 0.24281 |  | 8.825 | 0.96822 | 0.24281 |  | 9.8497 | 0.93054 | 0.12246 |  | 9.8497 | 0.93054 | 0.12246 |  | 8.825 | 0.96822 | 0.24281 |  | 9.8497 | 0.93054 | 0.12246 |  | 9.8497 | 0.93054 | 0.12246 |  | 9.8497 | 0.93054 | 0.12246
LV Sub HH Metered |  | 13.8742 | 0.6826 | 0.054194 |  | 10.0004 | 1.0972 | 0.27515 |  | 10.0004 | 1.0972 | 0.27515 |  | 11.1615 | 1.0545 | 0.13877 |  | 11.1615 | 1.0545 | 0.13877 |  | 10.0004 | 1.0972 | 0.27515 |  | 11.1615 | 1.0545 | 0.13877 |  | 11.1615 | 1.0545 | 0.13877 |  | 11.1615 | 1.0545 | 0.13877
HV HH Metered |  | 11.2864 | 0.55528 | 0.044086 |  | 8.1351 | 0.89253 | 0.22383 |  | 8.1351 | 0.89253 | 0.22383 |  | 9.0796 | 0.85779 | 0.11289 |  | 9.0796 | 0.85779 | 0.11289 |  | 8.1351 | 0.89253 | 0.22383 |  | 9.0796 | 0.85779 | 0.11289 |  | 9.0796 | 0.85779 | 0.11289 |  | 9.0796 | 0.85779 | 0.11289
HV Sub HH Metered |  | 10.2874 | 0.50613 | 0.040183 |  | 7.415 | 0.81353 | 0.20402 |  | 7.415 | 0.81353 | 0.20402 |  | 8.2759 | 0.78187 | 0.1029 |  | 8.2759 | 0.78187 | 0.1029 |  | 7.415 | 0.81353 | 0.20402 |  | 8.2759 | 0.78187 | 0.1029 |  | 8.2759 | 0.78187 | 0.1029 |  | 8.2759 | 0.78187 | 0.1029
LV UMS (Pseudo HH Metered) |  | 23.8232 | 1.1721 | 0.093056 |  | 17.1715 | 1.8839 | 0.47246 |  | 17.1715 | 1.8839 | 0.47246 |  | 19.1652 | 1.8106 | 0.23829 |  | 19.1652 | 1.8106 | 0.23829 |  | 17.1715 | 1.8839 | 0.47246 |  | 19.1652 | 1.8106 | 0.23829 |  | 19.1652 | 1.8106 | 0.23829 |  | 19.1652 | 1.8106 | 0.23829
LV Generation Non-Intermittent |  | -10.2874 | -0.50613 | -0.040183 |  | -7.415 | -0.81353 | -0.20402 |  | -7.415 | -0.81353 | -0.20402 |  | -8.2759 | -0.78187 | -0.1029 |  | -8.2759 | -0.78187 | -0.1029 |  | -7.415 | -0.81353 | -0.20402 |  | -8.2759 | -0.78187 | -0.1029 |  | -8.2759 | -0.78187 | -0.1029 |  | -8.2759 | -0.78187 | -0.1029
LV Sub Generation Non-Intermittent |  | -10.2874 | -0.50613 | -0.040183 |  | -7.415 | -0.81353 | -0.20402 |  | -7.415 | -0.81353 | -0.20402 |  | -8.2759 | -0.78187 | -0.1029 |  | -8.2759 | -0.78187 | -0.1029 |  | -7.415 | -0.81353 | -0.20402 |  | -8.2759 | -0.78187 | -0.1029 |  | -8.2759 | -0.78187 | -0.1029 |  | -8.2759 | -0.78187 | -0.1029
HV Generation Non-Intermittent |  | -10.2874 | -0.50613 | -0.040183 |  | -7.415 | -0.81353 | -0.20402 |  | -7.415 | -0.81353 | -0.20402 |  | -8.2759 | -0.78187 | -0.1029 |  | -8.2759 | -0.78187 | -0.1029 |  | -7.415 | -0.81353 | -0.20402 |  | -8.2759 | -0.78187 | -0.1029 |  | -8.2759 | -0.78187 | -0.1029 |  | -8.2759 | -0.78187 | -0.1029
HV Sub Generation Non-Intermittent |  | -10.2874 | -0.50613 | -0.040183 |  | -7.415 | -0.81353 | -0.20402 |  | -7.415 | -0.81353 | -0.20402 |  | -8.2759 | -0.78187 | -0.1029 |  | -8.2759 | -0.78187 | -0.1029 |  | -7.415 | -0.81353 | -0.20402 |  | -8.2759 | -0.78187 | -0.1029 |  | -8.2759 | -0.78187 | -0.1029 |  | -8.2759 | -0.78187 | -0.1029
2414. Unit rate 1 pseudo load coefficient by network level
Sum-product calculation =SUMPRODUCT(x1, x2)
Data sources:
x1 = 2413. Pseudo load coefficient by time band and network level
x2 = 2403. Split of rate 1 units between distribution time bands
| GSPs | 132kV | 132kV/EHV | EHV | EHV/HV | 132kV/HV | HV | HV/LV | LV circuits
Domestic Two Rate | 2.3897 | 2.1727 | 2.1727 | 2.2638 | 2.2638 | 2.1727 | 2.2638 | 2.2638 | 2.2638
Domestic Off Peak (related MPAN) | 0.10401 | 0.28751 | 0.28751 | 0.1959 | 0.1959 | 0.28751 | 0.1959 | 0.1959 | 0.1959
Small Non Domestic Two Rate | 2.1189 | 2.0548 | 2.0548 | 2.1177 | 2.1177 | 2.0548 | 2.1177 | 2.1177 | 2.1177
Small Non Domestic Off Peak (related MPAN) | 0.11495 | 0.30181 | 0.30181 | 0.21184 | 0.21184 | 0.30181 | 0.21184 | 0.21184 | 0.21184
LV Medium Non-Domestic | 1.944 | 1.8835 | 1.8835 | 1.9433 | 1.9433 | 1.8835 | 1.9433 | 1.9433 | 1.9433
LV Sub Medium Non-Domestic | 1.385 | 1.3418 | 1.3418 | 1.3844 | 1.3844 | 1.3418 | 1.3844 | 1.3844 | 1.3844
HV Medium Non-Domestic | 1.8993 | 1.8661 | 1.8661 | 1.9224 | 1.9224 | 1.8661 | 1.9224 | 1.9224 | 1.9224
LV HH Metered | 12.2436 | 8.825 | 8.825 | 9.8497 | 9.8497 | 8.825 | 9.8497 | 9.8497 | 9.8497
LV Sub HH Metered | 13.8742 | 10.0004 | 10.0004 | 11.1615 | 11.1615 | 10.0004 | 11.1615 | 11.1615 | 11.1615
HV HH Metered | 11.2864 | 8.1351 | 8.1351 | 9.0796 | 9.0796 | 8.1351 | 9.0796 | 9.0796 | 9.0796
HV Sub HH Metered | 10.2874 | 7.415 | 7.415 | 8.2759 | 8.2759 | 7.415 | 8.2759 | 8.2759 | 8.2759
LV UMS (Pseudo HH Metered) | 23.8232 | 17.1715 | 17.1715 | 19.1652 | 19.1652 | 17.1715 | 19.1652 | 19.1652 | 19.1652
LV Generation Non-Intermittent | -10.2874 | -7.415 | -7.415 | -8.2759 | -8.2759 | -7.415 | -8.2759 | -8.2759 | -8.2759
LV Sub Generation Non-Intermittent | -10.2874 | -7.415 | -7.415 | -8.2759 | -8.2759 | -7.415 | -8.2759 | -8.2759 | -8.2759
HV Generation Non-Intermittent | -10.2874 | -7.415 | -7.415 | -8.2759 | -8.2759 | -7.415 | -8.2759 | -8.2759 | -8.2759
HV Sub Generation Non-Intermittent | -10.2874 | -7.415 | -7.415 | -8.2759 | -8.2759 | -7.415 | -8.2759 | -8.2759 | -8.2759
2415. Unit rate 2 pseudo load coefficient by network level
Sum-product calculation =SUMPRODUCT(x1, x2)
Data sources:
x1 = 2413. Pseudo load coefficient by time band and network level
x2 = 2405. Split of rate 2 units between distribution time bands
| GSPs | 132kV | 132kV/EHV | EHV | EHV/HV | 132kV/HV | HV | HV/LV | LV circuits
Domestic Two Rate | 0.081577 | 0.32977 | 0.32977 | 0.18418 | 0.18418 | 0.32977 | 0.18418 | 0.18418 | 0.18418
Small Non Domestic Two Rate | 0.10179 | 0.36794 | 0.36794 | 0.21706 | 0.21706 | 0.36794 | 0.21706 | 0.21706 | 0.21706
LV Medium Non-Domestic | 0.057509 | 0.28782 | 0.28782 | 0.14604 | 0.14604 | 0.28782 | 0.14604 | 0.14604 | 0.14604
LV Sub Medium Non-Domestic | 0.040971 | 0.20505 | 0.20505 | 0.10404 | 0.10404 | 0.20505 | 0.10404 | 0.10404 | 0.10404
HV Medium Non-Domestic | 0.062518 | 0.2952 | 0.2952 | 0.15358 | 0.15358 | 0.2952 | 0.15358 | 0.15358 | 0.15358
LV HH Metered | 0.60238 | 0.96822 | 0.96822 | 0.93054 | 0.93054 | 0.96822 | 0.93054 | 0.93054 | 0.93054
LV Sub HH Metered | 0.6826 | 1.0972 | 1.0972 | 1.0545 | 1.0545 | 1.0972 | 1.0545 | 1.0545 | 1.0545
HV HH Metered | 0.55528 | 0.89253 | 0.89253 | 0.85779 | 0.85779 | 0.89253 | 0.85779 | 0.85779 | 0.85779
HV Sub HH Metered | 0.50613 | 0.81353 | 0.81353 | 0.78187 | 0.78187 | 0.81353 | 0.78187 | 0.78187 | 0.78187
LV UMS (Pseudo HH Metered) | 1.1721 | 1.8839 | 1.8839 | 1.8106 | 1.8106 | 1.8839 | 1.8106 | 1.8106 | 1.8106
LV Generation Non-Intermittent | -0.50613 | -0.81353 | -0.81353 | -0.78187 | -0.78187 | -0.81353 | -0.78187 | -0.78187 | -0.78187
LV Sub Generation Non-Intermittent | -0.50613 | -0.81353 | -0.81353 | -0.78187 | -0.78187 | -0.81353 | -0.78187 | -0.78187 | -0.78187
HV Generation Non-Intermittent | -0.50613 | -0.81353 | -0.81353 | -0.78187 | -0.78187 | -0.81353 | -0.78187 | -0.78187 | -0.78187
HV Sub Generation Non-Intermittent | -0.50613 | -0.81353 | -0.81353 | -0.78187 | -0.78187 | -0.81353 | -0.78187 | -0.78187 | -0.78187
2416. Unit rate 3 pseudo load coefficient by network level
Sum-product calculation =SUMPRODUCT(x1, x2)
Data sources:
x1 = 2413. Pseudo load coefficient by time band and network level
x2 = 2406. Split of rate 3 units between distribution time bands (default)
| GSPs | 132kV | 132kV/EHV | EHV | EHV/HV | 132kV/HV | HV | HV/LV | LV circuits
LV HH Metered | 0.047825 | 0.24281 | 0.24281 | 0.12246 | 0.12246 | 0.24281 | 0.12246 | 0.12246 | 0.12246
LV Sub HH Metered | 0.054194 | 0.27515 | 0.27515 | 0.13877 | 0.13877 | 0.27515 | 0.13877 | 0.13877 | 0.13877
HV HH Metered | 0.044086 | 0.22383 | 0.22383 | 0.11289 | 0.11289 | 0.22383 | 0.11289 | 0.11289 | 0.11289
HV Sub HH Metered | 0.040183 | 0.20402 | 0.20402 | 0.1029 | 0.1029 | 0.20402 | 0.1029 | 0.1029 | 0.1029
LV UMS (Pseudo HH Metered) | 0.093056 | 0.47246 | 0.47246 | 0.23829 | 0.23829 | 0.47246 | 0.23829 | 0.23829 | 0.23829
LV Generation Non-Intermittent | -0.040183 | -0.20402 | -0.20402 | -0.1029 | -0.1029 | -0.20402 | -0.1029 | -0.1029 | -0.1029
LV Sub Generation Non-Intermittent | -0.040183 | -0.20402 | -0.20402 | -0.1029 | -0.1029 | -0.20402 | -0.1029 | -0.1029 | -0.1029
HV Generation Non-Intermittent | -0.040183 | -0.20402 | -0.20402 | -0.1029 | -0.1029 | -0.20402 | -0.1029 | -0.1029 | -0.1029
HV Sub Generation Non-Intermittent | -0.040183 | -0.20402 | -0.20402 | -0.1029 | -0.1029 | -0.20402 | -0.1029 | -0.1029 | -0.1029

## SMD
CDCM model 100: Forecast simultaneous maximum load |  | WPD South Wales |  | 2012/13 |  | model version 2441 April 2012 Price Change
2501. Contributions of users on one-rate multi tariffs to system simultaneous maximum load by network level (kW)
Cell-by-cell calculation =(x1*x2)*x3/(24*x4)*1000
Data sources:
x1 = 2305. Rate 1 units (MWh) (in Equivalent volume for each end user)
x2 = 2414. Unit rate 1 pseudo load coefficient by network level
x3 = 2012. Loss adjustment factors between end user meter reading and each network level, scaled by network use
x4 = 1010. Days in the charging period (in Financial and general assumptions)
| GSPs | 132kV | 132kV/EHV | EHV | EHV/HV | 132kV/HV | HV | HV/LV | LV circuits
Domestic Off Peak (related MPAN) | 66.5591 | 182.3082 | 126.9992 | 85.8073 | 85.1248 | 53.5412 | 119.8628 | 118.0345 | 115.6926
Small Non Domestic Off Peak (related MPAN) | 42.9258 | 111.6828 | 77.8002 | 54.1477 | 53.717 | 32.7996 | 75.638 | 74.4843 | 73.0065
2502. Contributions of users on two-rate multi tariffs to system simultaneous maximum load by network level (kW)
Cell-by-cell calculation =(x1*x2+x3*x4)*x5/(24*x6)*1000
Data sources:
x1 = 2305. Rate 1 units (MWh) (in Equivalent volume for each end user)
x2 = 2414. Unit rate 1 pseudo load coefficient by network level
x3 = 2305. Rate 2 units (MWh) (in Equivalent volume for each end user)
x4 = 2415. Unit rate 2 pseudo load coefficient by network level
x5 = 2012. Loss adjustment factors between end user meter reading and each network level, scaled by network use
x6 = 1010. Days in the charging period (in Financial and general assumptions)
| GSPs | 132kV | 132kV/EHV | EHV | EHV/HV | 132kV/HV | HV | HV/LV | LV circuits
Domestic Two Rate | 63866.4901 | 64480.0832 | 44917.9666 | 43416.811 | 43071.4644 | 18936.8416 | 60648.2082 | 59723.1531 | 58538.1699
Small Non Domestic Two Rate | 53230.5675 | 54574.4145 | 38017.5026 | 37426.7735 | 37129.073 | 16027.694 | 52280.8262 | 51483.3972 | 50461.9012
LV Medium Non-Domestic | 97734.3045 | 96995.6686 | 67568.8987 | 67705.2767 | 67166.7344 | 28486.1855 | 94576.3546 | 93133.8002 | 91285.9074
LV Sub Medium Non-Domestic | 0 | 0 | 0 | 0 | 0 | 0 | 0 | 0 | 0
HV Medium Non-Domestic | 176.667 | 178.3664 | 124.2532 | 124.0922 | 123.1052 | 52.3836 | 173.3423 | 0 | 0
2503. Contributions of users on three-rate multi tariffs to system simultaneous maximum load by network level (kW)
Cell-by-cell calculation =(x1*x2+x3*x4+x5*x6)*x7/(24*x8)*1000
Data sources:
x1 = 2305. Rate 1 units (MWh) (in Equivalent volume for each end user)
x2 = 2414. Unit rate 1 pseudo load coefficient by network level
x3 = 2305. Rate 2 units (MWh) (in Equivalent volume for each end user)
x4 = 2415. Unit rate 2 pseudo load coefficient by network level
x5 = 2305. Rate 3 units (MWh) (in Equivalent volume for each end user)
x6 = 2416. Unit rate 3 pseudo load coefficient by network level
x7 = 2012. Loss adjustment factors between end user meter reading and each network level, scaled by network use
x8 = 1010. Days in the charging period (in Financial and general assumptions)
| GSPs | 132kV | 132kV/EHV | EHV | EHV/HV | 132kV/HV | HV | HV/LV | LV circuits
LV HH Metered | 217858.6026 | 213352.3529 | 148625.0233 | 149413.2871 | 148224.8218 | 62658.4134 | 208712.8908 | 205529.4346 | 201451.4697
LV Sub HH Metered | 116.0716 | 116.898 | 81.4332 | 81.2415 | 80.5953 | 34.3312 | 113.4849 | 111.754 | 0
HV HH Metered | 304421.815 | 300121.9344 | 209070.2488 | 208743.6457 | 207083.2539 | 88141.3492 | 291590.464 | 0 | 0
HV Sub HH Metered | 0 | 0 | 0 | 0 | 0 | 0 | 0 | 0 | 0
LV UMS (Pseudo HH Metered) | 33877.9553 | 33663.6814 | 23450.716 | 22506.8333 | 22327.8091 | 9886.5226 | 31439.4143 | 30959.8752 | 30345.5919
LV Generation Non-Intermittent | -157.7268 | -156.2115 | -108.8197 | -107.875 | -107.0169 | -45.877 | -150.6887 | -148.3903 | 0
LV Sub Generation Non-Intermittent | -154.4368 | -136.0671 | -94.7867 | -99.7552 | -98.9618 | -39.9609 | -139.3464 | 0 | 0
HV Generation Non-Intermittent | -11632.899 | -11434.757 | -7965.654 | -7911.5315 | -7848.6015 | -3358.2181 | 0 | 0 | 0
HV Sub Generation Non-Intermittent | 0 | 0 | 0 | 0 | 0 | 0 | 0 | 0 | 0
2504. Estimated contributions of users on each tariff to system simultaneous maximum load by network level (kW)
Cell-by-cell calculation =x1*x2*x3/(24*x4)*1000
Data sources:
x1 = 2407. All units (MWh)
x2 = 2302. Load coefficient
x3 = 2012. Loss adjustment factors between end user meter reading and each network level, scaled by network use
x4 = 1010. Days in the charging period (in Financial and general assumptions)
| GSPs | 132kV | 132kV/EHV | EHV | EHV/HV | 132kV/HV | HV | HV/LV | LV circuits
Domestic Unrestricted | 851904.6205 | 844138.5458 | 588041.8443 | 583096.9339 | 578458.8557 | 247910.9381 | 814518.2335 | 802094.549 | 786179.9746
Domestic Two Rate | 66013.4245 | 65411.6374 | 45566.9038 | 45183.7266 | 44824.3255 | 19210.4252 | 63116.3825 | 62153.6809 | 60920.473
Domestic Off Peak (related MPAN) | 0 | 0 | 0 | 0 | 0 | 0 | 0 | 0 | 0
Small Non Domestic Unrestricted | 177709.6786 | 176089.6538 | 122667.168 | 121635.6459 | 120668.1298 | 51714.9128 | 169910.7741 | 167319.1589 | 163999.3343
Small Non Domestic Two Rate | 50752.1757 | 50289.5122 | 35032.5638 | 34737.971 | 34461.6578 | 14769.2819 | 48524.8835 | 47784.7432 | 46836.6332
Small Non Domestic Off Peak (related MPAN) | 0 | 0 | 0 | 0 | 0 | 0 | 0 | 0 | 0
LV Medium Non-Domestic | 94632.967 | 93770.2805 | 65322.0362 | 64772.7358 | 64257.5196 | 27538.937 | 90479.9379 | 89099.8654 | 87332.0109
LV Sub Medium Non-Domestic | 0 | 0 | 0 | 0 | 0 | 0 | 0 | 0 | 0
HV Medium Non-Domestic | 166.7104 | 165.1906 | 115.0747 | 114.107 | 113.1994 | 48.514 | 159.3942 | 0 | 0
LV HH Metered | 214646.1548 | 212689.4122 | 148163.2071 | 146917.286 | 145748.6743 | 62463.7176 | 205226.2691 | 202095.9936 | 198086.1525
LV Sub HH Metered | 110.4431 | 109.4362 | 76.2352 | 75.5942 | 74.9929 | 32.1398 | 105.5962 | 103.9856 | 0
HV HH Metered | 301688.1552 | 298937.9263 | 208245.4479 | 206494.2883 | 204851.7884 | 87793.6236 | 288448.3748 | 0 | 0
HV Sub HH Metered | 0 | 0 | 0 | 0 | 0 | 0 | 0 | 0 | 0
NHH UMS | 3984.6765 | 3948.3517 | 2750.4916 | 2727.3624 | 2705.6684 | 1159.5722 | 3809.8064 | 3751.6962 | 3677.2578
LV UMS (Pseudo HH Metered) | 36666.7747 | 36332.5155 | 25309.8731 | 25097.0395 | 24897.4122 | 10670.3195 | 35057.6295 | 34522.9024 | 33837.9242
LV Generation NHH | -94.6745 | -93.8114 | -65.3507 | -64.8011 | -64.2857 | -27.551 | -90.5196 | -89.1389 | 0
LV Sub Generation NHH | 0 | 0 | 0 | 0 | 0 | 0 | 0 | 0 | 0
LV Generation Intermittent | -109.204 | -108.2085 | -75.3799 | -74.7461 | -74.1515 | -31.7792 | -104.4115 | -102.8189 | 0
LV Generation Non-Intermittent | -158.0259 | -156.5853 | -109.0801 | -108.1628 | -107.3025 | -45.9868 | -151.0908 | -148.7862 | 0
LV Sub Generation Intermittent | 0 | 0 | 0 | 0 | 0 | 0 | 0 | 0 | 0
LV Sub Generation Non-Intermittent | -71.862 | -71.2069 | -49.604 | -49.1868 | -48.7956 | -20.9124 | -68.7083 | 0 | 0
HV Generation Intermittent | -1955.1209 | -1937.2978 | -1349.5559 | -1338.2073 | -1327.563 | -568.9556 | 0 | 0 | 0
HV Generation Non-Intermittent | -11407.3516 | -11303.3606 | -7874.121 | -7807.9066 | -7745.8008 | -3319.6289 | 0 | 0 | 0
HV Sub Generation Non-Intermittent | 0 | 0 | 0 | 0 | 0 | 0 | 0 | 0 | 0
HV Sub Generation Intermittent | 0 | 0 | 0 | 0 | 0 | 0 | 0 | 0 | 0
2505. Contributions of users on each tariff to system simultaneous maximum load by network level (kW)
Combine tables = x1 or x2 or x3 or x4
Data sources:
x1 = 2501. Contributions of users on one-rate multi tariffs to system simultaneous maximum load by network level (kW)
x2 = 2502. Contributions of users on two-rate multi tariffs to system simultaneous maximum load by network level (kW)
x3 = 2503. Contributions of users on three-rate multi tariffs to system simultaneous maximum load by network level (kW)
x4 = 2504. Estimated contributions of users on each tariff to system simultaneous maximum load by network level (kW)
| GSPs | 132kV | 132kV/EHV | EHV | EHV/HV | 132kV/HV | HV | HV/LV | LV circuits
Domestic Unrestricted | 851904.6205 | 844138.5458 | 588041.8443 | 583096.9339 | 578458.8557 | 247910.9381 | 814518.2335 | 802094.549 | 786179.9746
Domestic Two Rate | 63866.4901 | 64480.0832 | 44917.9666 | 43416.811 | 43071.4644 | 18936.8416 | 60648.2082 | 59723.1531 | 58538.1699
Domestic Off Peak (related MPAN) | 66.5591 | 182.3082 | 126.9992 | 85.8073 | 85.1248 | 53.5412 | 119.8628 | 118.0345 | 115.6926
Small Non Domestic Unrestricted | 177709.6786 | 176089.6538 | 122667.168 | 121635.6459 | 120668.1298 | 51714.9128 | 169910.7741 | 167319.1589 | 163999.3343
Small Non Domestic Two Rate | 53230.5675 | 54574.4145 | 38017.5026 | 37426.7735 | 37129.073 | 16027.694 | 52280.8262 | 51483.3972 | 50461.9012
Small Non Domestic Off Peak (related MPAN) | 42.9258 | 111.6828 | 77.8002 | 54.1477 | 53.717 | 32.7996 | 75.638 | 74.4843 | 73.0065
LV Medium Non-Domestic | 97734.3045 | 96995.6686 | 67568.8987 | 67705.2767 | 67166.7344 | 28486.1855 | 94576.3546 | 93133.8002 | 91285.9074
LV Sub Medium Non-Domestic | 0 | 0 | 0 | 0 | 0 | 0 | 0 | 0 | 0
HV Medium Non-Domestic | 176.667 | 178.3664 | 124.2532 | 124.0922 | 123.1052 | 52.3836 | 173.3423 | 0 | 0
LV HH Metered | 217858.6026 | 213352.3529 | 148625.0233 | 149413.2871 | 148224.8218 | 62658.4134 | 208712.8908 | 205529.4346 | 201451.4697
LV Sub HH Metered | 116.0716 | 116.898 | 81.4332 | 81.2415 | 80.5953 | 34.3312 | 113.4849 | 111.754 | 0
HV HH Metered | 304421.815 | 300121.9344 | 209070.2488 | 208743.6457 | 207083.2539 | 88141.3492 | 291590.464 | 0 | 0
HV Sub HH Metered | 0 | 0 | 0 | 0 | 0 | 0 | 0 | 0 | 0
NHH UMS | 3984.6765 | 3948.3517 | 2750.4916 | 2727.3624 | 2705.6684 | 1159.5722 | 3809.8064 | 3751.6962 | 3677.2578
LV UMS (Pseudo HH Metered) | 33877.9553 | 33663.6814 | 23450.716 | 22506.8333 | 22327.8091 | 9886.5226 | 31439.4143 | 30959.8752 | 30345.5919
LV Generation NHH | -94.6745 | -93.8114 | -65.3507 | -64.8011 | -64.2857 | -27.551 | -90.5196 | -89.1389 | 0
LV Sub Generation NHH | 0 | 0 | 0 | 0 | 0 | 0 | 0 | 0 | 0
LV Generation Intermittent | -109.204 | -108.2085 | -75.3799 | -74.7461 | -74.1515 | -31.7792 | -104.4115 | -102.8189 | 0
LV Generation Non-Intermittent | -157.7268 | -156.2115 | -108.8197 | -107.875 | -107.0169 | -45.877 | -150.6887 | -148.3903 | 0
LV Sub Generation Intermittent | 0 | 0 | 0 | 0 | 0 | 0 | 0 | 0 | 0
LV Sub Generation Non-Intermittent | -154.4368 | -136.0671 | -94.7867 | -99.7552 | -98.9618 | -39.9609 | -139.3464 | 0 | 0
HV Generation Intermittent | -1955.1209 | -1937.2978 | -1349.5559 | -1338.2073 | -1327.563 | -568.9556 | 0 | 0 | 0
HV Generation Non-Intermittent | -11632.899 | -11434.757 | -7965.654 | -7911.5315 | -7848.6015 | -3358.2181 | 0 | 0 | 0
HV Sub Generation Non-Intermittent | 0 | 0 | 0 | 0 | 0 | 0 | 0 | 0 | 0
HV Sub Generation Intermittent | 0 | 0 | 0 | 0 | 0 | 0 | 0 | 0 | 0
2506. Forecast system simultaneous maximum load (kW) from forecast units
Cell summation =SUM(x1)
Data sources:
x1 = 2505. Contributions of users on each tariff to system simultaneous maximum load by network level (kW)
| GSPs | 132kV | 132kV/EHV | EHV | EHV/HV | 132kV/HV | HV | HV/LV | LV circuits
Forecast system simultaneous maximum load (kW) from forecast units | 1790886.872 | 1774087.5884 | 1235860.7987 | 1227420.9421 | 1217657.7723 | 521023.1431 | 1727484.334 | 1413958.989 | 1386128.3058

## AMD
CDCM model 100: Forecast aggregate maximum load |  | WPD South Wales |  | 2012/13 |  | model version 2441 April 2012 Price Change
2601. Pre-processing of data for standing charge factors
Data sources:
x1 = Standing charges factors (in Pre-processing of data for standing charge factors)
x2 = 1018. Proportion of relevant load going through 132kV/HV direct transformation
x3 = Standing charges factors for 132kV/HV (in Pre-processing of data for standing charge factors)
Kind: | Fixed data | [7 empty] | Fixed data | Cell-by-cell calculation
Formula: | [9 empty] | =x1+0.2*x2*x3
Standing charges factor
| GSPs | 132kV | 132kV/EHV | EHV | EHV/HV | HV | HV/LV | LV circuits | Standing charges factors for 132kV/HV | Adjusted standing charges factors for 132kV
Domestic Unrestricted | 0% | 0% | 0% | 0% | 0% | 0% | 0% | 100% | 0 | 0
Domestic Two Rate | 0% | 0% | 0% | 0% | 0% | 0% | 0% | 100% | 0 | 0
Domestic Off Peak (related MPAN) | 0% | 0% | 0% | 0% | 0% | 0% | 0% | 100% | 0 | 0
Small Non Domestic Unrestricted | 0% | 0% | 0% | 0% | 0% | 0% | 0% | 100% | 0 | 0
Small Non Domestic Two Rate | 0% | 0% | 0% | 0% | 0% | 0% | 0% | 100% | 0 | 0
Small Non Domestic Off Peak (related MPAN) | 0% | 0% | 0% | 0% | 0% | 0% | 0% | 100% | 0 | 0
LV Medium Non-Domestic | 0% | 0% | 0% | 0% | 0% | 0% | 0% | 100% | 0 | 0
LV Sub Medium Non-Domestic | 0% | 0% | 0% | 0% | 0% | 0% | 100% | 0% | 0 | 0
HV Medium Non-Domestic | 0% | 0% | 0% | 20% | 100% | 100% | 0% | 0% | 1 | 0.06
LV HH Metered | 0% | 0% | 0% | 0% | 0% | 20% | 100% | 100% | 0 | 0
LV Sub HH Metered | 0% | 0% | 0% | 0% | 0% | 100% | 100% | 0% | 0 | 0
HV HH Metered | 0% | 0% | 0% | 20% | 100% | 100% | 0% | 0% | 1 | 0.06
HV Sub HH Metered | 0% | 0% | 0% | 100% | 100% | 0% | 0% | 0% | 0 | 0
NHH UMS | 0% | 0% | 0% | 0% | 0% | 0% | 0% | 0% | 0 | 0
LV UMS (Pseudo HH Metered) | 0% | 0% | 0% | 0% | 0% | 0% | 0% | 0% | 0 | 0
2602. Standing charges factors adapted to use 132kV/HV
Combine tables = x1 or x2 or x3
Data sources:
x1 = 2601. Standing charges factors for 132kV/HV (in Pre-processing of data for standing charge factors)
x2 = 2601. Adjusted standing charges factors for 132kV (in Pre-processing of data for standing charge factors)
x3 = 2601. Standing charges factors (in Pre-processing of data for standing charge factors)
| GSPs | 132kV | 132kV/EHV | EHV | EHV/HV | 132kV/HV | HV | HV/LV | LV circuits
Domestic Unrestricted | 0 | 0 | 0 | 0 | 0 | 0 | 0 | 0 | 1
Domestic Two Rate | 0 | 0 | 0 | 0 | 0 | 0 | 0 | 0 | 1
Domestic Off Peak (related MPAN) | 0 | 0 | 0 | 0 | 0 | 0 | 0 | 0 | 1
Small Non Domestic Unrestricted | 0 | 0 | 0 | 0 | 0 | 0 | 0 | 0 | 1
Small Non Domestic Two Rate | 0 | 0 | 0 | 0 | 0 | 0 | 0 | 0 | 1
Small Non Domestic Off Peak (related MPAN) | 0 | 0 | 0 | 0 | 0 | 0 | 0 | 0 | 1
LV Medium Non-Domestic | 0 | 0 | 0 | 0 | 0 | 0 | 0 | 0 | 1
LV Sub Medium Non-Domestic | 0 | 0 | 0 | 0 | 0 | 0 | 0 | 1 | 0
HV Medium Non-Domestic | 0 | 0.06 | 0 | 0.2 | 1 | 1 | 1 | 0 | 0
LV HH Metered | 0 | 0 | 0 | 0 | 0 | 0 | 0.2 | 1 | 1
LV Sub HH Metered | 0 | 0 | 0 | 0 | 0 | 0 | 1 | 1 | 0
HV HH Metered | 0 | 0.06 | 0 | 0.2 | 1 | 1 | 1 | 0 | 0
HV Sub HH Metered | 0 | 0 | 0 | 1 | 1 | 0 | 0 | 0 | 0
NHH UMS | 0 | 0 | 0 | 0 | 0 | 0 | 0 | 0 | 0
LV UMS (Pseudo HH Metered) | 0 | 0 | 0 | 0 | 0 | 0 | 0 | 0 | 0
2603. Capacity-based contributions to chargeable aggregate maximum load by network level (kW)
Cell-by-cell calculation =x1*x2*x3*x4
Data sources:
x1 = 2305. Import capacity (kVA) (in Equivalent volume for each end user)
x2 = 1010. Power factor for all flows in the network model (in Financial and general assumptions)
x3 = 2602. Standing charges factors adapted to use 132kV/HV
x4 = 2012. Loss adjustment factors between end user meter reading and each network level, scaled by network use
| GSPs | 132kV | 132kV/EHV | EHV | EHV/HV | 132kV/HV | HV | HV/LV | LV circuits
LV HH Metered | 0 | 0 | 0 | 0 | 0 | 0 | 111022.637 | 546646.1538 | 535800
LV Sub HH Metered | 0 | 0 | 0 | 0 | 0 | 0 | 689.7709 | 679.25 | 0
HV HH Metered | 0 | 42059.8549 | 0 | 96844.1834 | 480369.32 | 205872.5657 | 676400 | 0 | 0
HV Sub HH Metered | 0 | 0 | 0 | 0 | 0 | 0 | 0 | 0 | 0
2604. Unit-based contributions to chargeable aggregate maximum load (kW)
Cell-by-cell calculation =x1/x2*x3*x4/(24*x5)*1000
Data sources:
x1 = 2407. All units (MWh)
x2 = 1041. Load factor for each type of demand user (in Load profile data for demand users)
x3 = 2602. Standing charges factors adapted to use 132kV/HV
x4 = 2012. Loss adjustment factors between end user meter reading and each network level, scaled by network use
x5 = 1010. Days in the charging period (in Financial and general assumptions)
| GSPs | 132kV | 132kV/EHV | EHV | EHV/HV | 132kV/HV | HV | HV/LV | LV circuits
Domestic Unrestricted | 0 | 0 | 0 | 0 | 0 | 0 | 0 | 0 | 914678.3043
Domestic Two Rate | 0 | 0 | 0 | 0 | 0 | 0 | 0 | 0 | 215250.1431
Domestic Off Peak (related MPAN) | 0 | 0 | 0 | 0 | 0 | 0 | 0 | 0 | 1922.9641
Small Non Domestic Unrestricted | 0 | 0 | 0 | 0 | 0 | 0 | 0 | 0 | 272256.7923
Small Non Domestic Two Rate | 0 | 0 | 0 | 0 | 0 | 0 | 0 | 0 | 74735.7369
Small Non Domestic Off Peak (related MPAN) | 0 | 0 | 0 | 0 | 0 | 0 | 0 | 0 | 1084.3631
LV Medium Non-Domestic | 0 | 0 | 0 | 0 | 0 | 0 | 0 | 0 | 125959.8772
LV Sub Medium Non-Domestic | 0 | 0 | 0 | 0 | 0 | 0 | 0 | 0 | 0
HV Medium Non-Domestic | 0 | 15.9854 | 0 | 36.8069 | 182.5706 | 78.2445 | 257.0746 | 0 | 0
LV HH Metered | 0 | 0 | 0 | 0 | 0 | 0 | 52429.5896 | 258149.4576 | 253027.4445
LV Sub HH Metered | 0 | 0 | 0 | 0 | 0 | 0 | 134.8844 | 132.827 | 0
HV HH Metered | 0 | 21437.7186 | 0 | 49361.0441 | 244842.0788 | 104932.3195 | 344758.0335 | 0 | 0
HV Sub HH Metered | 0 | 0 | 0 | 0 | 0 | 0 | 0 | 0 | 0
NHH UMS | 0 | 0 | 0 | 0 | 0 | 0 | 0 | 0 | 0
LV UMS (Pseudo HH Metered) | 0 | 0 | 0 | 0 | 0 | 0 | 0 | 0 | 0
2605. Contributions to aggregate maximum load by network level (kW)
Combine tables = x1 or x2
Data sources:
x1 = 2603. Capacity-based contributions to chargeable aggregate maximum load by network level (kW)
x2 = 2604. Unit-based contributions to chargeable aggregate maximum load (kW)
| GSPs | 132kV | 132kV/EHV | EHV | EHV/HV | 132kV/HV | HV | HV/LV | LV circuits
Domestic Unrestricted | 0 | 0 | 0 | 0 | 0 | 0 | 0 | 0 | 914678.3043
Domestic Two Rate | 0 | 0 | 0 | 0 | 0 | 0 | 0 | 0 | 215250.1431
Small Non Domestic Unrestricted | 0 | 0 | 0 | 0 | 0 | 0 | 0 | 0 | 272256.7923
Small Non Domestic Two Rate | 0 | 0 | 0 | 0 | 0 | 0 | 0 | 0 | 74735.7369
LV Medium Non-Domestic | 0 | 0 | 0 | 0 | 0 | 0 | 0 | 0 | 125959.8772
LV Sub Medium Non-Domestic | 0 | 0 | 0 | 0 | 0 | 0 | 0 | 0 | 0
HV Medium Non-Domestic | 0 | 15.9854 | 0 | 36.8069 | 182.5706 | 78.2445 | 257.0746 | 0 | 0
LV HH Metered | 0 | 0 | 0 | 0 | 0 | 0 | 111022.637 | 546646.1538 | 535800
LV Sub HH Metered | 0 | 0 | 0 | 0 | 0 | 0 | 689.7709 | 679.25 | 0
HV HH Metered | 0 | 42059.8549 | 0 | 96844.1834 | 480369.32 | 205872.5657 | 676400 | 0 | 0
HV Sub HH Metered | 0 | 0 | 0 | 0 | 0 | 0 | 0 | 0 | 0
NHH UMS | 0 | 0 | 0 | 0 | 0 | 0 | 0 | 0 | 0
LV UMS (Pseudo HH Metered) | 0 | 0 | 0 | 0 | 0 | 0 | 0 | 0 | 0
2606. Forecast chargeable aggregate maximum load (kW)
Cell summation =SUM(x1)
Data sources:
x1 = 2605. Contributions to aggregate maximum load by network level (kW)
| GSPs | 132kV | 132kV/EHV | EHV | EHV/HV | 132kV/HV | HV | HV/LV | LV circuits
Forecast chargeable aggregate maximum load (kW) | 0 | 42075.8403 | 0 | 96880.9903 | 480551.8906 | 205950.8103 | 788369.4825 | 547325.4038 | 2138680.8539
2607. Forecast simultaneous load subject to standing charge factors (kW)
Cell-by-cell calculation =x1*x2
Data sources:
x1 = 2505. Contributions of users on each tariff to system simultaneous maximum load by network level (kW)
x2 = 2602. Standing charges factors adapted to use 132kV/HV
| GSPs | 132kV | 132kV/EHV | EHV | EHV/HV | 132kV/HV | HV | HV/LV | LV circuits
Domestic Unrestricted | 0 | 0 | 0 | 0 | 0 | 0 | 0 | 0 | 786179.9746
Domestic Two Rate | 0 | 0 | 0 | 0 | 0 | 0 | 0 | 0 | 58538.1699
Domestic Off Peak (related MPAN) | 0 | 0 | 0 | 0 | 0 | 0 | 0 | 0 | 115.6926
Small Non Domestic Unrestricted | 0 | 0 | 0 | 0 | 0 | 0 | 0 | 0 | 163999.3343
Small Non Domestic Two Rate | 0 | 0 | 0 | 0 | 0 | 0 | 0 | 0 | 50461.9012
Small Non Domestic Off Peak (related MPAN) | 0 | 0 | 0 | 0 | 0 | 0 | 0 | 0 | 73.0065
LV Medium Non-Domestic | 0 | 0 | 0 | 0 | 0 | 0 | 0 | 0 | 91285.9074
LV Sub Medium Non-Domestic | 0 | 0 | 0 | 0 | 0 | 0 | 0 | 0 | 0
HV Medium Non-Domestic | 0 | 10.702 | 0 | 24.8184 | 123.1052 | 52.3836 | 173.3423 | 0 | 0
LV HH Metered | 0 | 0 | 0 | 0 | 0 | 0 | 41742.5782 | 205529.4346 | 201451.4697
LV Sub HH Metered | 0 | 0 | 0 | 0 | 0 | 0 | 113.4849 | 111.754 | 0
HV HH Metered | 0 | 18007.3161 | 0 | 41748.7291 | 207083.2539 | 88141.3492 | 291590.464 | 0 | 0
HV Sub HH Metered | 0 | 0 | 0 | 0 | 0 | 0 | 0 | 0 | 0
NHH UMS | 0 | 0 | 0 | 0 | 0 | 0 | 0 | 0 | 0
LV UMS (Pseudo HH Metered) | 0 | 0 | 0 | 0 | 0 | 0 | 0 | 0 | 0
2608. Forecast simultaneous load replaced by standing charge (kW)
Cell summation =SUM(x1)
Data sources:
x1 = 2607. Forecast simultaneous load subject to standing charge factors (kW)
| GSPs | 132kV | 132kV/EHV | EHV | EHV/HV | 132kV/HV | HV | HV/LV | LV circuits
Forecast simultaneous load replaced by standing charge (kW) | 0 | 18018.018 | 0 | 41773.5476 | 207206.3591 | 88193.7327 | 333619.8695 | 205641.1886 | 1352105.4561
2609. Calculated LV diversity allowance
Cell-by-cell calculation =x1/x2-1
Data sources:
x1 = 2606. Forecast chargeable aggregate maximum load (kW)
x2 = 2608. Forecast simultaneous load replaced by standing charge (kW)
LV circuits
Calculated LV diversity allowance | 58.17%
2610. Network level mapping for diversity allowances
| GSPs | 132kV | 132kV/EHV | EHV | EHV/HV | 132kV/HV | HV | HV/LV | LV circuits
GSPs | 100% | 0% | 0% | 0% | 0% | 0% | 0% | 0% | 0%
132kV | 0% | 100% | 0% | 0% | 0% | 0% | 0% | 0% | 0%
132kV/EHV | 0% | 0% | 100% | 0% | 0% | 100% | 0% | 0% | 0%
EHV | 0% | 0% | 0% | 100% | 0% | 0% | 0% | 0% | 0%
EHV/HV | 0% | 0% | 0% | 0% | 100% | 0% | 0% | 0% | 0%
HV | 0% | 0% | 0% | 0% | 0% | 0% | 100% | 0% | 0%
HV/LV | 0% | 0% | 0% | 0% | 0% | 0% | 0% | 100% | 0%
LV circuits | 0% | 0% | 0% | 0% | 0% | 0% | 0% | 0% | 100%
2611. Diversity allowances including 132kV/HV
Sum-product calculation =SUMPRODUCT(x1, x2)
Data sources:
x1 = 2104. Diversity allowance between level exit and GSP Group (in Diversity calculations)
x2 = 2610. Network level mapping for diversity allowances
Diversity allowances including 132kV/HV
GSPs | 6.383%
132kV | 12.02%
132kV/EHV | 12.02%
EHV | 23.11%
EHV/HV | 23.11%
132kV/HV | 12.02%
HV | 68.66%
HV/LV | 68.66%
LV circuits | 0%
2612. Diversity allowances (including calculated LV value)
Combine tables = x1 or x2
Data sources:
x1 = 2609. Calculated LV diversity allowance
x2 = 2611. Diversity allowances including 132kV/HV
| GSPs | 132kV | 132kV/EHV | EHV | EHV/HV | 132kV/HV | HV | HV/LV | LV circuits
Diversity allowances (including calculated LV value) | 6.383% | 12.02% | 12.02% | 23.11% | 23.11% | 12.02% | 68.66% | 68.66% | 58.17%
2613. Forecast simultaneous maximum load (kW) adjusted for standing charges
Cell-by-cell calculation =x1-x2+x3/(1+x4)
Data sources:
x1 = 2506. Forecast system simultaneous maximum load (kW) from forecast units
x2 = 2608. Forecast simultaneous load replaced by standing charge (kW)
x3 = 2606. Forecast chargeable aggregate maximum load (kW)
x4 = 2612. Diversity allowances (including calculated LV value)
| GSPs | 132kV | 132kV/EHV | EHV | EHV/HV | 132kV/HV | HV | HV/LV | LV circuits
Forecast simultaneous maximum load (kW) adjusted for standing charges | 1790886.872 | 1793630.1496 | 1235860.7987 | 1264341.166 | 1400790.5346 | 616679.1366 | 1861288.4858 | 1532826.8624 | 1386128.3058

## Otex
CDCM model 100: Other expenditure |  | WPD South Wales |  | 2012/13 |  | model version 2441 April 2012 Price Change
2701. Operating expenditure coded by network level (£/year)
Combine tables = x1 or x2
Data sources:
x1 = 1055. Transmission exit charges (£/year)
x2 = Zero for levels other than transmission exit
| Transmission exit | Operating 132kV | Operating 132kV/EHV | Operating EHV | Operating EHV/HV | Operating 132kV/HV | Operating HV | Operating HV/LV | Operating LV circuits | Operating LV customer | Operating HV customer
Operating expenditure coded by network level (£/year) | 3993985 | 0 | 0 | 0 | 0 | 0 | 0 | 0 | 0 | 0 | 0
2702. Network model assets (£) scaled by load forecast
Cell-by-cell calculation =IF(x1,x2*x3/x1/1000,0)
Data sources:
x1 = 2108. GSP simultaneous maximum load assumed through each network level (MW)
x2 = 2613. Forecast simultaneous maximum load (kW) adjusted for standing charges
x3 = 1020. Gross asset cost by network level (£)
| Assets 132kV | Assets 132kV/EHV | Assets EHV | Assets EHV/HV | Assets 132kV/HV | Assets HV | Assets HV/LV | Assets LV circuits
Network model assets (£) scaled by load forecast | 464749649.9116 | 42535133.4607 | 152768129.0089 | 117978544.4489 | 38990913.6572 | 630678740.976 | 186065117.2083 | 368160658.1072
2703. Annual consumption by tariff for unmetered users (MWh)
Copy cells = x1
Data sources:
x1 = 2407. All units (MWh)
Annual consumption by tariff for unmetered users (MWh)
NHH UMS | 16301.4912
LV UMS (Pseudo HH Metered) | 150005.4287
2704. Service model asset data
Data sources:
x1 = 2205. Service model assets by tariff (£)
x2 = 2305. MPANs (in Equivalent volume for each end user)
x3 = 2202. Asset £/(MWh/year) from LV service models
x4 = 2703. Annual consumption by tariff for unmetered users (MWh)
x5 = Service model assets (£) scaled by annual MWh (in Service model asset data)
x6 = Service model assets (£) scaled by user count (in Service model asset data)
x7 = Service model assets (£) scaled by annual MWh (in Service model asset data)
Kind: | Sum-product calculation |  | Sum-product calculation | Copy cells |  | Cell-by-cell calculation
Formula: | =SUMPRODUCT(x1, x2) |  | =SUMPRODUCT(x3, x4) | = x5 |  | =x6+x7
| Service model assets (£) scaled by user count |  |  | Service model assets (£) scaled by annual MWh |  | Service model assets (£)
| Assets LV customer | Assets HV customer | Service model assets (£) scaled by annual MWh | Assets LV customer | Assets HV customer | Assets LV customer | Assets HV customer
Service model asset data | 277995316.0939 | 5761098.326 | 41526831.2638 | 41526831.2638 |  | 319522147.3577 | 5761098.326
2705. Data for allocation of operating expenditure
Data sources:
x1 = 2702. Network model assets (£) scaled by load forecast
x2 = 2704. Service model assets (£) (in Service model asset data)
x3 = Model assets (£) scaled by demand forecast (in Data for allocation of operating expenditure)
Kind: | Combine tables | [10 empty] | Cell summation
Formula: | = x1 or x2 | [10 empty] | =SUM(x3)
Model assets (£) scaled by demand forecast
| GSPs | Assets 132kV | Assets 132kV/EHV | Assets EHV | Assets EHV/HV | Assets 132kV/HV | Assets HV | Assets HV/LV | Assets LV circuits | Assets LV customer | Assets HV customer | Denominator for allocation of operating expenditure
Data for allocation of operating expenditure |  | 464749649.9116 | 42535133.4607 | 152768129.0089 | 117978544.4489 | 38990913.6572 | 630678740.976 | 186065117.2083 | 368160658.1072 | 319522147.3577 | 5761098.326 | 2327210132.4626
2706. Amount of expenditure to be allocated according to asset values (£/year)
Cell-by-cell calculation =x1+x2+x3*x4
Data sources:
x1 = 1059. Direct cost (£/year) (in Other expenditure)
x2 = 1059. Network rates (£/year) (in Other expenditure)
x3 = 1059. Indirect cost (£/year) (in Other expenditure)
x4 = 1059. Indirect cost proportion (in Other expenditure)
Amount of expenditure to be allocated according to asset values (£/year)
Other expenditure | 65780093.5907
2707. Total operating expenditure by network level (£/year)
Cell-by-cell calculation =x1+x2/x3*x4
Data sources:
x1 = 2701. Operating expenditure coded by network level (£/year)
x2 = 2706. Amount of expenditure to be allocated according to asset values (£/year)
x3 = 2705. Denominator for allocation of operating expenditure (in Data for allocation of operating expenditure)
x4 = 2705. Model assets (£) scaled by demand forecast (in Data for allocation of operating expenditure)
| Transmission exit | Operating 132kV | Operating 132kV/EHV | Operating EHV | Operating EHV/HV | Operating 132kV/HV | Operating HV | Operating HV/LV | Operating LV circuits | Operating LV customer | Operating HV customer
Total operating expenditure by network level (£/year) | 3993985 | 13136448.2481 | 1202282.9485 | 4318089.5802 | 3334739.561 | 1102103.2926 | 17826540.8991 | 5259250.4017 | 10406298.1717 | 9031499.3323 | 162841.1555
2708. Operating expenditure percentage by network level
Cell-by-cell calculation =IF(x1="","",IF(x1>0,x2/x1,0))
Data sources:
x1 = 2705. Model assets (£) scaled by demand forecast (in Data for allocation of operating expenditure)
x2 = 2707. Total operating expenditure by network level (£/year)
| Transmission exit | Operating 132kV | Operating 132kV/EHV | Operating EHV | Operating EHV/HV | Operating 132kV/HV | Operating HV | Operating HV/LV | Operating LV circuits | Operating LV customer | Operating HV customer
Operating expenditure percentage by network level |  | 2.827% | 2.827% | 2.827% | 2.827% | 2.827% | 2.827% | 2.827% | 2.827% | 2.827% | 2.827%
2709. Unit operating expenditure based on simultaneous maximum load (£/kW/year)
Cell-by-cell calculation =IF(x1>0,x2/x1,0)
Data sources:
x1 = 2613. Forecast simultaneous maximum load (kW) adjusted for standing charges
x2 = 2707. Total operating expenditure by network level (£/year)
| Transmission exit | Operating 132kV | Operating 132kV/EHV | Operating EHV | Operating EHV/HV | Operating 132kV/HV | Operating HV | Operating HV/LV | Operating LV circuits
Unit operating expenditure based on simultaneous maximum load (£/kW/year) | 2.2302 | 7.3239 | 0.97283 | 3.4153 | 2.3806 | 1.7872 | 9.5775 | 3.4311 | 7.5075
2710. Operating expenditure for customer assets p/MPAN/day
Data sources:
x1 = 1010. Days in the charging period (in Financial and general assumptions)
x2 = 2708. Operating expenditure percentage by network level
x3 = 2205. Service model assets by tariff (£)
x4 = Operating expenditure p/MPAN/day by level (in Operating expenditure for customer assets p/MPAN/day)
Kind: | Cell-by-cell calculation |  | Cell summation
Formula: | =100/x1*x2*x3 |  | =SUM(x4)
Operating expenditure p/MPAN/day by level
| Operating LV customer | Operating HV customer | Operating expenditure for customer assets p/MPAN/day total
Domestic Unrestricted | 1.7631 | 0 | 1.7631
Domestic Two Rate | 1.7631 | 0 | 1.7631
Domestic Off Peak (related MPAN) | 0 | 0 | 0
Small Non Domestic Unrestricted | 4.2087 | 0 | 4.2087
Small Non Domestic Two Rate | 4.2087 | 0 | 4.2087
Small Non Domestic Off Peak (related MPAN) | 0 | 0 | 0
LV Medium Non-Domestic | 4.7933 | 0 | 4.7933
LV Sub Medium Non-Domestic | 3.6543 | 0 | 3.6543
HV Medium Non-Domestic | 0 | 75.8154 | 75.8154
LV HH Metered | 9.407 | 0 | 9.407
LV Sub HH Metered | 6.7979 | 0 | 6.7979
HV HH Metered | 0 | 75.8154 | 75.8154
HV Sub HH Metered | 0 | 75.8154 | 75.8154
NHH UMS | 0 | 0 | 0
LV UMS (Pseudo HH Metered) | 0 | 0 | 0
LV Generation NHH | 0 | 0 | 0
LV Sub Generation NHH | 0 | 0 | 0
LV Generation Intermittent | 0 | 0 | 0
LV Generation Non-Intermittent | 0 | 0 | 0
LV Sub Generation Intermittent | 0 | 0 | 0
LV Sub Generation Non-Intermittent | 0 | 0 | 0
HV Generation Intermittent | 0 | 32.5868 | 32.5868
HV Generation Non-Intermittent | 0 | 32.5868 | 32.5868
HV Sub Generation Non-Intermittent | 0 | 32.5868 | 32.5868
HV Sub Generation Intermittent | 0 | 32.5868 | 32.5868
2711. Operating expenditure for unmetered customer assets (p/kWh)
Cell-by-cell calculation =0.1*x1*x2
Data sources:
x1 = 2708. Operating expenditure percentage by network level
x2 = 2202. Asset £/(MWh/year) from LV service models
Operating LV customer
NHH UMS | 0.70579
LV UMS (Pseudo HH Metered) | 0.70579

## Contrib
CDCM model 100: Customer contributions |  | WPD South Wales |  | 2012/13 |  | model version 2441 April 2012 Price Change
This sheet calculates factors used to take account of the costs deemed to be covered by connection charges.
2801. Network level of supply (for customer contributions) by tariff
| LV network | LV substation | HV network | HV substation
Domestic Unrestricted | 100% | 0% | 0% | 0%
Domestic Two Rate | 100% | 0% | 0% | 0%
Domestic Off Peak (related MPAN) | 100% | 0% | 0% | 0%
Small Non Domestic Unrestricted | 100% | 0% | 0% | 0%
Small Non Domestic Two Rate | 100% | 0% | 0% | 0%
Small Non Domestic Off Peak (related MPAN) | 100% | 0% | 0% | 0%
LV Medium Non-Domestic | 100% | 0% | 0% | 0%
LV Sub Medium Non-Domestic | 0% | 100% | 0% | 0%
HV Medium Non-Domestic | 0% | 0% | 100% | 0%
LV HH Metered | 100% | 0% | 0% | 0%
LV Sub HH Metered | 0% | 100% | 0% | 0%
HV HH Metered | 0% | 0% | 100% | 0%
HV Sub HH Metered | 0% | 0% | 0% | 100%
NHH UMS | 100% | 0% | 0% | 0%
LV UMS (Pseudo HH Metered) | 100% | 0% | 0% | 0%
LV Generation NHH | 100% | 0% | 0% | 0%
LV Sub Generation NHH | 0% | 100% | 0% | 0%
LV Generation Intermittent | 100% | 0% | 0% | 0%
LV Generation Non-Intermittent | 100% | 0% | 0% | 0%
LV Sub Generation Intermittent | 0% | 100% | 0% | 0%
LV Sub Generation Non-Intermittent | 0% | 100% | 0% | 0%
HV Generation Intermittent | 0% | 0% | 100% | 0%
HV Generation Non-Intermittent | 0% | 0% | 100% | 0%
HV Sub Generation Non-Intermittent | 0% | 0% | 0% | 100%
HV Sub Generation Intermittent | 0% | 0% | 0% | 100%
2802. Contribution proportion by customer type and network level of assets (proportion of assets annuities deemed to be covered by customer contributions)
Cell-by-cell calculation =x1*(1-x2)
Data sources:
x1 = 1060. Customer contributions under current connection charging policy
x2 = 1010. Annuity proportion for customer-contributed assets (in Financial and general assumptions)
| LV network | LV substation | HV network | HV substation
Assets 132kV | 0% | 0% | 0% | 0%
Assets 132kV/EHV | 0% | 0% | 36% | 36%
Assets EHV | 0% | 0% | 36% | 36%
Assets EHV/HV | 75% | 75% | 91% | 91%
Assets 132kV/HV | 75% | 75% | 91% | 0%
Assets HV | 75% | 75% | 91% | 0%
Assets HV/LV | 95% | 95% | 0% | 0%
Assets LV circuits | 95% | 0% | 0% | 0%
2803. Contribution proportion by tariff and network level (proportion of assets annuities deemed to be covered by customer contributions)
Sum-product calculation =SUMPRODUCT(x1, x2)
Data sources:
x1 = 2801. Network level of supply (for customer contributions) by tariff
x2 = 2802. Contribution proportion by customer type and network level of assets (proportion of assets annuities deemed to be covered by customer contributions)
| Assets 132kV | Assets 132kV/EHV | Assets EHV | Assets EHV/HV | Assets 132kV/HV | Assets HV | Assets HV/LV | Assets LV circuits
Domestic Unrestricted | 0% | 0% | 0% | 75% | 75% | 75% | 95% | 95%
Domestic Two Rate | 0% | 0% | 0% | 75% | 75% | 75% | 95% | 95%
Domestic Off Peak (related MPAN) | 0% | 0% | 0% | 75% | 75% | 75% | 95% | 95%
Small Non Domestic Unrestricted | 0% | 0% | 0% | 75% | 75% | 75% | 95% | 95%
Small Non Domestic Two Rate | 0% | 0% | 0% | 75% | 75% | 75% | 95% | 95%
Small Non Domestic Off Peak (related MPAN) | 0% | 0% | 0% | 75% | 75% | 75% | 95% | 95%
LV Medium Non-Domestic | 0% | 0% | 0% | 75% | 75% | 75% | 95% | 95%
LV Sub Medium Non-Domestic | 0% | 0% | 0% | 75% | 75% | 75% | 95% | 0%
HV Medium Non-Domestic | 0% | 36% | 36% | 91% | 91% | 91% | 0% | 0%
LV HH Metered | 0% | 0% | 0% | 75% | 75% | 75% | 95% | 95%
LV Sub HH Metered | 0% | 0% | 0% | 75% | 75% | 75% | 95% | 0%
HV HH Metered | 0% | 36% | 36% | 91% | 91% | 91% | 0% | 0%
HV Sub HH Metered | 0% | 36% | 36% | 91% | 0% | 0% | 0% | 0%
NHH UMS | 0% | 0% | 0% | 75% | 75% | 75% | 95% | 95%
LV UMS (Pseudo HH Metered) | 0% | 0% | 0% | 75% | 75% | 75% | 95% | 95%
LV Generation NHH | 0% | 0% | 0% | 75% | 75% | 75% | 95% | 95%
LV Sub Generation NHH | 0% | 0% | 0% | 75% | 75% | 75% | 95% | 0%
LV Generation Intermittent | 0% | 0% | 0% | 75% | 75% | 75% | 95% | 95%
LV Generation Non-Intermittent | 0% | 0% | 0% | 75% | 75% | 75% | 95% | 95%
LV Sub Generation Intermittent | 0% | 0% | 0% | 75% | 75% | 75% | 95% | 0%
LV Sub Generation Non-Intermittent | 0% | 0% | 0% | 75% | 75% | 75% | 95% | 0%
HV Generation Intermittent | 0% | 36% | 36% | 91% | 91% | 91% | 0% | 0%
HV Generation Non-Intermittent | 0% | 36% | 36% | 91% | 91% | 91% | 0% | 0%
HV Sub Generation Non-Intermittent | 0% | 36% | 36% | 91% | 0% | 0% | 0% | 0%
HV Sub Generation Intermittent | 0% | 36% | 36% | 91% | 0% | 0% | 0% | 0%
2804. Proportion of annual charge covered by contributions (for all charging levels)
Combine tables = x1 or x2 or x3
Data sources:
x1 = Zero for operating expenditure
x2 = Zero for GSPs level
x3 = 2803. Contribution proportion by tariff and network level (proportion of assets annuities deemed to be covered by customer contributions)
| GSPs | Assets 132kV | Assets 132kV/EHV | Assets EHV | Assets EHV/HV | Assets 132kV/HV | Assets HV | Assets HV/LV | Assets LV circuits | Transmission exit | Operating 132kV | Operating 132kV/EHV | Operating EHV | Operating EHV/HV | Operating 132kV/HV | Operating HV | Operating HV/LV | Operating LV circuits
Domestic Unrestricted | 0% | 0% | 0% | 0% | 75% | 75% | 75% | 95% | 95% | 0% | 0% | 0% | 0% | 0% | 0% | 0% | 0% | 0%
Domestic Two Rate | 0% | 0% | 0% | 0% | 75% | 75% | 75% | 95% | 95% | 0% | 0% | 0% | 0% | 0% | 0% | 0% | 0% | 0%
Domestic Off Peak (related MPAN) | 0% | 0% | 0% | 0% | 75% | 75% | 75% | 95% | 95% | 0% | 0% | 0% | 0% | 0% | 0% | 0% | 0% | 0%
Small Non Domestic Unrestricted | 0% | 0% | 0% | 0% | 75% | 75% | 75% | 95% | 95% | 0% | 0% | 0% | 0% | 0% | 0% | 0% | 0% | 0%
Small Non Domestic Two Rate | 0% | 0% | 0% | 0% | 75% | 75% | 75% | 95% | 95% | 0% | 0% | 0% | 0% | 0% | 0% | 0% | 0% | 0%
Small Non Domestic Off Peak (related MPAN) | 0% | 0% | 0% | 0% | 75% | 75% | 75% | 95% | 95% | 0% | 0% | 0% | 0% | 0% | 0% | 0% | 0% | 0%
LV Medium Non-Domestic | 0% | 0% | 0% | 0% | 75% | 75% | 75% | 95% | 95% | 0% | 0% | 0% | 0% | 0% | 0% | 0% | 0% | 0%
LV Sub Medium Non-Domestic | 0% | 0% | 0% | 0% | 75% | 75% | 75% | 95% | 0% | 0% | 0% | 0% | 0% | 0% | 0% | 0% | 0% | 0%
HV Medium Non-Domestic | 0% | 0% | 36% | 36% | 91% | 91% | 91% | 0% | 0% | 0% | 0% | 0% | 0% | 0% | 0% | 0% | 0% | 0%
LV HH Metered | 0% | 0% | 0% | 0% | 75% | 75% | 75% | 95% | 95% | 0% | 0% | 0% | 0% | 0% | 0% | 0% | 0% | 0%
LV Sub HH Metered | 0% | 0% | 0% | 0% | 75% | 75% | 75% | 95% | 0% | 0% | 0% | 0% | 0% | 0% | 0% | 0% | 0% | 0%
HV HH Metered | 0% | 0% | 36% | 36% | 91% | 91% | 91% | 0% | 0% | 0% | 0% | 0% | 0% | 0% | 0% | 0% | 0% | 0%
HV Sub HH Metered | 0% | 0% | 36% | 36% | 91% | 0% | 0% | 0% | 0% | 0% | 0% | 0% | 0% | 0% | 0% | 0% | 0% | 0%
NHH UMS | 0% | 0% | 0% | 0% | 75% | 75% | 75% | 95% | 95% | 0% | 0% | 0% | 0% | 0% | 0% | 0% | 0% | 0%
LV UMS (Pseudo HH Metered) | 0% | 0% | 0% | 0% | 75% | 75% | 75% | 95% | 95% | 0% | 0% | 0% | 0% | 0% | 0% | 0% | 0% | 0%
LV Generation NHH | 0% | 0% | 0% | 0% | 75% | 75% | 75% | 95% | 95% | 0% | 0% | 0% | 0% | 0% | 0% | 0% | 0% | 0%
LV Sub Generation NHH | 0% | 0% | 0% | 0% | 75% | 75% | 75% | 95% | 0% | 0% | 0% | 0% | 0% | 0% | 0% | 0% | 0% | 0%
LV Generation Intermittent | 0% | 0% | 0% | 0% | 75% | 75% | 75% | 95% | 95% | 0% | 0% | 0% | 0% | 0% | 0% | 0% | 0% | 0%
LV Generation Non-Intermittent | 0% | 0% | 0% | 0% | 75% | 75% | 75% | 95% | 95% | 0% | 0% | 0% | 0% | 0% | 0% | 0% | 0% | 0%
LV Sub Generation Intermittent | 0% | 0% | 0% | 0% | 75% | 75% | 75% | 95% | 0% | 0% | 0% | 0% | 0% | 0% | 0% | 0% | 0% | 0%
LV Sub Generation Non-Intermittent | 0% | 0% | 0% | 0% | 75% | 75% | 75% | 95% | 0% | 0% | 0% | 0% | 0% | 0% | 0% | 0% | 0% | 0%
HV Generation Intermittent | 0% | 0% | 36% | 36% | 91% | 91% | 91% | 0% | 0% | 0% | 0% | 0% | 0% | 0% | 0% | 0% | 0% | 0%
HV Generation Non-Intermittent | 0% | 0% | 36% | 36% | 91% | 91% | 91% | 0% | 0% | 0% | 0% | 0% | 0% | 0% | 0% | 0% | 0% | 0%
HV Sub Generation Non-Intermittent | 0% | 0% | 36% | 36% | 91% | 0% | 0% | 0% | 0% | 0% | 0% | 0% | 0% | 0% | 0% | 0% | 0% | 0%
HV Sub Generation Intermittent | 0% | 0% | 36% | 36% | 91% | 0% | 0% | 0% | 0% | 0% | 0% | 0% | 0% | 0% | 0% | 0% | 0% | 0%

## Yard
CDCM model 100: Yardsticks |  | WPD South Wales |  | 2012/13 |  | model version 2441 April 2012 Price Change
This sheet calculates average p/kWh and p/kW/day charges that would apply if no costs were recovered through capacity or fixed charges.
2901. Unit cost at each level, £/kW/year (relative to system simultaneous maximum load)
Combine tables = x1 or x2
Data sources:
x1 = 2109. Network model annuity by simultaneous maximum load for each network level (£/kW/year)
x2 = 2709. Unit operating expenditure based on simultaneous maximum load (£/kW/year)
| GSPs | Assets 132kV | Assets 132kV/EHV | Assets EHV | Assets EHV/HV | Assets 132kV/HV | Assets HV | Assets HV/LV | Assets LV circuits | Transmission exit | Operating 132kV | Operating 132kV/EHV | Operating EHV | Operating EHV/HV | Operating 132kV/HV | Operating HV | Operating HV/LV | Operating LV circuits
Unit cost at each level, £/kW/year (relative to system simultaneous maximum load) |  | 16.3605 | 2.1731 | 7.6292 | 5.3179 | 3.9922 | 21.3947 | 7.6645 | 16.7705 | 2.2302 | 7.3239 | 0.97283 | 3.4153 | 2.3806 | 1.7872 | 9.5775 | 3.4311 | 7.5075
2902. Pay-as-you-go yardstick unit costs by charging level (p/kWh)
Cell-by-cell calculation =x1*x2*x3*(1-x4)/(24*x5)*100
Data sources:
x1 = 2901. Unit cost at each level, £/kW/year (relative to system simultaneous maximum load)
x2 = 2302. Load coefficient
x3 = 2012. Loss adjustment factors between end user meter reading and each network level, scaled by network use
x4 = 2804. Proportion of annual charge covered by contributions (for all charging levels)
x5 = 1010. Days in the charging period (in Financial and general assumptions)
| GSPs | Assets 132kV | Assets 132kV/EHV | Assets EHV | Assets EHV/HV | Assets 132kV/HV | Assets HV | Assets HV/LV | Assets LV circuits | Transmission exit | Operating 132kV | Operating 132kV/EHV | Operating EHV | Operating EHV/HV | Operating 132kV/HV | Operating HV | Operating HV/LV | Operating LV circuits
Domestic Unrestricted | 0 | 0.41149 | 0.038075 | 0.13255 | 0.022914 | 0.0073722 | 0.12981 | 0.0091585 | 0.019642 | 0.056608 | 0.18421 | 0.017045 | 0.059335 | 0.041031 | 0.013201 | 0.23243 | 0.081998 | 0.17586
Domestic Two Rate | 0 | 0.24884 | 0.023025 | 0.080155 | 0.013857 | 0.0044582 | 0.078498 | 0.0055385 | 0.011878 | 0.034233 | 0.1114 | 0.010308 | 0.035882 | 0.024813 | 0.0079831 | 0.14056 | 0.049587 | 0.10635
Domestic Off Peak (related MPAN) | 0 | 0 | 0 | 0 | 0 | 0 | 0 | 0 | 0 | 0 | 0 | 0 | 0 | 0 | 0 | 0 | 0 | 0
Small Non Domestic Unrestricted | 0 | 0.33071 | 0.030601 | 0.10653 | 0.018416 | 0.005925 | 0.10432 | 0.0073607 | 0.015786 | 0.045495 | 0.14805 | 0.013699 | 0.047688 | 0.032976 | 0.01061 | 0.18681 | 0.065901 | 0.14134
Small Non Domestic Two Rate | 0 | 0.27251 | 0.025215 | 0.087778 | 0.015175 | 0.0048822 | 0.085963 | 0.0060652 | 0.013008 | 0.037488 | 0.12199 | 0.011288 | 0.039295 | 0.027172 | 0.0087423 | 0.15393 | 0.054303 | 0.11646
Small Non Domestic Off Peak (related MPAN) | 0 | 0 | 0 | 0 | 0 | 0 | 0 | 0 | 0 | 0 | 0 | 0 | 0 | 0 | 0 | 0 | 0 | 0
LV Medium Non-Domestic | 0 | 0.29816 | 0.027589 | 0.096041 | 0.016603 | 0.0053418 | 0.094055 | 0.0066361 | 0.014232 | 0.041017 | 0.13347 | 0.01235 | 0.042994 | 0.02973 | 0.0095652 | 0.16842 | 0.059415 | 0.12742
LV Sub Medium Non-Domestic | 0 | 0.29224 | 0.027042 | 0.094136 | 0.016274 | 0.0052358 | 0.092189 | 0.0065045 | 0 | 0.040203 | 0.13083 | 0.012105 | 0.042141 | 0.02914 | 0.0093755 | 0.16508 | 0.058236 | 0
HV Medium Non-Domestic | 0 | 0.26983 | 0.015979 | 0.055626 | 0.0054092 | 0.0017403 | 0.030643 | 0 | 0 | 0.03712 | 0.12079 | 0.011177 | 0.038908 | 0.026905 | 0.0086564 | 0.15242 | 0 | 0
LV HH Metered | 0 | 0.26777 | 0.024777 | 0.086251 | 0.014911 | 0.0047973 | 0.084468 | 0.0059597 | 0.012782 | 0.036836 | 0.11987 | 0.011092 | 0.038611 | 0.0267 | 0.0085902 | 0.15125 | 0.053358 | 0.11444
LV Sub HH Metered | 0 | 0.26245 | 0.024285 | 0.08454 | 0.014615 | 0.0047021 | 0.082792 | 0.0058414 | 0 | 0.036105 | 0.11749 | 0.010871 | 0.037845 | 0.02617 | 0.0084198 | 0.14825 | 0.0523 | 0
HV HH Metered | 0 | 0.22403 | 0.013267 | 0.046183 | 0.004491 | 0.0014449 | 0.025441 | 0 | 0 | 0.030819 | 0.10029 | 0.0092796 | 0.032304 | 0.022338 | 0.007187 | 0.12654 | 0 | 0
HV Sub HH Metered | 0 | 0.21179 | 0.017918 | 0.062374 | 0.0060654 | 0 | 0 | 0 | 0 | 0.029136 | 0.094811 | 0.012533 | 0.043628 | 0.030169 | 0 | 0 | 0 | 0
NHH UMS | 0 | 0.39626 | 0.036667 | 0.12764 | 0.022066 | 0.0070995 | 0.125 | 0.0088197 | 0.018915 | 0.054513 | 0.17739 | 0.016414 | 0.05714 | 0.039513 | 0.012713 | 0.22384 | 0.078964 | 0.16935
LV UMS (Pseudo HH Metered) | 0 | 0.39626 | 0.036667 | 0.12764 | 0.022066 | 0.0070995 | 0.125 | 0.0088197 | 0.018915 | 0.054513 | 0.17739 | 0.016414 | 0.05714 | 0.039513 | 0.012713 | 0.22384 | 0.078964 | 0.16935
LV Generation NHH | 0 | -0.20053 | -0.018555 | -0.064594 | -0.011167 | -0.0035927 | -0.063259 | -0.0044633 | 0 | -0.027587 | -0.08977 | -0.0083065 | -0.028916 | -0.019996 | -0.0064333 | -0.11327 | -0.03996 | 0
LV Sub Generation NHH | 0 | -0.19655 | -0.018187 | -0.063313 | -0.010945 | -0.0035214 | -0.062004 | 0 | 0 | -0.02704 | -0.087989 | -0.0081417 | -0.028343 | -0.019599 | -0.0063056 | -0.11103 | 0 | 0
LV Generation Intermittent | 0 | -0.20053 | -0.018555 | -0.064594 | -0.011167 | -0.0035927 | -0.063259 | -0.0044633 | 0 | -0.027587 | -0.08977 | -0.0083065 | -0.028916 | -0.019996 | -0.0064333 | -0.11327 | -0.03996 | 0
LV Generation Non-Intermittent | 0 | -0.20053 | -0.018555 | -0.064594 | -0.011167 | -0.0035927 | -0.063259 | -0.0044633 | 0 | -0.027587 | -0.08977 | -0.0083065 | -0.028916 | -0.019996 | -0.0064333 | -0.11327 | -0.03996 | 0
LV Sub Generation Intermittent | 0 | -0.19655 | -0.018187 | -0.063313 | -0.010945 | -0.0035214 | -0.062004 | 0 | 0 | -0.02704 | -0.087989 | -0.0081417 | -0.028343 | -0.019599 | -0.0063056 | -0.11103 | 0 | 0
LV Sub Generation Non-Intermittent | 0 | -0.19655 | -0.018187 | -0.063313 | -0.010945 | -0.0035214 | -0.062004 | 0 | 0 | -0.02704 | -0.087989 | -0.0081417 | -0.028343 | -0.019599 | -0.0063056 | -0.11103 | 0 | 0
HV Generation Intermittent | 0 | -0.19356 | -0.011462 | -0.039902 | -0.0038802 | -0.0012484 | 0 | 0 | 0 | -0.026627 | -0.086647 | -0.0080175 | -0.02791 | -0.0193 | -0.0062095 | 0 | 0 | 0
HV Generation Non-Intermittent | 0 | -0.19356 | -0.011462 | -0.039902 | -0.0038802 | -0.0012484 | 0 | 0 | 0 | -0.026627 | -0.086647 | -0.0080175 | -0.02791 | -0.0193 | -0.0062095 | 0 | 0 | 0
HV Sub Generation Non-Intermittent | 0 | -0.19078 | -0.01614 | -0.056185 | 0 | 0 | 0 | 0 | 0 | -0.026245 | -0.085404 | -0.011289 | -0.0393 | 0 | 0 | 0 | 0 | 0
HV Sub Generation Intermittent | 0 | -0.19078 | -0.01614 | -0.056185 | 0 | 0 | 0 | 0 | 0 | -0.026245 | -0.085404 | -0.011289 | -0.0393 | 0 | 0 | 0 | 0 | 0
2903. Pay-as-you-go unit rate 1 p/kWh
Data sources:
x1 = 2414. Unit rate 1 pseudo load coefficient by network level
x2 = 2901. Unit cost at each level, £/kW/year (relative to system simultaneous maximum load)
x3 = 2012. Loss adjustment factors between end user meter reading and each network level, scaled by network use
x4 = 2804. Proportion of annual charge covered by contributions (for all charging levels)
x5 = 1010. Days in the charging period (in Financial and general assumptions)
x6 = Contributions to pay-as-you-go unit rate 1 (p/kWh) (in Pay-as-you-go unit rate 1 p/kWh)
Kind: | Cell-by-cell calculation | [17 empty] | Cell summation
Formula: | =x1*x2*x3*(1-x4)*100/(24*x5) | [17 empty] | =SUM(x6)
Contributions to pay-as-you-go unit rate 1 (p/kWh)
| GSPs | Assets 132kV | Assets 132kV/EHV | Assets EHV | Assets EHV/HV | Assets 132kV/HV | Assets HV | Assets HV/LV | Assets LV circuits | Transmission exit | Operating 132kV | Operating 132kV/EHV | Operating EHV | Operating EHV/HV | Operating 132kV/HV | Operating HV | Operating HV/LV | Operating LV circuits | Pay-as-you-go unit rate 1 (p/kWh)
Domestic Two Rate | 0 | 0.4357 | 0.040316 | 0.14623 | 0.025279 | 0.007806 | 0.1432 | 0.010104 | 0.021669 | 0.065924 | 0.19505 | 0.018048 | 0.06546 | 0.045266 | 0.013978 | 0.25643 | 0.090462 | 0.19401 | 1.7749
Domestic Off Peak (related MPAN) | 0 | 0.057655 | 0.0053348 | 0.012654 | 0.0021876 | 0.0010329 | 0.012393 | 0.00087437 | 0.0018752 | 0.0028693 | 0.02581 | 0.0023882 | 0.0056648 | 0.0039172 | 0.0018496 | 0.022191 | 0.0078284 | 0.016789 | 0.18331
Small Non Domestic Two Rate | 0 | 0.41204 | 0.038127 | 0.13679 | 0.023647 | 0.0073822 | 0.13396 | 0.0094517 | 0.020271 | 0.058454 | 0.18446 | 0.017068 | 0.061235 | 0.042344 | 0.013219 | 0.23988 | 0.084623 | 0.18149 | 1.6644
Small Non Domestic Off Peak (related MPAN) | 0 | 0.060524 | 0.0056003 | 0.013684 | 0.0023656 | 0.0010843 | 0.013401 | 0.0009455 | 0.0020278 | 0.003171 | 0.027094 | 0.002507 | 0.0061256 | 0.0042359 | 0.0019417 | 0.023996 | 0.0084652 | 0.018155 | 0.19532
LV Medium Non-Domestic | 0 | 0.37769 | 0.034948 | 0.12552 | 0.0217 | 0.0067667 | 0.12293 | 0.0086733 | 0.018601 | 0.053629 | 0.16908 | 0.015645 | 0.056192 | 0.038857 | 0.012117 | 0.22012 | 0.077654 | 0.16654 | 1.5267
LV Sub Medium Non-Domestic | 0 | 0.26374 | 0.024404 | 0.087652 | 0.015153 | 0.0047251 | 0.08584 | 0.0060565 | 0 | 0.037449 | 0.11807 | 0.010925 | 0.039238 | 0.027133 | 0.008461 | 0.15371 | 0.054225 | 0 | 0.93677
HV Medium Non-Domestic | 0 | 0.3612 | 0.02139 | 0.076707 | 0.0074592 | 0.0023296 | 0.042256 | 0 | 0 | 0.050572 | 0.16169 | 0.014962 | 0.053654 | 0.037102 | 0.011588 | 0.21018 | 0 | 0 | 1.0511
LV HH Metered | 0 | 1.7697 | 0.16375 | 0.63623 | 0.10999 | 0.031706 | 0.62308 | 0.043962 | 0.094283 | 0.33776 | 0.79222 | 0.073305 | 0.28482 | 0.19695 | 0.056774 | 1.1157 | 0.3936 | 0.84413 | 7.568
LV Sub HH Metered | 0 | 1.9656 | 0.18188 | 0.70666 | 0.12216 | 0.035216 | 0.69205 | 0.048828 | 0 | 0.37515 | 0.87992 | 0.08142 | 0.31634 | 0.21875 | 0.063059 | 1.2392 | 0.43717 | 0 | 7.3635
HV HH Metered | 0 | 1.5746 | 0.093247 | 0.36229 | 0.03523 | 0.010156 | 0.19958 | 0 | 0 | 0.30052 | 0.70488 | 0.065223 | 0.25341 | 0.17524 | 0.050514 | 0.99269 | 0 | 0 | 4.8176
HV Sub HH Metered | 0 | 1.4146 | 0.11968 | 0.46499 | 0.045216 | 0 | 0 | 0 | 0 | 0.26999 | 0.63327 | 0.083711 | 0.32524 | 0.22491 | 0 | 0 | 0 | 0 | 3.5816
LV UMS (Pseudo HH Metered) | 0 | 3.4434 | 0.31862 | 1.238 | 0.21401 | 0.061692 | 1.2124 | 0.085539 | 0.18345 | 0.65721 | 1.5415 | 0.14264 | 0.55419 | 0.38322 | 0.11047 | 2.1709 | 0.76585 | 1.6425 | 14.7255
LV Generation Non-Intermittent | 0 | -1.487 | -0.13759 | -0.53458 | -0.092415 | -0.02664 | -0.52353 | -0.036938 | 0 | -0.2838 | -0.66565 | -0.061593 | -0.23931 | -0.16548 | -0.047703 | -0.93744 | -0.33071 | 0 | -5.5703
LV Sub Generation Non-Intermittent | 0 | -1.4574 | -0.13486 | -0.52397 | -0.090582 | -0.026112 | -0.51314 | 0 | 0 | -0.27817 | -0.65244 | -0.060371 | -0.23456 | -0.1622 | -0.046756 | -0.91884 | 0 | 0 | -5.0995
HV Generation Non-Intermittent | 0 | -1.4352 | -0.084993 | -0.33023 | -0.032112 | -0.0092568 | 0 | 0 | 0 | -0.27392 | -0.64249 | -0.05945 | -0.23098 | -0.15973 | -0.046043 | 0 | 0 | 0 | -3.3044
HV Sub Generation Non-Intermittent | 0 | -1.4146 | -0.11968 | -0.46499 | 0 | 0 | 0 | 0 | 0 | -0.26999 | -0.63327 | -0.083711 | -0.32524 | 0 | 0 | 0 | 0 | 0 | -3.3115
2904. Pay-as-you-go unit rate 2 p/kWh
Data sources:
x1 = 2415. Unit rate 2 pseudo load coefficient by network level
x2 = 2901. Unit cost at each level, £/kW/year (relative to system simultaneous maximum load)
x3 = 2012. Loss adjustment factors between end user meter reading and each network level, scaled by network use
x4 = 2804. Proportion of annual charge covered by contributions (for all charging levels)
x5 = 1010. Days in the charging period (in Financial and general assumptions)
x6 = Contributions to pay-as-you-go unit rate 2 (p/kWh) (in Pay-as-you-go unit rate 2 p/kWh)
Kind: | Cell-by-cell calculation | [17 empty] | Cell summation
Formula: | =x1*x2*x3*(1-x4)*100/(24*x5) | [17 empty] | =SUM(x6)
Contributions to pay-as-you-go unit rate 2 (p/kWh)
| GSPs | Assets 132kV | Assets 132kV/EHV | Assets EHV | Assets EHV/HV | Assets 132kV/HV | Assets HV | Assets HV/LV | Assets LV circuits | Transmission exit | Operating 132kV | Operating 132kV/EHV | Operating EHV | Operating EHV/HV | Operating 132kV/HV | Operating HV | Operating HV/LV | Operating LV circuits | Pay-as-you-go unit rate 2 (p/kWh)
Domestic Two Rate | 0 | 0.066129 | 0.006119 | 0.011897 | 0.0020567 | 0.0011848 | 0.011651 | 0.00082204 | 0.001763 | 0.0022505 | 0.029603 | 0.0027392 | 0.0053258 | 0.0036828 | 0.0021215 | 0.020863 | 0.0073599 | 0.015784 | 0.19135
Small Non Domestic Two Rate | 0 | 0.073784 | 0.0068273 | 0.014021 | 0.0024239 | 0.0013219 | 0.013731 | 0.00096881 | 0.0020778 | 0.0028082 | 0.03303 | 0.0030563 | 0.0062766 | 0.0043403 | 0.0023671 | 0.024587 | 0.0086739 | 0.018603 | 0.2189
LV Medium Non-Domestic | 0 | 0.057717 | 0.0053406 | 0.0094335 | 0.0016308 | 0.001034 | 0.0092385 | 0.00065183 | 0.001398 | 0.0015865 | 0.025837 | 0.0023908 | 0.004223 | 0.0029202 | 0.0018516 | 0.016543 | 0.0058359 | 0.012516 | 0.16015
LV Sub Medium Non-Domestic | 0 | 0.040303 | 0.0037293 | 0.0065873 | 0.0011388 | 0.00072206 | 0.0064511 | 0.00045516 | 0 | 0.0011078 | 0.018042 | 0.0016694 | 0.0029489 | 0.0020392 | 0.001293 | 0.011552 | 0.0040752 | 0 | 0.10211
HV Medium Non-Domestic | 0 | 0.057137 | 0.0033836 | 0.0061283 | 0.00059593 | 0.00036852 | 0.0033759 | 0 | 0 | 0.0016647 | 0.025578 | 0.0023667 | 0.0042866 | 0.0029642 | 0.001833 | 0.016792 | 0 | 0 | 0.12647
LV HH Metered | 0 | 0.19416 | 0.017966 | 0.060108 | 0.010391 | 0.0034786 | 0.058865 | 0.0041533 | 0.0089073 | 0.016618 | 0.086918 | 0.0080426 | 0.026908 | 0.018607 | 0.0062289 | 0.10541 | 0.037185 | 0.079749 | 0.74369
LV Sub HH Metered | 0 | 0.21565 | 0.019955 | 0.066762 | 0.011541 | 0.0038636 | 0.065381 | 0.004613 | 0 | 0.018457 | 0.09654 | 0.0089329 | 0.029887 | 0.020667 | 0.0069184 | 0.11707 | 0.041301 | 0 | 0.72755
HV HH Metered | 0 | 0.17275 | 0.01023 | 0.034228 | 0.0033284 | 0.0011142 | 0.018855 | 0 | 0 | 0.014786 | 0.077335 | 0.0071558 | 0.023941 | 0.016555 | 0.0055421 | 0.093785 | 0 | 0 | 0.47961
HV Sub HH Metered | 0 | 0.1552 | 0.01313 | 0.04393 | 0.0042718 | 0 | 0 | 0 | 0 | 0.013284 | 0.069479 | 0.0091842 | 0.030727 | 0.021248 | 0 | 0 | 0 | 0 | 0.36046
LV UMS (Pseudo HH Metered) | 0 | 0.37779 | 0.034957 | 0.11696 | 0.020219 | 0.0067685 | 0.11454 | 0.0080813 | 0.017332 | 0.032334 | 0.16912 | 0.015649 | 0.052357 | 0.036205 | 0.01212 | 0.2051 | 0.072353 | 0.15517 | 1.4471
LV Generation Non-Intermittent | 0 | -0.16314 | -0.015095 | -0.050504 | -0.0087309 | -0.0029228 | -0.04946 | -0.0034897 | 0 | -0.013963 | -0.073031 | -0.0067576 | -0.022609 | -0.015634 | -0.0052336 | -0.088565 | -0.031244 | 0 | -0.55038
LV Sub Generation Non-Intermittent | 0 | -0.1599 | -0.014796 | -0.049502 | -0.0085577 | -0.0028648 | -0.048479 | 0 | 0 | -0.013686 | -0.071582 | -0.0066235 | -0.02216 | -0.015324 | -0.0051298 | -0.086808 | 0 | 0 | -0.50541
HV Generation Non-Intermittent | 0 | -0.15746 | -0.0093249 | -0.031198 | -0.0030338 | -0.0010156 | 0 | 0 | 0 | -0.013477 | -0.07049 | -0.0065225 | -0.021822 | -0.01509 | -0.0050516 | 0 | 0 | 0 | -0.33449
HV Sub Generation Non-Intermittent | 0 | -0.1552 | -0.01313 | -0.04393 | 0 | 0 | 0 | 0 | 0 | -0.013284 | -0.069479 | -0.0091842 | -0.030727 | 0 | 0 | 0 | 0 | 0 | -0.33494
2905. Pay-as-you-go unit rate 3 p/kWh
Data sources:
x1 = 2416. Unit rate 3 pseudo load coefficient by network level
x2 = 2901. Unit cost at each level, £/kW/year (relative to system simultaneous maximum load)
x3 = 2012. Loss adjustment factors between end user meter reading and each network level, scaled by network use
x4 = 2804. Proportion of annual charge covered by contributions (for all charging levels)
x5 = 1010. Days in the charging period (in Financial and general assumptions)
x6 = Contributions to pay-as-you-go unit rate 3 (p/kWh) (in Pay-as-you-go unit rate 3 p/kWh)
Kind: | Cell-by-cell calculation | [17 empty] | Cell summation
Formula: | =x1*x2*x3*(1-x4)*100/(24*x5) | [17 empty] | =SUM(x6)
Contributions to pay-as-you-go unit rate 3 (p/kWh)
| GSPs | Assets 132kV | Assets 132kV/EHV | Assets EHV | Assets EHV/HV | Assets 132kV/HV | Assets HV | Assets HV/LV | Assets LV circuits | Transmission exit | Operating 132kV | Operating 132kV/EHV | Operating EHV | Operating EHV/HV | Operating 132kV/HV | Operating HV | Operating HV/LV | Operating LV circuits | Pay-as-you-go unit rate 3 (p/kWh)
LV HH Metered | 0 | 0.048692 | 0.0045055 | 0.0079104 | 0.0013675 | 0.00087236 | 0.0077469 | 0.00054659 | 0.0011722 | 0.0013193 | 0.021797 | 0.0020169 | 0.0035412 | 0.0024487 | 0.0015621 | 0.013872 | 0.0048937 | 0.010495 | 0.13476
LV Sub HH Metered | 0 | 0.054082 | 0.0050042 | 0.0087861 | 0.0015189 | 0.00096893 | 0.0086045 | 0.00060709 | 0 | 0.0014654 | 0.02421 | 0.0022402 | 0.0039332 | 0.0027198 | 0.001735 | 0.015407 | 0.0054354 | 0 | 0.13672
HV HH Metered | 0 | 0.043323 | 0.0025656 | 0.0045045 | 0.00043803 | 0.00027942 | 0.0024814 | 0 | 0 | 0.0011739 | 0.019394 | 0.0017946 | 0.0031508 | 0.0021788 | 0.0013899 | 0.012342 | 0 | 0 | 0.095016
HV Sub HH Metered | 0 | 0.038922 | 0.0032928 | 0.0057813 | 0.00056219 | 0 | 0 | 0 | 0 | 0.0010546 | 0.017424 | 0.0023032 | 0.0040438 | 0.0027963 | 0 | 0 | 0 | 0 | 0.076181
LV UMS (Pseudo HH Metered) | 0 | 0.094743 | 0.0087666 | 0.015392 | 0.0026609 | 0.0016974 | 0.015074 | 0.0010635 | 0.0022809 | 0.0025671 | 0.042413 | 0.0039245 | 0.0068903 | 0.0047647 | 0.0030394 | 0.026991 | 0.009522 | 0.020421 | 0.26221
LV Generation Non-Intermittent | 0 | -0.040912 | -0.0037856 | -0.0066466 | -0.001149 | -0.00073298 | -0.0065091 | -0.00045926 | 0 | -0.0011085 | -0.018315 | -0.0016947 | -0.0029754 | -0.0020575 | -0.0013125 | -0.011655 | -0.0041118 | 0 | -0.10343
LV Sub Generation Non-Intermittent | 0 | -0.0401 | -0.0037105 | -0.0065147 | -0.0011262 | -0.00071844 | -0.00638 | 0 | 0 | -0.0010865 | -0.017951 | -0.001661 | -0.0029164 | -0.0020167 | -0.0012865 | -0.011424 | 0 | 0 | -0.096893
HV Generation Non-Intermittent | 0 | -0.039489 | -0.0023385 | -0.0041058 | -0.00039926 | -0.00025469 | 0 | 0 | 0 | -0.00107 | -0.017677 | -0.0016357 | -0.0028719 | -0.0019859 | -0.0012668 | 0 | 0 | 0 | -0.073095
HV Sub Generation Non-Intermittent | 0 | -0.038922 | -0.0032928 | -0.0057813 | 0 | 0 | 0 | 0 | 0 | -0.0010546 | -0.017424 | -0.0023032 | -0.0040438 | 0 | 0 | 0 | 0 | 0 | -0.072822

## Standing
CDCM model 100: Allocation to standing charges |  | WPD South Wales |  | 2012/13 |  | model version 2441 April 2012 Price Change
This sheet reallocates some costs from unit charges to fixed or capacity charges, for demand users only.
3001. Costs based on aggregate maximum load (£/kW/year)
Cell-by-cell calculation =x1/(1+x2)
Data sources:
x1 = 2901. Unit cost at each level, £/kW/year (relative to system simultaneous maximum load)
x2 = 2612. Diversity allowances (including calculated LV value)
| GSPs | Assets 132kV | Assets 132kV/EHV | Assets EHV | Assets EHV/HV | Assets 132kV/HV | Assets HV | Assets HV/LV | Assets LV circuits | Transmission exit | Operating 132kV | Operating 132kV/EHV | Operating EHV | Operating EHV/HV | Operating 132kV/HV | Operating HV | Operating HV/LV | Operating LV circuits
Costs based on aggregate maximum load (£/kW/year) | 0 | 14.6048 | 1.9399 | 6.197 | 4.3196 | 3.5638 | 12.6849 | 4.5443 | 10.6025 | 2.0964 | 6.538 | 0.86843 | 2.7741 | 1.9337 | 1.5954 | 5.6785 | 2.0343 | 4.7463
3002. Capacity elements p/kVA/day
This calculation uses aggregate maximum load and no coincidence factor.
Cell-by-cell calculation =100*x1*x2*x3*x4/x5*(1-x6)
Data sources:
x1 = 2602. Standing charges factors adapted to use 132kV/HV
x2 = 2012. Loss adjustment factors between end user meter reading and each network level, scaled by network use
x3 = 3001. Costs based on aggregate maximum load (£/kW/year)
x4 = 1010. Power factor for all flows in the network model (in Financial and general assumptions)
x5 = 1010. Days in the charging period (in Financial and general assumptions)
x6 = 2804. Proportion of annual charge covered by contributions (for all charging levels)
| GSPs | Assets 132kV | Assets 132kV/EHV | Assets EHV | Assets EHV/HV | Assets 132kV/HV | Assets HV | Assets HV/LV | Assets LV circuits | Transmission exit | Operating 132kV | Operating 132kV/EHV | Operating EHV | Operating EHV/HV | Operating 132kV/HV | Operating HV | Operating HV/LV | Operating LV circuits
Domestic Unrestricted | 0 | 0 | 0 | 0 | 0 | 0 | 0 | 0 | 0.13798 | 0 | 0 | 0 | 0 | 0 | 0 | 0 | 0 | 1.2353
Domestic Two Rate | 0 | 0 | 0 | 0 | 0 | 0 | 0 | 0 | 0.13798 | 0 | 0 | 0 | 0 | 0 | 0 | 0 | 0 | 1.2353
Domestic Off Peak (related MPAN) | 0 | 0 | 0 | 0 | 0 | 0 | 0 | 0 | 0.13798 | 0 | 0 | 0 | 0 | 0 | 0 | 0 | 0 | 1.2353
Small Non Domestic Unrestricted | 0 | 0 | 0 | 0 | 0 | 0 | 0 | 0 | 0.13798 | 0 | 0 | 0 | 0 | 0 | 0 | 0 | 0 | 1.2353
Small Non Domestic Two Rate | 0 | 0 | 0 | 0 | 0 | 0 | 0 | 0 | 0.13798 | 0 | 0 | 0 | 0 | 0 | 0 | 0 | 0 | 1.2353
Small Non Domestic Off Peak (related MPAN) | 0 | 0 | 0 | 0 | 0 | 0 | 0 | 0 | 0.13798 | 0 | 0 | 0 | 0 | 0 | 0 | 0 | 0 | 1.2353
LV Medium Non-Domestic | 0 | 0 | 0 | 0 | 0 | 0 | 0 | 0 | 0.13798 | 0 | 0 | 0 | 0 | 0 | 0 | 0 | 0 | 1.2353
LV Sub Medium Non-Domestic | 0 | 0 | 0 | 0 | 0 | 0 | 0 | 0.059138 | 0 | 0 | 0 | 0 | 0 | 0 | 0 | 0 | 0.52947 | 0
HV Medium Non-Domestic | 0 | 0.23637 | 0 | 0.1478 | 0.07186 | 0.025409 | 0.29714 | 0 | 0 | 0 | 0.10581 | 0 | 0.10338 | 0.35743 | 0.12638 | 1.478 | 0 | 0
LV HH Metered | 0 | 0 | 0 | 0 | 0 | 0 | 0.17103 | 0.060335 | 0.13798 | 0 | 0 | 0 | 0 | 0 | 0 | 0.30625 | 0.54019 | 1.2353
LV Sub HH Metered | 0 | 0 | 0 | 0 | 0 | 0 | 0.83817 | 0.059138 | 0 | 0 | 0 | 0 | 0 | 0 | 0 | 1.5009 | 0.52947 | 0
HV HH Metered | 0 | 0.23637 | 0 | 0.1478 | 0.07186 | 0.025409 | 0.29714 | 0 | 0 | 0 | 0.10581 | 0 | 0.10338 | 0.35743 | 0.12638 | 1.478 | 0 | 0
HV Sub HH Metered | 0 | 0 | 0 | 1.0405 | 0.10118 | 0 | 0 | 0 | 0 | 0 | 0 | 0 | 0.72783 | 0.50329 | 0 | 0 | 0 | 0
NHH UMS | 0 | 0 | 0 | 0 | 0 | 0 | 0 | 0 | 0 | 0 | 0 | 0 | 0 | 0 | 0 | 0 | 0 | 0
LV UMS (Pseudo HH Metered) | 0 | 0 | 0 | 0 | 0 | 0 | 0 | 0 | 0 | 0 | 0 | 0 | 0 | 0 | 0 | 0 | 0 | 0
3003. Yardstick unit rate p/kWh (taking account of standing charges)
Data sources:
x1 = 2602. Standing charges factors adapted to use 132kV/HV
x2 = 2902. Pay-as-you-go yardstick unit costs by charging level (p/kWh)
x3 = Yardstick components p/kWh (taking account of standing charges) (in Yardstick unit rate p/kWh (taking account of standing charges))
Kind: | Cell-by-cell calculation | [17 empty] | Cell summation
Formula: | =(1-x1)*x2 | [17 empty] | =SUM(x3)
Yardstick components p/kWh (taking account of standing charges)
| GSPs | Assets 132kV | Assets 132kV/EHV | Assets EHV | Assets EHV/HV | Assets 132kV/HV | Assets HV | Assets HV/LV | Assets LV circuits | Transmission exit | Operating 132kV | Operating 132kV/EHV | Operating EHV | Operating EHV/HV | Operating 132kV/HV | Operating HV | Operating HV/LV | Operating LV circuits | Yardstick total p/kWh (taking account of standing charges)
Domestic Unrestricted | 0 | 0.41149 | 0.038075 | 0.13255 | 0.022914 | 0.0073722 | 0.12981 | 0.0091585 | 0 | 0.056608 | 0.18421 | 0.017045 | 0.059335 | 0.041031 | 0.013201 | 0.23243 | 0.081998 | 0 | 1.4372
Domestic Two Rate | 0 | 0.24884 | 0.023025 | 0.080155 | 0.013857 | 0.0044582 | 0.078498 | 0.0055385 | 0 | 0.034233 | 0.1114 | 0.010308 | 0.035882 | 0.024813 | 0.0079831 | 0.14056 | 0.049587 | 0 | 0.86914
Domestic Off Peak (related MPAN) | 0 | 0 | 0 | 0 | 0 | 0 | 0 | 0 | 0 | 0 | 0 | 0 | 0 | 0 | 0 | 0 | 0 | 0 | 0
Small Non Domestic Unrestricted | 0 | 0.33071 | 0.030601 | 0.10653 | 0.018416 | 0.005925 | 0.10432 | 0.0073607 | 0 | 0.045495 | 0.14805 | 0.013699 | 0.047688 | 0.032976 | 0.01061 | 0.18681 | 0.065901 | 0 | 1.1551
Small Non Domestic Two Rate | 0 | 0.27251 | 0.025215 | 0.087778 | 0.015175 | 0.0048822 | 0.085963 | 0.0060652 | 0 | 0.037488 | 0.12199 | 0.011288 | 0.039295 | 0.027172 | 0.0087423 | 0.15393 | 0.054303 | 0 | 0.95179
Small Non Domestic Off Peak (related MPAN) | 0 | 0 | 0 | 0 | 0 | 0 | 0 | 0 | 0 | 0 | 0 | 0 | 0 | 0 | 0 | 0 | 0 | 0 | 0
LV Medium Non-Domestic | 0 | 0.29816 | 0.027589 | 0.096041 | 0.016603 | 0.0053418 | 0.094055 | 0.0066361 | 0 | 0.041017 | 0.13347 | 0.01235 | 0.042994 | 0.02973 | 0.0095652 | 0.16842 | 0.059415 | 0 | 1.0414
LV Sub Medium Non-Domestic | 0 | 0.29224 | 0.027042 | 0.094136 | 0.016274 | 0.0052358 | 0.092189 | 0 | 0 | 0.040203 | 0.13083 | 0.012105 | 0.042141 | 0.02914 | 0.0093755 | 0.16508 | 0 | 0 | 0.95599
HV Medium Non-Domestic | 0 | 0.25364 | 0.015979 | 0.044501 | 0 | 0 | 0 | 0 | 0 | 0.03712 | 0.11354 | 0.011177 | 0.031127 | 0 | 0 | 0 | 0 | 0 | 0.50709
LV HH Metered | 0 | 0.26777 | 0.024777 | 0.086251 | 0.014911 | 0.0047973 | 0.067574 | 0 | 0 | 0.036836 | 0.11987 | 0.011092 | 0.038611 | 0.0267 | 0.0085902 | 0.121 | 0 | 0 | 0.82878
LV Sub HH Metered | 0 | 0.26245 | 0.024285 | 0.08454 | 0.014615 | 0.0047021 | 0 | 0 | 0 | 0.036105 | 0.11749 | 0.010871 | 0.037845 | 0.02617 | 0.0084198 | 0 | 0 | 0 | 0.6275
HV HH Metered | 0 | 0.21058 | 0.013267 | 0.036947 | 0 | 0 | 0 | 0 | 0 | 0.030819 | 0.09427 | 0.0092796 | 0.025843 | 0 | 0 | 0 | 0 | 0 | 0.42101
HV Sub HH Metered | 0 | 0.21179 | 0.017918 | 0 | 0 | 0 | 0 | 0 | 0 | 0.029136 | 0.094811 | 0.012533 | 0 | 0 | 0 | 0 | 0 | 0 | 0.36619
NHH UMS | 0 | 0.39626 | 0.036667 | 0.12764 | 0.022066 | 0.0070995 | 0.125 | 0.0088197 | 0.018915 | 0.054513 | 0.17739 | 0.016414 | 0.05714 | 0.039513 | 0.012713 | 0.22384 | 0.078964 | 0.16935 | 1.5723
LV UMS (Pseudo HH Metered) | 0 | 0.39626 | 0.036667 | 0.12764 | 0.022066 | 0.0070995 | 0.125 | 0.0088197 | 0.018915 | 0.054513 | 0.17739 | 0.016414 | 0.05714 | 0.039513 | 0.012713 | 0.22384 | 0.078964 | 0.16935 | 1.5723
3004. Unit rate 1 (taking account of standing charges)
Data sources:
x1 = 2602. Standing charges factors adapted to use 132kV/HV
x2 = 2903. Contributions to pay-as-you-go unit rate 1 (p/kWh) (in Pay-as-you-go unit rate 1 p/kWh)
x3 = Contributions to unit rate 1 p/kWh by network level (taking account of standing charges) (in Unit rate 1 (taking account of standing charges))
Kind: | Cell-by-cell calculation | [17 empty] | Cell summation
Formula: | =(1-x1)*x2 | [17 empty] | =SUM(x3)
Contributions to unit rate 1 p/kWh by network level (taking account of standing charges)
| GSPs | Assets 132kV | Assets 132kV/EHV | Assets EHV | Assets EHV/HV | Assets 132kV/HV | Assets HV | Assets HV/LV | Assets LV circuits | Transmission exit | Operating 132kV | Operating 132kV/EHV | Operating EHV | Operating EHV/HV | Operating 132kV/HV | Operating HV | Operating HV/LV | Operating LV circuits | Unit rate 1 total p/kWh (taking account of standing charges)
Domestic Two Rate | 0 | 0.4357 | 0.040316 | 0.14623 | 0.025279 | 0.007806 | 0.1432 | 0.010104 | 0 | 0.065924 | 0.19505 | 0.018048 | 0.06546 | 0.045266 | 0.013978 | 0.25643 | 0.090462 | 0 | 1.5592
Domestic Off Peak (related MPAN) | 0 | 0.057655 | 0.0053348 | 0.012654 | 0.0021876 | 0.0010329 | 0.012393 | 0.00087437 | 0 | 0.0028693 | 0.02581 | 0.0023882 | 0.0056648 | 0.0039172 | 0.0018496 | 0.022191 | 0.0078284 | 0 | 0.16465
Small Non Domestic Two Rate | 0 | 0.41204 | 0.038127 | 0.13679 | 0.023647 | 0.0073822 | 0.13396 | 0.0094517 | 0 | 0.058454 | 0.18446 | 0.017068 | 0.061235 | 0.042344 | 0.013219 | 0.23988 | 0.084623 | 0 | 1.4627
Small Non Domestic Off Peak (related MPAN) | 0 | 0.060524 | 0.0056003 | 0.013684 | 0.0023656 | 0.0010843 | 0.013401 | 0.0009455 | 0 | 0.003171 | 0.027094 | 0.002507 | 0.0061256 | 0.0042359 | 0.0019417 | 0.023996 | 0.0084652 | 0 | 0.17514
LV Medium Non-Domestic | 0 | 0.37769 | 0.034948 | 0.12552 | 0.0217 | 0.0067667 | 0.12293 | 0.0086733 | 0 | 0.053629 | 0.16908 | 0.015645 | 0.056192 | 0.038857 | 0.012117 | 0.22012 | 0.077654 | 0 | 1.3415
LV Sub Medium Non-Domestic | 0 | 0.26374 | 0.024404 | 0.087652 | 0.015153 | 0.0047251 | 0.08584 | 0 | 0 | 0.037449 | 0.11807 | 0.010925 | 0.039238 | 0.027133 | 0.008461 | 0.15371 | 0 | 0 | 0.87649
HV Medium Non-Domestic | 0 | 0.33953 | 0.02139 | 0.061366 | 0 | 0 | 0 | 0 | 0 | 0.050572 | 0.15199 | 0.014962 | 0.042923 | 0 | 0 | 0 | 0 | 0 | 0.68273
LV HH Metered | 0 | 1.7697 | 0.16375 | 0.63623 | 0.10999 | 0.031706 | 0.49846 | 0 | 0 | 0.33776 | 0.79222 | 0.073305 | 0.28482 | 0.19695 | 0.056774 | 0.89256 | 0 | 0 | 5.8442
LV Sub HH Metered | 0 | 1.9656 | 0.18188 | 0.70666 | 0.12216 | 0.035216 | 0 | 0 | 0 | 0.37515 | 0.87992 | 0.08142 | 0.31634 | 0.21875 | 0.063059 | 0 | 0 | 0 | 4.9462
HV HH Metered | 0 | 1.4801 | 0.093247 | 0.28984 | 0 | 0 | 0 | 0 | 0 | 0.30052 | 0.66259 | 0.065223 | 0.20273 | 0 | 0 | 0 | 0 | 0 | 3.0943
HV Sub HH Metered | 0 | 1.4146 | 0.11968 | 0 | 0 | 0 | 0 | 0 | 0 | 0.26999 | 0.63327 | 0.083711 | 0 | 0 | 0 | 0 | 0 | 0 | 2.5213
LV UMS (Pseudo HH Metered) | 0 | 3.4434 | 0.31862 | 1.238 | 0.21401 | 0.061692 | 1.2124 | 0.085539 | 0.18345 | 0.65721 | 1.5415 | 0.14264 | 0.55419 | 0.38322 | 0.11047 | 2.1709 | 0.76585 | 1.6425 | 14.7255
3005. Unit rate 2 (taking account of standing charges)
Data sources:
x1 = 2602. Standing charges factors adapted to use 132kV/HV
x2 = 2904. Contributions to pay-as-you-go unit rate 2 (p/kWh) (in Pay-as-you-go unit rate 2 p/kWh)
x3 = Contributions to unit rate 2 p/kWh by network level (taking account of standing charges) (in Unit rate 2 (taking account of standing charges))
Kind: | Cell-by-cell calculation | [17 empty] | Cell summation
Formula: | =(1-x1)*x2 | [17 empty] | =SUM(x3)
Contributions to unit rate 2 p/kWh by network level (taking account of standing charges)
| GSPs | Assets 132kV | Assets 132kV/EHV | Assets EHV | Assets EHV/HV | Assets 132kV/HV | Assets HV | Assets HV/LV | Assets LV circuits | Transmission exit | Operating 132kV | Operating 132kV/EHV | Operating EHV | Operating EHV/HV | Operating 132kV/HV | Operating HV | Operating HV/LV | Operating LV circuits | Unit rate 2 total p/kWh (taking account of standing charges)
Domestic Two Rate | 0 | 0.066129 | 0.006119 | 0.011897 | 0.0020567 | 0.0011848 | 0.011651 | 0.00082204 | 0 | 0.0022505 | 0.029603 | 0.0027392 | 0.0053258 | 0.0036828 | 0.0021215 | 0.020863 | 0.0073599 | 0 | 0.17381
Small Non Domestic Two Rate | 0 | 0.073784 | 0.0068273 | 0.014021 | 0.0024239 | 0.0013219 | 0.013731 | 0.00096881 | 0 | 0.0028082 | 0.03303 | 0.0030563 | 0.0062766 | 0.0043403 | 0.0023671 | 0.024587 | 0.0086739 | 0 | 0.19822
LV Medium Non-Domestic | 0 | 0.057717 | 0.0053406 | 0.0094335 | 0.0016308 | 0.001034 | 0.0092385 | 0.00065183 | 0 | 0.0015865 | 0.025837 | 0.0023908 | 0.004223 | 0.0029202 | 0.0018516 | 0.016543 | 0.0058359 | 0 | 0.14623
LV Sub Medium Non-Domestic | 0 | 0.040303 | 0.0037293 | 0.0065873 | 0.0011388 | 0.00072206 | 0.0064511 | 0 | 0 | 0.0011078 | 0.018042 | 0.0016694 | 0.0029489 | 0.0020392 | 0.001293 | 0.011552 | 0 | 0 | 0.097583
HV Medium Non-Domestic | 0 | 0.053709 | 0.0033836 | 0.0049027 | 0 | 0 | 0 | 0 | 0 | 0.0016647 | 0.024043 | 0.0023667 | 0.0034293 | 0 | 0 | 0 | 0 | 0 | 0.093499
LV HH Metered | 0 | 0.19416 | 0.017966 | 0.060108 | 0.010391 | 0.0034786 | 0.047092 | 0 | 0 | 0.016618 | 0.086918 | 0.0080426 | 0.026908 | 0.018607 | 0.0062289 | 0.084325 | 0 | 0 | 0.58084
LV Sub HH Metered | 0 | 0.21565 | 0.019955 | 0.066762 | 0.011541 | 0.0038636 | 0 | 0 | 0 | 0.018457 | 0.09654 | 0.0089329 | 0.029887 | 0.020667 | 0.0069184 | 0 | 0 | 0 | 0.49918
HV HH Metered | 0 | 0.16239 | 0.01023 | 0.027382 | 0 | 0 | 0 | 0 | 0 | 0.014786 | 0.072695 | 0.0071558 | 0.019153 | 0 | 0 | 0 | 0 | 0 | 0.31379
HV Sub HH Metered | 0 | 0.1552 | 0.01313 | 0 | 0 | 0 | 0 | 0 | 0 | 0.013284 | 0.069479 | 0.0091842 | 0 | 0 | 0 | 0 | 0 | 0 | 0.26028
LV UMS (Pseudo HH Metered) | 0 | 0.37779 | 0.034957 | 0.11696 | 0.020219 | 0.0067685 | 0.11454 | 0.0080813 | 0.017332 | 0.032334 | 0.16912 | 0.015649 | 0.052357 | 0.036205 | 0.01212 | 0.2051 | 0.072353 | 0.15517 | 1.4471
3006. Unit rate 3 (taking account of standing charges)
Data sources:
x1 = 2602. Standing charges factors adapted to use 132kV/HV
x2 = 2905. Contributions to pay-as-you-go unit rate 3 (p/kWh) (in Pay-as-you-go unit rate 3 p/kWh)
x3 = Contributions to unit rate 3 p/kWh by network level (taking account of standing charges) (in Unit rate 3 (taking account of standing charges))
Kind: | Cell-by-cell calculation | [17 empty] | Cell summation
Formula: | =(1-x1)*x2 | [17 empty] | =SUM(x3)
Contributions to unit rate 3 p/kWh by network level (taking account of standing charges)
| GSPs | Assets 132kV | Assets 132kV/EHV | Assets EHV | Assets EHV/HV | Assets 132kV/HV | Assets HV | Assets HV/LV | Assets LV circuits | Transmission exit | Operating 132kV | Operating 132kV/EHV | Operating EHV | Operating EHV/HV | Operating 132kV/HV | Operating HV | Operating HV/LV | Operating LV circuits | Unit rate 3 total p/kWh (taking account of standing charges)
LV HH Metered | 0 | 0.048692 | 0.0045055 | 0.0079104 | 0.0013675 | 0.00087236 | 0.0061975 | 0 | 0 | 0.0013193 | 0.021797 | 0.0020169 | 0.0035412 | 0.0024487 | 0.0015621 | 0.011097 | 0 | 0 | 0.11333
LV Sub HH Metered | 0 | 0.054082 | 0.0050042 | 0.0087861 | 0.0015189 | 0.00096893 | 0 | 0 | 0 | 0.0014654 | 0.02421 | 0.0022402 | 0.0039332 | 0.0027198 | 0.001735 | 0 | 0 | 0 | 0.10666
HV HH Metered | 0 | 0.040724 | 0.0025656 | 0.0036036 | 0 | 0 | 0 | 0 | 0 | 0.0011739 | 0.01823 | 0.0017946 | 0.0025206 | 0 | 0 | 0 | 0 | 0 | 0.070613
HV Sub HH Metered | 0 | 0.038922 | 0.0032928 | 0 | 0 | 0 | 0 | 0 | 0 | 0.0010546 | 0.017424 | 0.0023032 | 0 | 0 | 0 | 0 | 0 | 0 | 0.062997
LV UMS (Pseudo HH Metered) | 0 | 0.094743 | 0.0087666 | 0.015392 | 0.0026609 | 0.0016974 | 0.015074 | 0.0010635 | 0.0022809 | 0.0025671 | 0.042413 | 0.0039245 | 0.0068903 | 0.0047647 | 0.0030394 | 0.026991 | 0.009522 | 0.020421 | 0.26221

## NHH
CDCM model 100: Standing charges as fixed charges |  | WPD South Wales |  | 2012/13 |  | model version 2441 April 2012 Price Change
This sheet allocates standing charges to fixed charges for non half hourly settled demand users.
3101. Average maximum kVA/MPAN by end user class, for user classes without an agreed import capacity
Cell-by-cell calculation =IF(x1>0,x2/x1/x3/x4/(24*x5)*1000,0)
Data sources:
x1 = 2305. MPANs (in Equivalent volume for each end user)
x2 = 2407. All units (MWh)
x3 = 1010. Power factor for all flows in the network model (in Financial and general assumptions)
x4 = 1041. Load factor for each type of demand user (in Load profile data for demand users)
x5 = 1010. Days in the charging period (in Financial and general assumptions)
Average maximum kVA/MPAN
Domestic Unrestricted | 1.0126
Domestic Two Rate | 3.6545
Small Non Domestic Unrestricted | 4.5991
Small Non Domestic Two Rate | 5.9533
LV Medium Non-Domestic | 29.0535
LV Sub Medium Non-Domestic | 0
HV Medium Non-Domestic | 20.8158
3102. Capacity-driven fixed charge elements from standing charges factors p/MPAN/day
Cell-by-cell calculation =x1*x2
Data sources:
x1 = 3002. Capacity elements p/kVA/day
x2 = 3101. Average maximum kVA/MPAN by end user class, for user classes without an agreed import capacity
| GSPs | Assets 132kV | Assets 132kV/EHV | Assets EHV | Assets EHV/HV | Assets 132kV/HV | Assets HV | Assets HV/LV | Assets LV circuits | Transmission exit | Operating 132kV | Operating 132kV/EHV | Operating EHV | Operating EHV/HV | Operating 132kV/HV | Operating HV | Operating HV/LV | Operating LV circuits
Domestic Unrestricted | 0 | 0 | 0 | 0 | 0 | 0 | 0 | 0 | 0.13971 | 0 | 0 | 0 | 0 | 0 | 0 | 0 | 0 | 1.2509
Domestic Two Rate | 0 | 0 | 0 | 0 | 0 | 0 | 0 | 0 | 0.50424 | 0 | 0 | 0 | 0 | 0 | 0 | 0 | 0 | 4.5146
Small Non Domestic Unrestricted | 0 | 0 | 0 | 0 | 0 | 0 | 0 | 0 | 0.63457 | 0 | 0 | 0 | 0 | 0 | 0 | 0 | 0 | 5.6814
Small Non Domestic Two Rate | 0 | 0 | 0 | 0 | 0 | 0 | 0 | 0 | 0.82142 | 0 | 0 | 0 | 0 | 0 | 0 | 0 | 0 | 7.3543
LV Medium Non-Domestic | 0 | 0 | 0 | 0 | 0 | 0 | 0 | 0 | 4.0087 | 0 | 0 | 0 | 0 | 0 | 0 | 0 | 0 | 35.8911
LV Sub Medium Non-Domestic | 0 | 0 | 0 | 0 | 0 | 0 | 0 | 0 | 0 | 0 | 0 | 0 | 0 | 0 | 0 | 0 | 0 | 0
HV Medium Non-Domestic | 0 | 4.9202 | 0 | 3.0765 | 1.4958 | 0.5289 | 6.1852 | 0 | 0 | 0 | 2.2026 | 0 | 2.1519 | 7.4402 | 2.6308 | 30.765 | 0 | 0
3103. Capacity used by LV users without an agreed capacity
Data sources:
x1 = 2012. Loss adjustment factors between end user meter reading and each network level, scaled by network use
x2 = 2407. All units (MWh)
x3 = 1041. Load factor for each type of demand user (in Load profile data for demand users)
x4 = 1010. Days in the charging period (in Financial and general assumptions)
x5 = Zero for related MPANs
x6 = 2305. MPANs (in Equivalent volume for each end user)
Kind: | Copy cells | Cell-by-cell calculation | Combine tables
Formula: | = x1 | =x2/x3/(24*x4)*1000 | = x5 or x6
| Use of LV circuits by each tariff | Unit-based contributions to aggregate maximum load by network level (kW) | Relevant MPAN count
Domestic Unrestricted | 1 | 914678.3043 | 950855.1796
Domestic Two Rate | 1 | 215250.1431 | 62000
Small Non Domestic Unrestricted | 1 | 272256.7923 | 62314.1266
Small Non Domestic Two Rate | 1 | 74735.7369 | 13214.4526
3104. Aggregate data for LV users without agreed capacity for allocation of LV circuit costs
Data sources:
x1 = 3103. Use of LV circuits by each tariff (in Capacity used by LV users without an agreed capacity)
x2 = 3103. Unit-based contributions to aggregate maximum load by network level (kW) (in Capacity used by LV users without an agreed capacity)
x3 = 3103. Relevant MPAN count (in Capacity used by LV users without an agreed capacity)
x4 = Aggregate capacity of LV users without agreed capacity (kW) (in Aggregate data for LV users without agreed capacity for allocation of LV circuit costs)
x5 = Aggregate number of LV users without agreed capacity (in Aggregate data for LV users without agreed capacity for allocation of LV circuit costs)
x6 = 1010. Power factor for all flows in the network model (in Financial and general assumptions)
Kind: | Sum-product calculation | Sum-product calculation | Cell-by-cell calculation
Formula: | =SUMPRODUCT(x1, x2) | =SUMPRODUCT(x1, x3) | =x4/x5/x6
| Aggregate capacity of LV users without agreed capacity (kW) | Aggregate number of LV users without agreed capacity | Average maximum kVA of all LV users without agreed capacity
Aggregate data for LV users without agreed capacity for allocation of LV circuit costs | 1476920.9766 | 1088383.7588 | 1.4284
3105. LV fixed charge elements from standing charges factors p/MPAN/day
Cell-by-cell calculation =x1*x2
Data sources:
x1 = 3002. Capacity elements p/kVA/day
x2 = 3104. Average maximum kVA of all LV users without agreed capacity (in Aggregate data for LV users without agreed capacity for allocation of LV circuit costs)
| Assets LV circuits | Operating LV circuits
Domestic Unrestricted | 0.19709 | 1.7646
Domestic Two Rate | 0.19709 | 1.7646
Small Non Domestic Unrestricted | 0.19709 | 1.7646
Small Non Domestic Two Rate | 0.19709 | 1.7646
3106. Fixed charge elements from standing charges factors p/MPAN/day
Combine tables = x1 or x2 or x3
Data sources:
x1 = Zero for related MPANs at LV circuit levels
x2 = 3105. LV fixed charge elements from standing charges factors p/MPAN/day
x3 = 3102. Capacity-driven fixed charge elements from standing charges factors p/MPAN/day
| GSPs | Assets 132kV | Assets 132kV/EHV | Assets EHV | Assets EHV/HV | Assets 132kV/HV | Assets HV | Assets HV/LV | Assets LV circuits | Transmission exit | Operating 132kV | Operating 132kV/EHV | Operating EHV | Operating EHV/HV | Operating 132kV/HV | Operating HV | Operating HV/LV | Operating LV circuits
Domestic Unrestricted | 0 | 0 | 0 | 0 | 0 | 0 | 0 | 0 | 0.19709 | 0 | 0 | 0 | 0 | 0 | 0 | 0 | 0 | 1.7646
Domestic Two Rate | 0 | 0 | 0 | 0 | 0 | 0 | 0 | 0 | 0.19709 | 0 | 0 | 0 | 0 | 0 | 0 | 0 | 0 | 1.7646
Small Non Domestic Unrestricted | 0 | 0 | 0 | 0 | 0 | 0 | 0 | 0 | 0.19709 | 0 | 0 | 0 | 0 | 0 | 0 | 0 | 0 | 1.7646
Small Non Domestic Two Rate | 0 | 0 | 0 | 0 | 0 | 0 | 0 | 0 | 0.19709 | 0 | 0 | 0 | 0 | 0 | 0 | 0 | 0 | 1.7646
LV Medium Non-Domestic | 0 | 0 | 0 | 0 | 0 | 0 | 0 | 0 | 4.0087 | 0 | 0 | 0 | 0 | 0 | 0 | 0 | 0 | 35.8911
LV Sub Medium Non-Domestic | 0 | 0 | 0 | 0 | 0 | 0 | 0 | 0 | 0 | 0 | 0 | 0 | 0 | 0 | 0 | 0 | 0 | 0
HV Medium Non-Domestic | 0 | 4.9202 | 0 | 3.0765 | 1.4958 | 0.5289 | 6.1852 | 0 | 0 | 0 | 2.2026 | 0 | 2.1519 | 7.4402 | 2.6308 | 30.765 | 0 | 0

## Reactive
CDCM model 100: Reactive power unit charges |  | WPD South Wales |  | 2012/13 |  | model version 2441 April 2012 Price Change
3201. Standard components p/kWh for reactive power (absolute value)
Cell-by-cell calculation =ABS(x1)
Data sources:
x1 = 3003. Yardstick components p/kWh (taking account of standing charges) (in Yardstick unit rate p/kWh (taking account of standing charges))
| GSPs | Assets 132kV | Assets 132kV/EHV | Assets EHV | Assets EHV/HV | Assets 132kV/HV | Assets HV | Assets HV/LV | Assets LV circuits | Transmission exit | Operating 132kV | Operating 132kV/EHV | Operating EHV | Operating EHV/HV | Operating 132kV/HV | Operating HV | Operating HV/LV | Operating LV circuits
LV HH Metered | 0 | 0.26777 | 0.024777 | 0.086251 | 0.014911 | 0.0047973 | 0.067574 | 0 | 0 | 0.036836 | 0.11987 | 0.011092 | 0.038611 | 0.0267 | 0.0085902 | 0.121 | 0 | 0
LV Sub HH Metered | 0 | 0.26245 | 0.024285 | 0.08454 | 0.014615 | 0.0047021 | 0 | 0 | 0 | 0.036105 | 0.11749 | 0.010871 | 0.037845 | 0.02617 | 0.0084198 | 0 | 0 | 0
HV HH Metered | 0 | 0.21058 | 0.013267 | 0.036947 | 0 | 0 | 0 | 0 | 0 | 0.030819 | 0.09427 | 0.0092796 | 0.025843 | 0 | 0 | 0 | 0 | 0
HV Sub HH Metered | 0 | 0.21179 | 0.017918 | 0 | 0 | 0 | 0 | 0 | 0 | 0.029136 | 0.094811 | 0.012533 | 0 | 0 | 0 | 0 | 0 | 0
3202. Standard reactive p/kVArh
Cell-by-cell calculation =x1*x2*x3
Data sources:
x1 = 3201. Standard components p/kWh for reactive power (absolute value)
x2 = 1092. Average kVAr by kVA, by network level
x3 = 1010. Power factor for all flows in the network model (in Financial and general assumptions)
| GSPs | Assets 132kV | Assets 132kV/EHV | Assets EHV | Assets EHV/HV | Assets 132kV/HV | Assets HV | Assets HV/LV | Assets LV circuits | Transmission exit | Operating 132kV | Operating 132kV/EHV | Operating EHV | Operating EHV/HV | Operating 132kV/HV | Operating HV | Operating HV/LV | Operating LV circuits
LV HH Metered | 0 | 0.069928 | 0.0064705 | 0.022525 | 0.003894 | 0.0012528 | 0.017647 | 0 | 0 | 0.0096199 | 0.031304 | 0.0028966 | 0.010083 | 0.0069727 | 0.0022434 | 0.0316 | 0 | 0
LV Sub HH Metered | 0 | 0.068541 | 0.0063421 | 0.022078 | 0.0038167 | 0.001228 | 0 | 0 | 0 | 0.009429 | 0.030683 | 0.0028391 | 0.0098834 | 0.0068344 | 0.0021989 | 0 | 0 | 0
HV HH Metered | 0 | 0.054995 | 0.0034646 | 0.0096488 | 0 | 0 | 0 | 0 | 0 | 0.0080484 | 0.024619 | 0.0024234 | 0.006749 | 0 | 0 | 0 | 0 | 0
HV Sub HH Metered | 0 | 0.05531 | 0.0046792 | 0 | 0 | 0 | 0 | 0 | 0 | 0.0076089 | 0.02476 | 0.003273 | 0 | 0 | 0 | 0 | 0 | 0
3203. Network use factors for generator reactive unit charges
These factors differ from the network use factors for active power charges/credits in the case of generators,
who do not qualify for active power credits at the voltage of connection but are charged reactive unit charges for costs caused at that voltage.
| GSPs | 132kV | 132kV/EHV | EHV | EHV/HV | 132kV/HV | HV | HV/LV | LV circuits
LV Generation Intermittent | 1 | 1 | 1 | 1 | 1 | 1 | 1 | 1 | 1
LV Generation Non-Intermittent | 1 | 1 | 1 | 1 | 1 | 1 | 1 | 1 | 1
LV Sub Generation Intermittent | 1 | 1 | 1 | 1 | 1 | 1 | 1 | 1 | 0
LV Sub Generation Non-Intermittent | 1 | 1 | 1 | 1 | 1 | 1 | 1 | 1 | 0
HV Generation Intermittent | 1 | 1 | 1 | 1 | 1 | 1 | 1 | 0 | 0
HV Generation Non-Intermittent | 1 | 1 | 1 | 1 | 1 | 1 | 1 | 0 | 0
HV Sub Generation Non-Intermittent | 1 | 1 | 1 | 1 | 0 | 1 | 0 | 0 | 0
HV Sub Generation Intermittent | 1 | 1 | 1 | 1 | 0 | 1 | 0 | 0 | 0
3204. Absolute value of load coefficient (kW peak / average kW)
Cell-by-cell calculation =ABS(x1)
Data sources:
x1 = 2302. Load coefficient
Absolute load coefficient
LV Generation Intermittent | 1
LV Generation Non-Intermittent | 1
LV Sub Generation Intermittent | 1
LV Sub Generation Non-Intermittent | 1
HV Generation Intermittent | 1
HV Generation Non-Intermittent | 1
HV Sub Generation Non-Intermittent | 1
HV Sub Generation Intermittent | 1
3205. Pay-as-you-go components p/kWh for reactive power (absolute value)
Cell-by-cell calculation =x1*x2*x3/x4*(1-x5)*x6/(24*x7)*100
Data sources:
x1 = 2901. Unit cost at each level, £/kW/year (relative to system simultaneous maximum load)
x2 = 3204. Absolute value of load coefficient (kW peak / average kW)
x3 = 2001. Loss adjustment factor to transmission (in Loss adjustment factors to transmission)
x4 = 2004. Loss adjustment factor to transmission for each network level
x5 = 2804. Proportion of annual charge covered by contributions (for all charging levels)
x6 = 3203. Network use factors for generator reactive unit charges
x7 = 1010. Days in the charging period (in Financial and general assumptions)
| GSPs | Assets 132kV | Assets 132kV/EHV | Assets EHV | Assets EHV/HV | Assets 132kV/HV | Assets HV | Assets HV/LV | Assets LV circuits | Transmission exit | Operating 132kV | Operating 132kV/EHV | Operating EHV | Operating EHV/HV | Operating 132kV/HV | Operating HV | Operating HV/LV | Operating LV circuits
LV Generation Intermittent | 0 | 0.20053 | 0.026508 | 0.092278 | 0.015953 | 0.011976 | 0.063259 | 0.0044633 | 0.0095722 | 0.027587 | 0.08977 | 0.011866 | 0.041309 | 0.028565 | 0.021444 | 0.11327 | 0.03996 | 0.085702
LV Generation Non-Intermittent | 0 | 0.20053 | 0.026508 | 0.092278 | 0.015953 | 0.011976 | 0.063259 | 0.0044633 | 0.0095722 | 0.027587 | 0.08977 | 0.011866 | 0.041309 | 0.028565 | 0.021444 | 0.11327 | 0.03996 | 0.085702
LV Sub Generation Intermittent | 0 | 0.19655 | 0.025982 | 0.090447 | 0.015636 | 0.011738 | 0.062004 | 0.0043747 | 0 | 0.02704 | 0.087989 | 0.011631 | 0.040489 | 0.027998 | 0.021019 | 0.11103 | 0.039168 | 0
LV Sub Generation Non-Intermittent | 0 | 0.19655 | 0.025982 | 0.090447 | 0.015636 | 0.011738 | 0.062004 | 0.0043747 | 0 | 0.02704 | 0.087989 | 0.011631 | 0.040489 | 0.027998 | 0.021019 | 0.11103 | 0.039168 | 0
HV Generation Intermittent | 0 | 0.19356 | 0.016375 | 0.057003 | 0.0055431 | 0.0041613 | 0.021981 | 0 | 0 | 0.026627 | 0.086647 | 0.011454 | 0.039872 | 0.027571 | 0.020698 | 0.10933 | 0 | 0
HV Generation Non-Intermittent | 0 | 0.19356 | 0.016375 | 0.057003 | 0.0055431 | 0.0041613 | 0.021981 | 0 | 0 | 0.026627 | 0.086647 | 0.011454 | 0.039872 | 0.027571 | 0.020698 | 0.10933 | 0 | 0
HV Sub Generation Non-Intermittent | 0 | 0.19078 | 0.01614 | 0.056185 | 0 | 0.045573 | 0 | 0 | 0 | 0.026245 | 0.085404 | 0.011289 | 0.0393 | 0 | 0.020401 | 0 | 0 | 0
HV Sub Generation Intermittent | 0 | 0.19078 | 0.01614 | 0.056185 | 0 | 0.045573 | 0 | 0 | 0 | 0.026245 | 0.085404 | 0.011289 | 0.0393 | 0 | 0.020401 | 0 | 0 | 0
3206. Pay-as-you-go reactive p/kVArh
Cell-by-cell calculation =x1*x2*x3
Data sources:
x1 = 3205. Pay-as-you-go components p/kWh for reactive power (absolute value)
x2 = 1092. Average kVAr by kVA, by network level
x3 = 1010. Power factor for all flows in the network model (in Financial and general assumptions)
| GSPs | Assets 132kV | Assets 132kV/EHV | Assets EHV | Assets EHV/HV | Assets 132kV/HV | Assets HV | Assets HV/LV | Assets LV circuits | Transmission exit | Operating 132kV | Operating 132kV/EHV | Operating EHV | Operating EHV/HV | Operating 132kV/HV | Operating HV | Operating HV/LV | Operating LV circuits
LV Generation Intermittent | 0 | 0.05237 | 0.0069226 | 0.024099 | 0.004166 | 0.0031275 | 0.01652 | 0.0011656 | 0.0024998 | 0.0072044 | 0.023444 | 0.003099 | 0.010788 | 0.0074599 | 0.0056002 | 0.029582 | 0.010436 | 0.022381
LV Generation Non-Intermittent | 0 | 0.05237 | 0.0069226 | 0.024099 | 0.004166 | 0.0031275 | 0.01652 | 0.0011656 | 0.0024998 | 0.0072044 | 0.023444 | 0.003099 | 0.010788 | 0.0074599 | 0.0056002 | 0.029582 | 0.010436 | 0.022381
LV Sub Generation Intermittent | 0 | 0.051331 | 0.0067852 | 0.02362 | 0.0040834 | 0.0030655 | 0.016192 | 0.0011425 | 0 | 0.0070615 | 0.022979 | 0.0030375 | 0.010574 | 0.0073119 | 0.0054891 | 0.028995 | 0.010229 | 0
LV Sub Generation Non-Intermittent | 0 | 0.051331 | 0.0067852 | 0.02362 | 0.0040834 | 0.0030655 | 0.016192 | 0.0011425 | 0 | 0.0070615 | 0.022979 | 0.0030375 | 0.010574 | 0.0073119 | 0.0054891 | 0.028995 | 0.010229 | 0
HV Generation Intermittent | 0 | 0.050548 | 0.0042763 | 0.014886 | 0.0014476 | 0.0010867 | 0.0057404 | 0 | 0 | 0.0069538 | 0.022628 | 0.0029911 | 0.010413 | 0.0072003 | 0.0054054 | 0.028553 | 0 | 0
HV Generation Non-Intermittent | 0 | 0.050548 | 0.0042763 | 0.014886 | 0.0014476 | 0.0010867 | 0.0057404 | 0 | 0 | 0.0069538 | 0.022628 | 0.0029911 | 0.010413 | 0.0072003 | 0.0054054 | 0.028553 | 0 | 0
HV Sub Generation Non-Intermittent | 0 | 0.049823 | 0.004215 | 0.014673 | 0 | 0.011902 | 0 | 0 | 0 | 0.006854 | 0.022304 | 0.0029482 | 0.010263 | 0 | 0.0053279 | 0 | 0 | 0
HV Sub Generation Intermittent | 0 | 0.049823 | 0.004215 | 0.014673 | 0 | 0.011902 | 0 | 0 | 0 | 0.006854 | 0.022304 | 0.0029482 | 0.010263 | 0 | 0.0053279 | 0 | 0 | 0

## Aggreg
CDCM model 100: Aggregation |  | WPD South Wales |  | 2012/13 |  | model version 2441 April 2012 Price Change
This sheet aggregates elements of tariffs excluding revenue matching and final adjustments and rounding.
3301. Unit rate 1 p/kWh (elements)
Combine tables = x1 or x2 or x3 or x4 or x5 or x6 or x7 or x8 or x9 or x10
Data sources:
x1 = 3004. Unit rate 1 total p/kWh (taking account of standing charges) (in Unit rate 1 (taking account of standing charges)) — for Tariffs with Unit rate 1 p/kWh from Standard 1 kWh
x2 = 3003. Yardstick total p/kWh (taking account of standing charges) (in Yardstick unit rate p/kWh (taking account of standing charges)) — for Tariffs with Unit rate 1 p/kWh from Standard yardstick kWh
x3 = 2903. Pay-as-you-go unit rate 1 (p/kWh) (in Pay-as-you-go unit rate 1 p/kWh) — for Tariffs with Unit rate 1 p/kWh from PAYG 1 kWh
x4 = 2903. Pay-as-you-go unit rate 1 (p/kWh) (in Pay-as-you-go unit rate 1 p/kWh) — for Tariffs with Unit rate 1 p/kWh from PAYG 1 kWh & customer
x5 = 2902. Pay-as-you-go yardstick unit rate (p/kWh) — for Tariffs with Unit rate 1 p/kWh from PAYG yardstick kWh
x6 = 2902. Pay-as-you-go yardstick unit rate (p/kWh) — for Tariffs with Unit rate 1 p/kWh from PAYG yardstick kWh & customer
x7 = 2203. Service model asset p/kWh charge for unmetered tariffs — for Tariffs with Unit rate 1 p/kWh from PAYG 1 kWh & customer
x8 = 2203. Service model asset p/kWh charge for unmetered tariffs — for Tariffs with Unit rate 1 p/kWh from PAYG yardstick kWh & customer
x9 = 2711. Operating expenditure for unmetered customer assets (p/kWh) — for Tariffs with Unit rate 1 p/kWh from PAYG 1 kWh & customer
x10 = 2711. Operating expenditure for unmetered customer assets (p/kWh) — for Tariffs with Unit rate 1 p/kWh from PAYG yardstick kWh & customer
| GSPs | Assets 132kV | Assets 132kV/EHV | Assets EHV | Assets EHV/HV | Assets 132kV/HV | Assets HV | Assets HV/LV | Assets LV circuits | Assets LV customer | Assets HV customer | Transmission exit | Operating 132kV | Operating 132kV/EHV | Operating EHV | Operating EHV/HV | Operating 132kV/HV | Operating HV | Operating HV/LV | Operating LV circuits | Operating LV customer | Operating HV customer
Domestic Unrestricted | 0 | 0.41149 | 0.038075 | 0.13255 | 0.022914 | 0.0073722 | 0.12981 | 0.0091585 | 0 |  |  | 0.056608 | 0.18421 | 0.017045 | 0.059335 | 0.041031 | 0.013201 | 0.23243 | 0.081998 | 0
Domestic Two Rate | 0 | 0.4357 | 0.040316 | 0.14623 | 0.025279 | 0.007806 | 0.1432 | 0.010104 | 0 |  |  | 0.065924 | 0.19505 | 0.018048 | 0.06546 | 0.045266 | 0.013978 | 0.25643 | 0.090462 | 0
Domestic Off Peak (related MPAN) | 0 | 0.057655 | 0.0053348 | 0.012654 | 0.0021876 | 0.0010329 | 0.012393 | 0.00087437 | 0 |  |  | 0.0028693 | 0.02581 | 0.0023882 | 0.0056648 | 0.0039172 | 0.0018496 | 0.022191 | 0.0078284 | 0
Small Non Domestic Unrestricted | 0 | 0.33071 | 0.030601 | 0.10653 | 0.018416 | 0.005925 | 0.10432 | 0.0073607 | 0 |  |  | 0.045495 | 0.14805 | 0.013699 | 0.047688 | 0.032976 | 0.01061 | 0.18681 | 0.065901 | 0
Small Non Domestic Two Rate | 0 | 0.41204 | 0.038127 | 0.13679 | 0.023647 | 0.0073822 | 0.13396 | 0.0094517 | 0 |  |  | 0.058454 | 0.18446 | 0.017068 | 0.061235 | 0.042344 | 0.013219 | 0.23988 | 0.084623 | 0
Small Non Domestic Off Peak (related MPAN) | 0 | 0.060524 | 0.0056003 | 0.013684 | 0.0023656 | 0.0010843 | 0.013401 | 0.0009455 | 0 |  |  | 0.003171 | 0.027094 | 0.002507 | 0.0061256 | 0.0042359 | 0.0019417 | 0.023996 | 0.0084652 | 0
LV Medium Non-Domestic | 0 | 0.37769 | 0.034948 | 0.12552 | 0.0217 | 0.0067667 | 0.12293 | 0.0086733 | 0 |  |  | 0.053629 | 0.16908 | 0.015645 | 0.056192 | 0.038857 | 0.012117 | 0.22012 | 0.077654 | 0
LV Sub Medium Non-Domestic | 0 | 0.26374 | 0.024404 | 0.087652 | 0.015153 | 0.0047251 | 0.08584 | 0 | 0 |  |  | 0.037449 | 0.11807 | 0.010925 | 0.039238 | 0.027133 | 0.008461 | 0.15371 | 0 | 0
HV Medium Non-Domestic | 0 | 0.33953 | 0.02139 | 0.061366 | 0 | 0 | 0 | 0 | 0 |  |  | 0.050572 | 0.15199 | 0.014962 | 0.042923 | 0 | 0 | 0 | 0 | 0
LV HH Metered | 0 | 1.7697 | 0.16375 | 0.63623 | 0.10999 | 0.031706 | 0.49846 | 0 | 0 |  |  | 0.33776 | 0.79222 | 0.073305 | 0.28482 | 0.19695 | 0.056774 | 0.89256 | 0 | 0
LV Sub HH Metered | 0 | 1.9656 | 0.18188 | 0.70666 | 0.12216 | 0.035216 | 0 | 0 | 0 |  |  | 0.37515 | 0.87992 | 0.08142 | 0.31634 | 0.21875 | 0.063059 | 0 | 0 | 0
HV HH Metered | 0 | 1.4801 | 0.093247 | 0.28984 | 0 | 0 | 0 | 0 | 0 |  |  | 0.30052 | 0.66259 | 0.065223 | 0.20273 | 0 | 0 | 0 | 0 | 0
HV Sub HH Metered | 0 | 1.4146 | 0.11968 | 0 | 0 | 0 | 0 | 0 | 0 |  |  | 0.26999 | 0.63327 | 0.083711 | 0 | 0 | 0 | 0 | 0 | 0
NHH UMS | 0 | 0.39626 | 0.036667 | 0.12764 | 0.022066 | 0.0070995 | 0.125 | 0.0088197 | 0.018915 | 0 |  | 0.054513 | 0.17739 | 0.016414 | 0.05714 | 0.039513 | 0.012713 | 0.22384 | 0.078964 | 0.16935 | 0.70579
LV UMS (Pseudo HH Metered) | 0 | 3.4434 | 0.31862 | 1.238 | 0.21401 | 0.061692 | 1.2124 | 0.085539 | 0.18345 | 0 |  | 0.65721 | 1.5415 | 0.14264 | 0.55419 | 0.38322 | 0.11047 | 2.1709 | 0.76585 | 1.6425 | 0.70579
LV Generation NHH | 0 | -0.20053 | -0.018555 | -0.064594 | -0.011167 | -0.0035927 | -0.063259 | -0.0044633 | 0 |  |  | -0.027587 | -0.08977 | -0.0083065 | -0.028916 | -0.019996 | -0.0064333 | -0.11327 | -0.03996 | 0
LV Sub Generation NHH | 0 | -0.19655 | -0.018187 | -0.063313 | -0.010945 | -0.0035214 | -0.062004 | 0 | 0 |  |  | -0.02704 | -0.087989 | -0.0081417 | -0.028343 | -0.019599 | -0.0063056 | -0.11103 | 0 | 0
LV Generation Intermittent | 0 | -0.20053 | -0.018555 | -0.064594 | -0.011167 | -0.0035927 | -0.063259 | -0.0044633 | 0 |  |  | -0.027587 | -0.08977 | -0.0083065 | -0.028916 | -0.019996 | -0.0064333 | -0.11327 | -0.03996 | 0
LV Generation Non-Intermittent | 0 | -1.487 | -0.13759 | -0.53458 | -0.092415 | -0.02664 | -0.52353 | -0.036938 | 0 |  |  | -0.2838 | -0.66565 | -0.061593 | -0.23931 | -0.16548 | -0.047703 | -0.93744 | -0.33071 | 0
LV Sub Generation Intermittent | 0 | -0.19655 | -0.018187 | -0.063313 | -0.010945 | -0.0035214 | -0.062004 | 0 | 0 |  |  | -0.02704 | -0.087989 | -0.0081417 | -0.028343 | -0.019599 | -0.0063056 | -0.11103 | 0 | 0
LV Sub Generation Non-Intermittent | 0 | -1.4574 | -0.13486 | -0.52397 | -0.090582 | -0.026112 | -0.51314 | 0 | 0 |  |  | -0.27817 | -0.65244 | -0.060371 | -0.23456 | -0.1622 | -0.046756 | -0.91884 | 0 | 0
HV Generation Intermittent | 0 | -0.19356 | -0.011462 | -0.039902 | -0.0038802 | -0.0012484 | 0 | 0 | 0 |  |  | -0.026627 | -0.086647 | -0.0080175 | -0.02791 | -0.0193 | -0.0062095 | 0 | 0 | 0
HV Generation Non-Intermittent | 0 | -1.4352 | -0.084993 | -0.33023 | -0.032112 | -0.0092568 | 0 | 0 | 0 |  |  | -0.27392 | -0.64249 | -0.05945 | -0.23098 | -0.15973 | -0.046043 | 0 | 0 | 0
HV Sub Generation Non-Intermittent | 0 | -1.4146 | -0.11968 | -0.46499 | 0 | 0 | 0 | 0 | 0 |  |  | -0.26999 | -0.63327 | -0.083711 | -0.32524 | 0 | 0 | 0 | 0 | 0
HV Sub Generation Intermittent | 0 | -0.19078 | -0.01614 | -0.056185 | 0 | 0 | 0 | 0 | 0 |  |  | -0.026245 | -0.085404 | -0.011289 | -0.0393 | 0 | 0 | 0 | 0 | 0
3302. Unit rate 2 p/kWh (elements)
Combine tables = x1 or x2 or x3 or x4 or x5
Data sources:
x1 = 3005. Unit rate 2 total p/kWh (taking account of standing charges) (in Unit rate 2 (taking account of standing charges)) — for Tariffs with Unit rate 2 p/kWh from Standard 2 kWh
x2 = 2904. Pay-as-you-go unit rate 2 (p/kWh) (in Pay-as-you-go unit rate 2 p/kWh) — for Tariffs with Unit rate 2 p/kWh from PAYG 2 kWh
x3 = 2904. Pay-as-you-go unit rate 2 (p/kWh) (in Pay-as-you-go unit rate 2 p/kWh) — for Tariffs with Unit rate 2 p/kWh from PAYG 2 kWh & customer
x4 = 2203. Service model asset p/kWh charge for unmetered tariffs — for Tariffs with Unit rate 2 p/kWh from PAYG 2 kWh & customer
x5 = 2711. Operating expenditure for unmetered customer assets (p/kWh) — for Tariffs with Unit rate 2 p/kWh from PAYG 2 kWh & customer
| GSPs | Assets 132kV | Assets 132kV/EHV | Assets EHV | Assets EHV/HV | Assets 132kV/HV | Assets HV | Assets HV/LV | Assets LV circuits | Assets LV customer | Assets HV customer | Transmission exit | Operating 132kV | Operating 132kV/EHV | Operating EHV | Operating EHV/HV | Operating 132kV/HV | Operating HV | Operating HV/LV | Operating LV circuits | Operating LV customer | Operating HV customer
Domestic Unrestricted
Domestic Two Rate | 0 | 0.066129 | 0.006119 | 0.011897 | 0.0020567 | 0.0011848 | 0.011651 | 0.00082204 | 0 |  |  | 0.0022505 | 0.029603 | 0.0027392 | 0.0053258 | 0.0036828 | 0.0021215 | 0.020863 | 0.0073599 | 0
Domestic Off Peak (related MPAN)
Small Non Domestic Unrestricted
Small Non Domestic Two Rate | 0 | 0.073784 | 0.0068273 | 0.014021 | 0.0024239 | 0.0013219 | 0.013731 | 0.00096881 | 0 |  |  | 0.0028082 | 0.03303 | 0.0030563 | 0.0062766 | 0.0043403 | 0.0023671 | 0.024587 | 0.0086739 | 0
Small Non Domestic Off Peak (related MPAN)
LV Medium Non-Domestic | 0 | 0.057717 | 0.0053406 | 0.0094335 | 0.0016308 | 0.001034 | 0.0092385 | 0.00065183 | 0 |  |  | 0.0015865 | 0.025837 | 0.0023908 | 0.004223 | 0.0029202 | 0.0018516 | 0.016543 | 0.0058359 | 0
LV Sub Medium Non-Domestic | 0 | 0.040303 | 0.0037293 | 0.0065873 | 0.0011388 | 0.00072206 | 0.0064511 | 0 | 0 |  |  | 0.0011078 | 0.018042 | 0.0016694 | 0.0029489 | 0.0020392 | 0.001293 | 0.011552 | 0 | 0
HV Medium Non-Domestic | 0 | 0.053709 | 0.0033836 | 0.0049027 | 0 | 0 | 0 | 0 | 0 |  |  | 0.0016647 | 0.024043 | 0.0023667 | 0.0034293 | 0 | 0 | 0 | 0 | 0
LV HH Metered | 0 | 0.19416 | 0.017966 | 0.060108 | 0.010391 | 0.0034786 | 0.047092 | 0 | 0 |  |  | 0.016618 | 0.086918 | 0.0080426 | 0.026908 | 0.018607 | 0.0062289 | 0.084325 | 0 | 0
LV Sub HH Metered | 0 | 0.21565 | 0.019955 | 0.066762 | 0.011541 | 0.0038636 | 0 | 0 | 0 |  |  | 0.018457 | 0.09654 | 0.0089329 | 0.029887 | 0.020667 | 0.0069184 | 0 | 0 | 0
HV HH Metered | 0 | 0.16239 | 0.01023 | 0.027382 | 0 | 0 | 0 | 0 | 0 |  |  | 0.014786 | 0.072695 | 0.0071558 | 0.019153 | 0 | 0 | 0 | 0 | 0
HV Sub HH Metered | 0 | 0.1552 | 0.01313 | 0 | 0 | 0 | 0 | 0 | 0 |  |  | 0.013284 | 0.069479 | 0.0091842 | 0 | 0 | 0 | 0 | 0 | 0
NHH UMS
LV UMS (Pseudo HH Metered) | 0 | 0.37779 | 0.034957 | 0.11696 | 0.020219 | 0.0067685 | 0.11454 | 0.0080813 | 0.017332 | 0 |  | 0.032334 | 0.16912 | 0.015649 | 0.052357 | 0.036205 | 0.01212 | 0.2051 | 0.072353 | 0.15517 | 0.70579
LV Generation NHH
LV Sub Generation NHH
LV Generation Intermittent
LV Generation Non-Intermittent | 0 | -0.16314 | -0.015095 | -0.050504 | -0.0087309 | -0.0029228 | -0.04946 | -0.0034897 | 0 |  |  | -0.013963 | -0.073031 | -0.0067576 | -0.022609 | -0.015634 | -0.0052336 | -0.088565 | -0.031244 | 0
LV Sub Generation Intermittent
LV Sub Generation Non-Intermittent | 0 | -0.1599 | -0.014796 | -0.049502 | -0.0085577 | -0.0028648 | -0.048479 | 0 | 0 |  |  | -0.013686 | -0.071582 | -0.0066235 | -0.02216 | -0.015324 | -0.0051298 | -0.086808 | 0 | 0
HV Generation Intermittent
HV Generation Non-Intermittent | 0 | -0.15746 | -0.0093249 | -0.031198 | -0.0030338 | -0.0010156 | 0 | 0 | 0 |  |  | -0.013477 | -0.07049 | -0.0065225 | -0.021822 | -0.01509 | -0.0050516 | 0 | 0 | 0
HV Sub Generation Non-Intermittent | 0 | -0.1552 | -0.01313 | -0.04393 | 0 | 0 | 0 | 0 | 0 |  |  | -0.013284 | -0.069479 | -0.0091842 | -0.030727 | 0 | 0 | 0 | 0 | 0
HV Sub Generation Intermittent
3303. Unit rate 3 p/kWh (elements)
Combine tables = x1 or x2 or x3 or x4 or x5
Data sources:
x1 = 3006. Unit rate 3 total p/kWh (taking account of standing charges) (in Unit rate 3 (taking account of standing charges)) — for Tariffs with Unit rate 3 p/kWh from Standard 3 kWh
x2 = 2905. Pay-as-you-go unit rate 3 (p/kWh) (in Pay-as-you-go unit rate 3 p/kWh) — for Tariffs with Unit rate 3 p/kWh from PAYG 3 kWh
x3 = 2905. Pay-as-you-go unit rate 3 (p/kWh) (in Pay-as-you-go unit rate 3 p/kWh) — for Tariffs with Unit rate 3 p/kWh from PAYG 3 kWh & customer
x4 = 2203. Service model asset p/kWh charge for unmetered tariffs — for Tariffs with Unit rate 3 p/kWh from PAYG 3 kWh & customer
x5 = 2711. Operating expenditure for unmetered customer assets (p/kWh) — for Tariffs with Unit rate 3 p/kWh from PAYG 3 kWh & customer
| GSPs | Assets 132kV | Assets 132kV/EHV | Assets EHV | Assets EHV/HV | Assets 132kV/HV | Assets HV | Assets HV/LV | Assets LV circuits | Assets LV customer | Assets HV customer | Transmission exit | Operating 132kV | Operating 132kV/EHV | Operating EHV | Operating EHV/HV | Operating 132kV/HV | Operating HV | Operating HV/LV | Operating LV circuits | Operating LV customer | Operating HV customer
Domestic Unrestricted
Domestic Two Rate
Domestic Off Peak (related MPAN)
Small Non Domestic Unrestricted
Small Non Domestic Two Rate
Small Non Domestic Off Peak (related MPAN)
LV Medium Non-Domestic
LV Sub Medium Non-Domestic
HV Medium Non-Domestic
LV HH Metered | 0 | 0.048692 | 0.0045055 | 0.0079104 | 0.0013675 | 0.00087236 | 0.0061975 | 0 | 0 |  |  | 0.0013193 | 0.021797 | 0.0020169 | 0.0035412 | 0.0024487 | 0.0015621 | 0.011097 | 0 | 0
LV Sub HH Metered | 0 | 0.054082 | 0.0050042 | 0.0087861 | 0.0015189 | 0.00096893 | 0 | 0 | 0 |  |  | 0.0014654 | 0.02421 | 0.0022402 | 0.0039332 | 0.0027198 | 0.001735 | 0 | 0 | 0
HV HH Metered | 0 | 0.040724 | 0.0025656 | 0.0036036 | 0 | 0 | 0 | 0 | 0 |  |  | 0.0011739 | 0.01823 | 0.0017946 | 0.0025206 | 0 | 0 | 0 | 0 | 0
HV Sub HH Metered | 0 | 0.038922 | 0.0032928 | 0 | 0 | 0 | 0 | 0 | 0 |  |  | 0.0010546 | 0.017424 | 0.0023032 | 0 | 0 | 0 | 0 | 0 | 0
NHH UMS
LV UMS (Pseudo HH Metered) | 0 | 0.094743 | 0.0087666 | 0.015392 | 0.0026609 | 0.0016974 | 0.015074 | 0.0010635 | 0.0022809 | 0 |  | 0.0025671 | 0.042413 | 0.0039245 | 0.0068903 | 0.0047647 | 0.0030394 | 0.026991 | 0.009522 | 0.020421 | 0.70579
LV Generation NHH
LV Sub Generation NHH
LV Generation Intermittent
LV Generation Non-Intermittent | 0 | -0.040912 | -0.0037856 | -0.0066466 | -0.001149 | -0.00073298 | -0.0065091 | -0.00045926 | 0 |  |  | -0.0011085 | -0.018315 | -0.0016947 | -0.0029754 | -0.0020575 | -0.0013125 | -0.011655 | -0.0041118 | 0
LV Sub Generation Intermittent
LV Sub Generation Non-Intermittent | 0 | -0.0401 | -0.0037105 | -0.0065147 | -0.0011262 | -0.00071844 | -0.00638 | 0 | 0 |  |  | -0.0010865 | -0.017951 | -0.001661 | -0.0029164 | -0.0020167 | -0.0012865 | -0.011424 | 0 | 0
HV Generation Intermittent
HV Generation Non-Intermittent | 0 | -0.039489 | -0.0023385 | -0.0041058 | -0.00039926 | -0.00025469 | 0 | 0 | 0 |  |  | -0.00107 | -0.017677 | -0.0016357 | -0.0028719 | -0.0019859 | -0.0012668 | 0 | 0 | 0
HV Sub Generation Non-Intermittent | 0 | -0.038922 | -0.0032928 | -0.0057813 | 0 | 0 | 0 | 0 | 0 |  |  | -0.0010546 | -0.017424 | -0.0023032 | -0.0040438 | 0 | 0 | 0 | 0 | 0
HV Sub Generation Intermittent
3304. Fixed charge p/MPAN/day (elements)
Combine tables = x1 or x2 or x3 or x4 or x5
Data sources:
x1 = 3106. Fixed charge from standing charges factors p/MPAN/day — for Tariffs with Fixed charge p/MPAN/day from Fixed from network & customer
x2 = 2206. Service model p/MPAN/day (in Replacement annuities for service models) — for Tariffs with Fixed charge p/MPAN/day from Customer
x3 = 2206. Service model p/MPAN/day (in Replacement annuities for service models) — for Tariffs with Fixed charge p/MPAN/day from Fixed from network & customer
x4 = 2710. Operating expenditure for customer assets p/MPAN/day total (in Operating expenditure for customer assets p/MPAN/day) — for Tariffs with Fixed charge p/MPAN/day from Customer
x5 = 2710. Operating expenditure for customer assets p/MPAN/day total (in Operating expenditure for customer assets p/MPAN/day) — for Tariffs with Fixed charge p/MPAN/day from Fixed from network & customer
| GSPs | Assets 132kV | Assets 132kV/EHV | Assets EHV | Assets EHV/HV | Assets 132kV/HV | Assets HV | Assets HV/LV | Assets LV circuits | Assets LV customer | Assets HV customer | Transmission exit | Operating 132kV | Operating 132kV/EHV | Operating EHV | Operating EHV/HV | Operating 132kV/HV | Operating HV | Operating HV/LV | Operating LV circuits | Operating LV customer | Operating HV customer
Domestic Unrestricted | 0 | 0 | 0 | 0 | 0 | 0 | 0 | 0 | 0.19709 | 0 | 0 | 0 | 0 | 0 | 0 | 0 | 0 | 0 | 0 | 1.7646 | 1.7631 | 0
Domestic Two Rate | 0 | 0 | 0 | 0 | 0 | 0 | 0 | 0 | 0.19709 | 0 | 0 | 0 | 0 | 0 | 0 | 0 | 0 | 0 | 0 | 1.7646 | 1.7631 | 0
Domestic Off Peak (related MPAN)
Small Non Domestic Unrestricted | 0 | 0 | 0 | 0 | 0 | 0 | 0 | 0 | 0.19709 | 0 | 0 | 0 | 0 | 0 | 0 | 0 | 0 | 0 | 0 | 1.7646 | 4.2087 | 0
Small Non Domestic Two Rate | 0 | 0 | 0 | 0 | 0 | 0 | 0 | 0 | 0.19709 | 0 | 0 | 0 | 0 | 0 | 0 | 0 | 0 | 0 | 0 | 1.7646 | 4.2087 | 0
Small Non Domestic Off Peak (related MPAN)
LV Medium Non-Domestic | 0 | 0 | 0 | 0 | 0 | 0 | 0 | 0 | 4.0087 | 0 | 0 | 0 | 0 | 0 | 0 | 0 | 0 | 0 | 0 | 35.8911 | 4.7933 | 0
LV Sub Medium Non-Domestic | 0 | 0 | 0 | 0 | 0 | 0 | 0 | 0 | 0 | 0 | 0 | 0 | 0 | 0 | 0 | 0 | 0 | 0 | 0 | 0 | 3.6543 | 0
HV Medium Non-Domestic | 0 | 4.9202 | 0 | 3.0765 | 1.4958 | 0.5289 | 6.1852 | 0 | 0 | 0 | 0 | 0 | 2.2026 | 0 | 2.1519 | 7.4402 | 2.6308 | 30.765 | 0 | 0 | 0 | 75.8154
LV HH Metered | [9 empty] | 0 | 0 | [9 empty] | 9.407 | 0
LV Sub HH Metered | [9 empty] | 0 | 0 | [9 empty] | 6.7979 | 0
HV HH Metered | [9 empty] | 0 | 0 | [9 empty] | 0 | 75.8154
HV Sub HH Metered | [9 empty] | 0 | 0 | [9 empty] | 0 | 75.8154
NHH UMS
LV UMS (Pseudo HH Metered)
LV Generation NHH | [9 empty] | 0 | 0 | [9 empty] | 0 | 0
LV Sub Generation NHH | [9 empty] | 0 | 0 | [9 empty] | 0 | 0
LV Generation Intermittent | [9 empty] | 0 | 0 | [9 empty] | 0 | 0
LV Generation Non-Intermittent | [9 empty] | 0 | 0 | [9 empty] | 0 | 0
LV Sub Generation Intermittent | [9 empty] | 0 | 0 | [9 empty] | 0 | 0
LV Sub Generation Non-Intermittent | [9 empty] | 0 | 0 | [9 empty] | 0 | 0
HV Generation Intermittent | [9 empty] | 0 | 0 | [9 empty] | 0 | 32.5868
HV Generation Non-Intermittent | [9 empty] | 0 | 0 | [9 empty] | 0 | 32.5868
HV Sub Generation Non-Intermittent | [9 empty] | 0 | 0 | [9 empty] | 0 | 32.5868
HV Sub Generation Intermittent | [9 empty] | 0 | 0 | [9 empty] | 0 | 32.5868
3305. Capacity charge p/kVA/day (elements)
Copy cells = x1
Data sources:
x1 = 3002. Capacity charge p/kVA/day — for Tariffs with Capacity charge p/kVA/day from Capacity
| GSPs | Assets 132kV | Assets 132kV/EHV | Assets EHV | Assets EHV/HV | Assets 132kV/HV | Assets HV | Assets HV/LV | Assets LV circuits | Assets LV customer | Assets HV customer | Transmission exit | Operating 132kV | Operating 132kV/EHV | Operating EHV | Operating EHV/HV | Operating 132kV/HV | Operating HV | Operating HV/LV | Operating LV circuits | Operating LV customer | Operating HV customer
Domestic Unrestricted
Domestic Two Rate
Domestic Off Peak (related MPAN)
Small Non Domestic Unrestricted
Small Non Domestic Two Rate
Small Non Domestic Off Peak (related MPAN)
LV Medium Non-Domestic
LV Sub Medium Non-Domestic
HV Medium Non-Domestic
LV HH Metered | 0 | 0 | 0 | 0 | 0 | 0 | 0.17103 | 0.060335 | 0.13798 |  |  | 0 | 0 | 0 | 0 | 0 | 0 | 0.30625 | 0.54019 | 1.2353
LV Sub HH Metered | 0 | 0 | 0 | 0 | 0 | 0 | 0.83817 | 0.059138 | 0 |  |  | 0 | 0 | 0 | 0 | 0 | 0 | 1.5009 | 0.52947 | 0
HV HH Metered | 0 | 0.23637 | 0 | 0.1478 | 0.07186 | 0.025409 | 0.29714 | 0 | 0 |  |  | 0 | 0.10581 | 0 | 0.10338 | 0.35743 | 0.12638 | 1.478 | 0 | 0
HV Sub HH Metered | 0 | 0 | 0 | 1.0405 | 0.10118 | 0 | 0 | 0 | 0 |  |  | 0 | 0 | 0 | 0.72783 | 0.50329 | 0 | 0 | 0 | 0
NHH UMS
LV UMS (Pseudo HH Metered)
LV Generation NHH
LV Sub Generation NHH
LV Generation Intermittent
LV Generation Non-Intermittent
LV Sub Generation Intermittent
LV Sub Generation Non-Intermittent
HV Generation Intermittent
HV Generation Non-Intermittent
HV Sub Generation Non-Intermittent
HV Sub Generation Intermittent
3306. Reactive power charge p/kVArh (elements)
Combine tables = x1 or x2
Data sources:
x1 = 3206. Pay-as-you-go reactive p/kVArh
x2 = 3202. Standard reactive p/kVArh
| GSPs | Assets 132kV | Assets 132kV/EHV | Assets EHV | Assets EHV/HV | Assets 132kV/HV | Assets HV | Assets HV/LV | Assets LV circuits | Assets LV customer | Assets HV customer | Transmission exit | Operating 132kV | Operating 132kV/EHV | Operating EHV | Operating EHV/HV | Operating 132kV/HV | Operating HV | Operating HV/LV | Operating LV circuits | Operating LV customer | Operating HV customer
Domestic Unrestricted
Domestic Two Rate
Domestic Off Peak (related MPAN)
Small Non Domestic Unrestricted
Small Non Domestic Two Rate
Small Non Domestic Off Peak (related MPAN)
LV Medium Non-Domestic
LV Sub Medium Non-Domestic
HV Medium Non-Domestic
LV HH Metered | 0 | 0.069928 | 0.0064705 | 0.022525 | 0.003894 | 0.0012528 | 0.017647 | 0 | 0 |  |  | 0.0096199 | 0.031304 | 0.0028966 | 0.010083 | 0.0069727 | 0.0022434 | 0.0316 | 0 | 0
LV Sub HH Metered | 0 | 0.068541 | 0.0063421 | 0.022078 | 0.0038167 | 0.001228 | 0 | 0 | 0 |  |  | 0.009429 | 0.030683 | 0.0028391 | 0.0098834 | 0.0068344 | 0.0021989 | 0 | 0 | 0
HV HH Metered | 0 | 0.054995 | 0.0034646 | 0.0096488 | 0 | 0 | 0 | 0 | 0 |  |  | 0.0080484 | 0.024619 | 0.0024234 | 0.006749 | 0 | 0 | 0 | 0 | 0
HV Sub HH Metered | 0 | 0.05531 | 0.0046792 | 0 | 0 | 0 | 0 | 0 | 0 |  |  | 0.0076089 | 0.02476 | 0.003273 | 0 | 0 | 0 | 0 | 0 | 0
NHH UMS
LV UMS (Pseudo HH Metered)
LV Generation NHH
LV Sub Generation NHH
LV Generation Intermittent | 0 | 0.05237 | 0.0069226 | 0.024099 | 0.004166 | 0.0031275 | 0.01652 | 0.0011656 | 0.0024998 |  |  | 0.0072044 | 0.023444 | 0.003099 | 0.010788 | 0.0074599 | 0.0056002 | 0.029582 | 0.010436 | 0.022381
LV Generation Non-Intermittent | 0 | 0.05237 | 0.0069226 | 0.024099 | 0.004166 | 0.0031275 | 0.01652 | 0.0011656 | 0.0024998 |  |  | 0.0072044 | 0.023444 | 0.003099 | 0.010788 | 0.0074599 | 0.0056002 | 0.029582 | 0.010436 | 0.022381
LV Sub Generation Intermittent | 0 | 0.051331 | 0.0067852 | 0.02362 | 0.0040834 | 0.0030655 | 0.016192 | 0.0011425 | 0 |  |  | 0.0070615 | 0.022979 | 0.0030375 | 0.010574 | 0.0073119 | 0.0054891 | 0.028995 | 0.010229 | 0
LV Sub Generation Non-Intermittent | 0 | 0.051331 | 0.0067852 | 0.02362 | 0.0040834 | 0.0030655 | 0.016192 | 0.0011425 | 0 |  |  | 0.0070615 | 0.022979 | 0.0030375 | 0.010574 | 0.0073119 | 0.0054891 | 0.028995 | 0.010229 | 0
HV Generation Intermittent | 0 | 0.050548 | 0.0042763 | 0.014886 | 0.0014476 | 0.0010867 | 0.0057404 | 0 | 0 |  |  | 0.0069538 | 0.022628 | 0.0029911 | 0.010413 | 0.0072003 | 0.0054054 | 0.028553 | 0 | 0
HV Generation Non-Intermittent | 0 | 0.050548 | 0.0042763 | 0.014886 | 0.0014476 | 0.0010867 | 0.0057404 | 0 | 0 |  |  | 0.0069538 | 0.022628 | 0.0029911 | 0.010413 | 0.0072003 | 0.0054054 | 0.028553 | 0 | 0
HV Sub Generation Non-Intermittent | 0 | 0.049823 | 0.004215 | 0.014673 | 0 | 0.011902 | 0 | 0 | 0 |  |  | 0.006854 | 0.022304 | 0.0029482 | 0.010263 | 0 | 0.0053279 | 0 | 0 | 0
HV Sub Generation Intermittent | 0 | 0.049823 | 0.004215 | 0.014673 | 0 | 0.011902 | 0 | 0 | 0 |  |  | 0.006854 | 0.022304 | 0.0029482 | 0.010263 | 0 | 0.0053279 | 0 | 0 | 0
3307. Summary of charges before revenue matching
Data sources:
x1 = 3301. Unit rate 1 p/kWh (elements)
x2 = 3302. Unit rate 2 p/kWh (elements)
x3 = 3303. Unit rate 3 p/kWh (elements)
x4 = 3304. Fixed charge p/MPAN/day (elements)
x5 = 3305. Capacity charge p/kVA/day (elements)
x6 = 3306. Reactive power charge p/kVArh (elements)
Kind: | Cell summation | Cell summation | Cell summation | Cell summation | Cell summation | Cell summation
Formula: | =SUM(x1) | =SUM(x2) | =SUM(x3) | =SUM(x4) | =SUM(x5) | =SUM(x6)
| Unit rate 1 p/kWh (total) | Unit rate 2 p/kWh (total) | Unit rate 3 p/kWh (total) | Fixed charge p/MPAN/day (total) | Capacity charge p/kVA/day (total) | Reactive power charge p/kVArh
Domestic Unrestricted | 1.4372 | 0 | 0 | 3.7248 | 0 | 0
Domestic Two Rate | 1.5592 | 0.17381 | 0 | 3.7248 | 0 | 0
Domestic Off Peak (related MPAN) | 0.16465 | 0 | 0 | 0 | 0 | 0
Small Non Domestic Unrestricted | 1.1551 | 0 | 0 | 6.1703 | 0 | 0
Small Non Domestic Two Rate | 1.4627 | 0.19822 | 0 | 6.1703 | 0 | 0
Small Non Domestic Off Peak (related MPAN) | 0.17514 | 0 | 0 | 0 | 0 | 0
LV Medium Non-Domestic | 1.3415 | 0.14623 | 0 | 44.6931 | 0 | 0
LV Sub Medium Non-Domestic | 0.87649 | 0.097583 | 0 | 3.6543 | 0 | 0
HV Medium Non-Domestic | 0.68273 | 0.093499 | 0 | 137.2125 | 0 | 0
LV HH Metered | 5.8442 | 0.58084 | 0.11333 | 9.407 | 2.4511 | 0.21644
LV Sub HH Metered | 4.9462 | 0.49918 | 0.10666 | 6.7979 | 2.9276 | 0.16387
HV HH Metered | 3.0943 | 0.31379 | 0.070613 | 75.8154 | 2.9495 | 0.10995
HV Sub HH Metered | 2.5213 | 0.26028 | 0.062997 | 75.8154 | 2.3728 | 0.095631
NHH UMS | 2.2781 | 0 | 0 | 0 | 0 | 0
LV UMS (Pseudo HH Metered) | 15.4313 | 2.1528 | 0.968 | 0 | 0 | 0
LV Generation NHH | -0.70041 | 0 | 0 | 0 | 0 | 0
LV Sub Generation NHH | -0.64297 | 0 | 0 | 0 | 0 | 0
LV Generation Intermittent | -0.70041 | 0 | 0 | 0 | 0 | 0.23086
LV Generation Non-Intermittent | -5.5703 | -0.55038 | -0.10343 | 0 | 0 | 0.23086
LV Sub Generation Intermittent | -0.64297 | 0 | 0 | 0 | 0 | 0.2019
LV Sub Generation Non-Intermittent | -5.0995 | -0.50541 | -0.096893 | 0 | 0 | 0.2019
HV Generation Intermittent | -0.42476 | 0 | 0 | 32.5868 | 0 | 0.16213
HV Generation Non-Intermittent | -3.3044 | -0.33449 | -0.073095 | 32.5868 | 0 | 0.16213
HV Sub Generation Non-Intermittent | -3.3115 | -0.33494 | -0.072822 | 32.5868 | 0 | 0.12831
HV Sub Generation Intermittent | -0.42534 | 0 | 0 | 32.5868 | 0 | 0.12831

## Revenue
CDCM model 100: Revenue shortfall or surplus |  | WPD South Wales | 2012/13 | model version 2441 April 2012 Price Change
3401. Net revenues by tariff before matching (£/year)
Cell-by-cell calculation =0.01*x1*(x2*x3+x4*x5)+10*(x6*x7+x8*x9+x10*x11+x12*x13)
Data sources:
x1 = 1010. Days in the charging period (in Financial and general assumptions)
x2 = 3307. Fixed charge p/MPAN/day (total) (in Summary of charges before revenue matching)
x3 = 2305. MPANs (in Equivalent volume for each end user)
x4 = 3307. Capacity charge p/kVA/day (total) (in Summary of charges before revenue matching)
x5 = 2305. Import capacity (kVA) (in Equivalent volume for each end user)
x6 = 3307. Unit rate 1 p/kWh (total) (in Summary of charges before revenue matching)
x7 = 2305. Rate 1 units (MWh) (in Equivalent volume for each end user)
x8 = 3307. Unit rate 2 p/kWh (total) (in Summary of charges before revenue matching)
x9 = 2305. Rate 2 units (MWh) (in Equivalent volume for each end user)
x10 = 3307. Unit rate 3 p/kWh (total) (in Summary of charges before revenue matching)
x11 = 2305. Rate 3 units (MWh) (in Equivalent volume for each end user)
x12 = 3307. Reactive power charge p/kVArh (in Summary of charges before revenue matching)
x13 = 2305. Reactive power units (MVArh) (in Equivalent volume for each end user)
Net revenues
Domestic Unrestricted | 61163754.9997
Domestic Two Rate | 4478939.9362
Domestic Off Peak (related MPAN) | 8517.8048
Small Non Domestic Unrestricted | 11465697.7122
Small Non Domestic Two Rate | 3400972.6126
Small Non Domestic Off Peak (related MPAN) | 5287.4126
LV Medium Non-Domestic | 6315500.2917
LV Sub Medium Non-Domestic | 0
HV Medium Non-Domestic | 11993.2332
LV HH Metered | 16268548.0109
LV Sub HH Metered | 12286.7386
HV HH Metered | 17270485.336
HV Sub HH Metered | 0
NHH UMS | 371365.4754
LV UMS (Pseudo HH Metered) | 3204938.8306
LV Generation NHH | -5360.6587
LV Sub Generation NHH | 0
LV Generation Intermittent | -6179.1835
LV Generation Non-Intermittent | -8925.347
LV Sub Generation Intermittent | 0
LV Sub Generation Non-Intermittent | -7525.4078
HV Generation Intermittent | -68798.7641
HV Generation Non-Intermittent | -408857.9568
HV Sub Generation Non-Intermittent | 0
HV Sub Generation Intermittent | 0
3402. Allowed revenue (£/year)
Cell-by-cell calculation =x1+x2+x3
Data sources:
x1 = 1076. Allowed revenue (£/year) (in Target revenue)
x2 = 1076. Pass-through charges (£/year) (in Target revenue)
x3 = 1076. Adjustment for previous year's under (over) recovery (£/year) (in Target revenue)
Allowed revenue (£/year)
Allowed revenue (£/year) | 234463680
3403. Revenue surplus or shortfall
Data sources:
x1 = 3401. Net revenues by tariff before matching (£/year)
x2 = 3402. Allowed revenue (£/year)
x3 = 1076. Revenue raised outside this model (£/year) (in Target revenue)
x4 = Total net revenues before matching (£/year) (in Revenue surplus or shortfall)
Kind: | Cell summation | Cell-by-cell calculation
Formula: | =SUM(x1) | =x2-x3-x4
| Total net revenues before matching (£/year) | Revenue shortfall (surplus) £/year
Revenue surplus or shortfall | 123472641.0765 | 95385624.6804

## Scaler
CDCM model 100: Revenue matching |  | WPD South Wales |  | 2012/13 |  | model version 2441 April 2012 Price Change
This sheet modifies tariffs so that the total expected net revenues matches the target.
3501. Factor to scale to £1/kW at transmission exit level
Cell-by-cell calculation =IF(x1,1/x1,0)
Data sources:
x1 = 2901. Unit cost at each level, £/kW/year (relative to system simultaneous maximum load)
Transmission exit
Factor to scale to £1/kW at transmission exit level | 0.4484
3502. Applicability factor for £1/kW scaler
Combine tables = x1 or x2
Data sources:
x1 = 3501. Factor to scale to £1/kW at transmission exit level
x2 = Zero for other levels
| GSPs | Assets 132kV | Assets 132kV/EHV | Assets EHV | Assets EHV/HV | Assets 132kV/HV | Assets HV | Assets HV/LV | Assets LV circuits | Assets LV customer | Assets HV customer | Transmission exit | Operating 132kV | Operating 132kV/EHV | Operating EHV | Operating EHV/HV | Operating 132kV/HV | Operating HV | Operating HV/LV | Operating LV circuits | Operating LV customer | Operating HV customer
Applicability factor for £1/kW scaler | 0 | 0 | 0 | 0 | 0 | 0 | 0 | 0 | 0 | 0 | 0 | 0.4484 | 0 | 0 | 0 | 0 | 0 | 0 | 0 | 0 | 0 | 0
3503. Scalable elements of tariff components
Data sources:
x1 = 3301. Unit rate 1 p/kWh (elements)
x2 = 3502. Applicability factor for £1/kW scaler
x3 = 3302. Unit rate 2 p/kWh (elements)
x4 = 3303. Unit rate 3 p/kWh (elements)
x5 = 3304. Fixed charge p/MPAN/day (elements)
x6 = 3305. Capacity charge p/kVA/day (elements)
x7 = 3306. Reactive power charge p/kVArh (elements)
Kind: | Sum-product calculation | Sum-product calculation | Sum-product calculation | Sum-product calculation | Sum-product calculation | Sum-product calculation
Formula: | =SUMPRODUCT(x1, x2) | =SUMPRODUCT(x3, x2) | =SUMPRODUCT(x4, x2) | =SUMPRODUCT(x5, x2) | =SUMPRODUCT(x6, x2) | =SUMPRODUCT(x7, x2)
| Unit rate 1 p/kWh scalable part | Unit rate 2 p/kWh scalable part | Unit rate 3 p/kWh scalable part | Fixed charge p/MPAN/day scalable part | Capacity charge p/kVA/day scalable part | Reactive power charge p/kVArh scalable part
Domestic Unrestricted | 0.025383 | 0 | 0 | 0 | 0 | 0
Domestic Two Rate | 0.02956 | 0.0010091 | 0 | 0 | 0 | 0
Domestic Off Peak (related MPAN) | 0.0012866 | 0 | 0 | 0 | 0 | 0
Small Non Domestic Unrestricted | 0.0204 | 0 | 0 | 0 | 0 | 0
Small Non Domestic Two Rate | 0.026211 | 0.0012592 | 0 | 0 | 0 | 0
Small Non Domestic Off Peak (related MPAN) | 0.0014219 | 0 | 0 | 0 | 0 | 0
LV Medium Non-Domestic | 0.024047 | 0.00071138 | 0 | 0 | 0 | 0
LV Sub Medium Non-Domestic | 0.016792 | 0.00049675 | 0 | 0 | 0 | 0
HV Medium Non-Domestic | 0.022676 | 0.00074644 | 0 | 0 | 0 | 0
LV HH Metered | 0.15145 | 0.0074513 | 0.00059158 | 0 | 0 | 0.0043135
LV Sub HH Metered | 0.16822 | 0.0082762 | 0.00065707 | 0 | 0 | 0.0042279
HV HH Metered | 0.13475 | 0.0066298 | 0.00052636 | 0 | 0 | 0.0036089
HV Sub HH Metered | 0.12106 | 0.0059563 | 0.00047289 | 0 | 0 | 0.0034118
NHH UMS | 0.024444 | 0 | 0 | 0 | 0 | 0
LV UMS (Pseudo HH Metered) | 0.29469 | 0.014499 | 0.0011511 | 0 | 0 | 0
LV Generation NHH | -0.01237 | 0 | 0 | 0 | 0 | 0
LV Sub Generation NHH | -0.012124 | 0 | 0 | 0 | 0 | 0
LV Generation Intermittent | -0.01237 | 0 | 0 | 0 | 0 | 0.0032304
LV Generation Non-Intermittent | -0.12725 | -0.0062608 | -0.00049706 | 0 | 0 | 0.0032304
LV Sub Generation Intermittent | -0.012124 | 0 | 0 | 0 | 0 | 0.0031663
LV Sub Generation Non-Intermittent | -0.12473 | -0.0061366 | -0.0004872 | 0 | 0 | 0.0031663
HV Generation Intermittent | -0.011939 | 0 | 0 | 0 | 0 | 0.003118
HV Generation Non-Intermittent | -0.12283 | -0.006043 | -0.00047977 | 0 | 0 | 0.003118
HV Sub Generation Non-Intermittent | -0.12106 | -0.0059563 | -0.00047289 | 0 | 0 | 0.0030733
HV Sub Generation Intermittent | -0.011768 | 0 | 0 | 0 | 0 | 0.0030733
3504. Marginal revenue effect of scaler
Data sources:
x1 = 2302. Load coefficient
x2 = 3503. Unit rate 1 p/kWh scalable part (in Scalable elements of tariff components)
x3 = 2305. Rate 1 units (MWh) (in Equivalent volume for each end user)
x4 = 3503. Unit rate 2 p/kWh scalable part (in Scalable elements of tariff components)
x5 = 2305. Rate 2 units (MWh) (in Equivalent volume for each end user)
x6 = 3503. Unit rate 3 p/kWh scalable part (in Scalable elements of tariff components)
x7 = 2305. Rate 3 units (MWh) (in Equivalent volume for each end user)
x8 = 3503. Fixed charge p/MPAN/day scalable part (in Scalable elements of tariff components)
x9 = 1010. Days in the charging period (in Financial and general assumptions)
x10 = 2305. MPANs (in Equivalent volume for each end user)
x11 = 3503. Capacity charge p/kVA/day scalable part (in Scalable elements of tariff components)
x12 = 2305. Import capacity (kVA) (in Equivalent volume for each end user)
x13 = 3503. Reactive power charge p/kVArh scalable part (in Scalable elements of tariff components)
x14 = 2305. Reactive power units (MVArh) (in Equivalent volume for each end user)
Kind: | Cell-by-cell calculation | Cell-by-cell calculation | Cell-by-cell calculation | Cell-by-cell calculation | Cell-by-cell calculation | Cell-by-cell calculation
Formula: | =IF(x1<0,0,x2*x3*10) | =IF(x1<0,0,x4*x5*10) | =IF(x1<0,0,x6*x7*10) | =x8*x9*x10/100 | =x11*x9*x12/100 | =IF(x1<0,0,x13*x14*10)
| Effect through Unit rate 1 p/kWh | Effect through Unit rate 2 p/kWh | Effect through Unit rate 3 p/kWh | Effect through Fixed charge p/MPAN/day | Effect through Capacity charge p/kVA/day | Effect through Reactive power charge p/kVArh
Domestic Unrestricted | 851904.6205 | 0 | 0 | 0 | 0 | 0
Domestic Two Rate | 61630.66 | 2235.8301 | 0 | 0 | 0 | 0
Domestic Off Peak (related MPAN) | 66.5591 | 0 | 0 | 0 | 0 | 0
Small Non Domestic Unrestricted | 177709.6786 | 0 | 0 | 0 | 0 | 0
Small Non Domestic Two Rate | 51923.2567 | 1307.3108 | 0 | 0 | 0 | 0
Small Non Domestic Off Peak (related MPAN) | 42.9258 | 0 | 0 | 0 | 0 | 0
LV Medium Non-Domestic | 96941.8102 | 792.4943 | 0 | 0 | 0 | 0
LV Sub Medium Non-Domestic | 0 | 0 | 0 | 0 | 0 | 0
HV Medium Non-Domestic | 174.9495 | 1.7175 | 0 | 0 | 0 | 0
LV HH Metered | 163846.5648 | 51014.4189 | 2997.6189 | 0 | 0 | 4975.484
LV Sub HH Metered | 84.3049 | 29.9949 | 1.7718 | 0 | 0 | 0.54389
HV HH Metered | 230288.6252 | 69021.3852 | 5111.8046 | 0 | 0 | 6828.5485
HV Sub HH Metered | 0 | 0 | 0 | 0 | 0 | 0
NHH UMS | 3984.6765 | 0 | 0 | 0 | 0 | 0
LV UMS (Pseudo HH Metered) | 27988.9713 | 4640.0034 | 1248.9806 | 0 | 0 | 0
LV Generation NHH | 0 | 0 | 0 | 0 | 0 | 0
LV Sub Generation NHH | 0 | 0 | 0 | 0 | 0 | 0
LV Generation Intermittent | 0 | 0 | 0 | 0 | 0 | 0
LV Generation Non-Intermittent | 0 | 0 | 0 | 0 | 0 | 0
LV Sub Generation Intermittent | 0 | 0 | 0 | 0 | 0 | 0
LV Sub Generation Non-Intermittent | 0 | 0 | 0 | 0 | 0 | 0
HV Generation Intermittent | 0 | 0 | 0 | 0 | 0 | 0
HV Generation Non-Intermittent | 0 | 0 | 0 | 0 | 0 | 0
HV Sub Generation Non-Intermittent | 0 | 0 | 0 | 0 | 0 | 0
HV Sub Generation Intermittent | 0 | 0 | 0 | 0 | 0 | 0
3505. Scaler value at which the minimum is breached
Data sources:
x1 = 3503. Unit rate 1 p/kWh scalable part (in Scalable elements of tariff components)
x2 = 3307. Unit rate 1 p/kWh (total) (in Summary of charges before revenue matching)
x3 = 3503. Unit rate 2 p/kWh scalable part (in Scalable elements of tariff components)
x4 = 3307. Unit rate 2 p/kWh (total) (in Summary of charges before revenue matching)
x5 = 3503. Unit rate 3 p/kWh scalable part (in Scalable elements of tariff components)
x6 = 3307. Unit rate 3 p/kWh (total) (in Summary of charges before revenue matching)
x7 = 3503. Fixed charge p/MPAN/day scalable part (in Scalable elements of tariff components)
x8 = 3307. Fixed charge p/MPAN/day (total) (in Summary of charges before revenue matching)
x9 = 3503. Capacity charge p/kVA/day scalable part (in Scalable elements of tariff components)
x10 = 3307. Capacity charge p/kVA/day (total) (in Summary of charges before revenue matching)
x11 = 3503. Reactive power charge p/kVArh scalable part (in Scalable elements of tariff components)
x12 = 3307. Reactive power charge p/kVArh (in Summary of charges before revenue matching)
Kind: | Cell-by-cell calculation | Cell-by-cell calculation | Cell-by-cell calculation | Cell-by-cell calculation | Cell-by-cell calculation | Cell-by-cell calculation
Formula: | =IF(x1,0-x2/x1,0) | =IF(x3,0-x4/x3,0) | =IF(x5,0-x6/x5,0) | =IF(x7,0-x8/x7,0) | =IF(x9,0-x10/x9,0) | =IF(x11,0-x12/x11,0)
| Scaler threshold for Unit rate 1 p/kWh | Scaler threshold for Unit rate 2 p/kWh | Scaler threshold for Unit rate 3 p/kWh | Scaler threshold for Fixed charge p/MPAN/day | Scaler threshold for Capacity charge p/kVA/day | Scaler threshold for Reactive power charge p/kVArh
Domestic Unrestricted | -56.622 |  |  | 0
Domestic Two Rate | -52.7486 | -172.2383 |  | 0
Domestic Off Peak (related MPAN) | -127.9736
Small Non Domestic Unrestricted | -56.622 |  |  | 0
Small Non Domestic Two Rate | -55.8048 | -157.4191 |  | 0
Small Non Domestic Off Peak (related MPAN) | -123.1757
LV Medium Non-Domestic | -55.7874 | -205.5631 |  | 0
LV Sub Medium Non-Domestic | -52.1974 | -196.4432 |  | 0
HV Medium Non-Domestic | -30.108 | -125.2599 |  | 0
LV HH Metered | -38.5882 | -77.9515 | -191.5672 | 0 | 0 | -50.1765
LV Sub HH Metered | -29.4036 | -60.3148 | -162.3322 | 0 | 0 | -38.7596
HV HH Metered | -22.9624 | -47.3303 | -134.1527 | 0 | 0 | -30.4659
HV Sub HH Metered | -20.826 | -43.6984 | -133.2169 | 0 | 0 | -28.0295
NHH UMS | -93.1984
LV UMS (Pseudo HH Metered) | -52.3646 | -148.4867 | -840.9484
LV Generation NHH | -56.622 |  |  | 0
LV Sub Generation NHH | -53.0307 |  |  | 0
LV Generation Intermittent | -56.622 |  |  | 0 |  | -71.4654
LV Generation Non-Intermittent | -43.7734 | -87.9084 | -208.0721 | 0 |  | -71.4654
LV Sub Generation Intermittent | -53.0307 |  |  | 0 |  | -63.7634
LV Sub Generation Non-Intermittent | -40.8843 | -82.3607 | -198.876 | 0 |  | -63.7634
HV Generation Intermittent | -35.576 |  |  | 0 |  | -51.9972
HV Generation Non-Intermittent | -26.9032 | -55.3515 | -152.3534 | 0 |  | -51.9972
HV Sub Generation Non-Intermittent | -27.3533 | -56.2325 | -153.9938 | 0 |  | -41.7495
HV Sub Generation Intermittent | -36.1433 |  |  | 0 |  | -41.7495
3506. Root if there were no constraints
Special calculation Special calculation
Data sources:
Root if there were no constraints
Root if there were no constraints | 52.5021
3507. Starting point
Special calculation Special calculation
Data sources:
Starting point
Starting point | -840.9484
3508. Solve a simple linear programming problem
Data sources:
x1 = 3507. Starting point
x2 = 3505. Scaler threshold for Unit rate 1 p/kWh (in Scaler value at which the minimum is breached)
x3 = 3504. Effect through Unit rate 1 p/kWh (in Marginal revenue effect of scaler)
x4 = Location (in Solve a simple linear programming problem)
x5 = Kink (in Solve a simple linear programming problem)
x6 = Ranking before tie break (in Solve a simple linear programming problem)
x7 = Counter (in Solve a simple linear programming problem)
x8 = Tie breaker (in Solve a simple linear programming problem)
x9 = Ranking (in Solve a simple linear programming problem)
x10 = Kink reordering (in Solve a simple linear programming problem)
x11 = Starting slopes (in Solve a simple linear programming problem)
x12 = New slope (in Solve a simple linear programming problem)
x13 = Location (ordered) (in Solve a simple linear programming problem)
x14 = Starting values (in Solve a simple linear programming problem)
x15 = 3403. Revenue shortfall (surplus) £/year (in Revenue surplus or shortfall)
x16 = 3506. Root if there were no constraints
x17 = Value (in Solve a simple linear programming problem)
Kind: | Special calculation | Special calculation | Special calculation | Special calculation | Special calculation | Fixed data | Cell-by-cell calculation | Special calculation | Special calculation | Special calculation | Special calculation | Special calculation | Special calculation
Formula: | Special calculation | Special calculation | Special calculation | Special calculation | Special calculation |  | =x6*150+x7 | Special calculation | Special calculation | Special calculation | Special calculation | Special calculation | Special calculation
| Location | Kink | Starting slopes | Starting values | Ranking before tie break | Counter | Tie breaker | Ranking | Kink reordering | Location (ordered) | New slope | Value | Root
Starting point | -840.9484 |  |  |  |  | 0 | 0 |  |  | -840.9484 | 0 | -190166727.3855 | 52.5021
Kink 1 | -56.622 | 851904.6205 | 0 | -48236547.1459 | 27 | 1 | 4051 | 27 | 65 | -840.9484 | 1248.9806 | -190166727.3855
Kink 2 | -52.7486 | 61630.66 | 0 | -3250932.7336 | 37 | 2 | 5552 | 37 | 69 | -208.0721 | 1248.9806 | -189376277.174
Kink 3 | -127.9736 | 66.5591 | 0 | -8517.8048 | 15 | 3 | 2253 | 15 | 32 | -205.5631 | 2041.4748 | -189373143.5054
Kink 4 | -56.622 | 177709.6786 | 0 | -10062278.2015 | 27 | 4 | 4054 | 28 | 71 | -198.876 | 2041.4748 | -189359491.8728
Kink 5 | -55.8048 | 51923.2567 | 0 | -2897565.0952 | 32 | 5 | 4805 | 32 | 33 | -196.4432 | 2041.4748 | -189354525.3636
Kink 6 | -123.1757 | 42.9258 | 0 | -5287.4126 | 17 | 6 | 2556 | 17 | 60 | -191.5672 | 5039.0937 | -189344571.2184
Kink 7 | -55.7874 | 96941.8102 | 0 | -5408128.0906 | 33 | 7 | 4957 | 33 | 27 | -172.2383 | 7274.9238 | -189247171.0201
Kink 8 | -52.1974 | 0 | 0 | 0 | 39 | 8 | 5858 | 39 | 61 | -162.3322 | 7276.6956 | -189175104.6239
Kink 9 | -30.108 | 174.9495 | 0 | -5267.3702 | 54 | 9 | 8109 | 54 | 30 | -157.4191 | 8584.0064 | -189139353.8048
Kink 10 | -38.5882 | 163846.5648 | 0 | -6322542.9147 | 50 | 10 | 7510 | 50 | 74 | -153.9938 | 8584.0064 | -189109950.5888
Kink 11 | -29.4036 | 84.3049 | 0 | -2478.8638 | 55 | 11 | 8261 | 55 | 73 | -152.3534 | 8584.0064 | -189095870.0551
Kink 12 | -22.9624 | 230288.6252 | 0 | -5287971.9109 | 59 | 12 | 8862 | 59 | 40 | -148.4867 | 13224.0098 | -189062677.8946
Kink 13 | -20.826 | 0 | 0 | 0 | 60 | 13 | 9013 | 60 | 62 | -134.1527 | 18335.8144 | -188873124.5719
Kink 14 | -93.1984 | 3984.6765 | 0 | -371365.4754 | 18 | 14 | 2714 | 18 | 63 | -133.2169 | 18335.8144 | -188855967.2244
Kink 15 | -52.3646 | 27988.9713 | 0 | -1465631.8695 | 38 | 15 | 5715 | 38 | 3 | -127.9736 | 18402.3735 | -188759826.2009
Kink 16 | -56.622 | 0 | 0 | 0 | 29 | 16 | 4366 | 29 | 34 | -125.2599 | 18404.091 | -188709887.7611
Kink 17 | -53.0307 | 0 | 0 | 0 | 35 | 17 | 5267 | 35 | 6 | -123.1757 | 18447.0168 | -188671529.3028
Kink 18 | -56.622 | 0 | 0 | 0 | 29 | 18 | 4368 | 30 | 14 | -93.1984 | 22431.6933 | -188118538.3598
Kink 19 | -43.7734 | 0 | 0 | 0 | 44 | 19 | 6619 | 44 | 44 | -87.9084 | 22431.6933 | -187999875.7052
Kink 20 | -53.0307 | 0 | 0 | 0 | 35 | 20 | 5270 | 36 | 46 | -82.3607 | 22431.6933 | -187875429.8743
Kink 21 | -40.8843 | 0 | 0 | 0 | 48 | 21 | 7221 | 48 | 35 | -77.9515 | 73446.1122 | -187776524.6108
Kink 22 | -35.576 | 0 | 0 | 0 | 52 | 22 | 7822 | 52 | 143 | -71.4654 | 73446.1122 | -187300148.7493
Kink 23 | -26.9032 | 0 | 0 | 0 | 58 | 23 | 8723 | 58 | 144 | -71.4654 | 73446.1122 | -187300148.7493
Kink 24 | -27.3533 | 0 | 0 | 0 | 57 | 24 | 8574 | 57 | 145 | -63.7634 | 73446.1122 | -186734460.5428
Kink 25 | -36.1433 | 0 | 0 | 0 | 51 | 25 | 7675 | 51 | 146 | -63.7634 | 73446.1122 | -186734460.5428
Kink 26 | 0 | 0 | 0 | 0 | 61 | 26 | 9176 | 61 | 36 | -60.3148 | 73476.1071 | -186481177.5345
Kink 27 | -172.2383 | 2235.8301 | 0 | -385095.575 | 7 | 27 | 1077 | 7 | 1 | -56.622 | 925380.7276 | -186209845.1772
Kink 28 | 0 | 0 | 0 | 0 | 61 | 28 | 9178 | 62 | 4 | -56.622 | 1103090.4062 | -186209845.1772
Kink 29 | 0 | 0 | 0 | 0 | 61 | 29 | 9179 | 63 | 16 | -56.622 | 1103090.4062 | -186209845.1772
Kink 30 | -157.4191 | 1307.3108 | 0 | -205795.6976 | 9 | 30 | 1380 | 9 | 18 | -56.622 | 1103090.4062 | -186209845.1772
Kink 31 | 0 | 0 | 0 | 0 | 61 | 31 | 9181 | 64 | 49 | -56.2325 | 1103090.4062 | -185780168.0166
Kink 32 | -205.5631 | 792.4943 | 0 | -162907.5911 | 3 | 32 | 482 | 3 | 5 | -55.8048 | 1155013.6629 | -185308355.3205
Kink 33 | -196.4432 | 0 | 0 | 0 | 5 | 33 | 783 | 5 | 7 | -55.7874 | 1251955.4731 | -185288258.3723
Kink 34 | -125.2599 | 1.7175 | 0 | -215.1322 | 16 | 34 | 2434 | 16 | 48 | -55.3515 | 1251955.4731 | -184742580.2173
Kink 35 | -77.9515 | 51014.4189 | 0 | -3976650.5719 | 21 | 35 | 3185 | 21 | 17 | -53.0307 | 1251955.4731 | -181837062.1551
Kink 36 | -60.3148 | 29.9949 | 0 | -1809.137 | 26 | 36 | 3936 | 26 | 20 | -53.0307 | 1251955.4731 | -181837062.1551
Kink 37 | -47.3303 | 69021.3852 | 0 | -3266800.663 | 43 | 37 | 6487 | 43 | 2 | -52.7486 | 1313586.1331 | -181483895.2359
Kink 38 | -43.6984 | 0 | 0 | 0 | 45 | 38 | 6788 | 45 | 15 | -52.3646 | 1341575.1044 | -180979469.1516
Kink 39 | 0 | 0 | 0 | 0 | 61 | 39 | 9189 | 65 | 8 | -52.1974 | 1341575.1044 | -180755193.4931
Kink 40 | -148.4867 | 4640.0034 | 0 | -688978.7449 | 12 | 40 | 1840 | 12 | 147 | -51.9972 | 1341575.1044 | -180486512.292
Kink 41 | 0 | 0 | 0 | 0 | 61 | 41 | 9191 | 66 | 148 | -51.9972 | 1341575.1044 | -180486512.292
Kink 42 | 0 | 0 | 0 | 0 | 61 | 42 | 9192 | 67 | 135 | -50.1765 | 1346550.5885 | -178043928.0916
Kink 43 | 0 | 0 | 0 | 0 | 61 | 43 | 9193 | 68 | 37 | -47.3303 | 1415571.9737 | -174211345.5145
Kink 44 | -87.9084 | 0 | 0 | 0 | 19 | 44 | 2894 | 19 | 19 | -43.7734 | 1415571.9737 | -169176412.0822
Kink 45 | 0 | 0 | 0 | 0 | 61 | 45 | 9195 | 69 | 38 | -43.6984 | 1415571.9737 | -169070171.9922
Kink 46 | -82.3607 | 0 | 0 | 0 | 20 | 46 | 3046 | 20 | 149 | -41.7495 | 1415571.9737 | -166311305.4567
Kink 47 | 0 | 0 | 0 | 0 | 61 | 47 | 9197 | 70 | 150 | -41.7495 | 1415571.9737 | -166311305.4567
Kink 48 | -55.3515 | 0 | 0 | 0 | 34 | 48 | 5148 | 34 | 21 | -40.8843 | 1415571.9737 | -165086684.3712
Kink 49 | -56.2325 | 0 | 0 | 0 | 31 | 49 | 4699 | 31 | 136 | -38.7596 | 1415572.5176 | -162078910.0796
Kink 50 | 0 | 0 | 0 | 0 | 61 | 50 | 9200 | 71 | 10 | -38.5882 | 1579419.0825 | -161836309.4434
Kink 51 | 0 | 0 | 0 | 0 | 61 | 51 | 9201 | 72 | 25 | -36.1433 | 1579419.0825 | -157974803.0605
Kink 52 | 0 | 0 | 0 | 0 | 61 | 52 | 9202 | 73 | 22 | -35.576 | 1579419.0825 | -157078843.7555
Kink 53 | 0 | 0 | 0 | 0 | 61 | 53 | 9203 | 74 | 137 | -30.4659 | 1586247.631 | -149007780.3154
Kink 54 | 0 | 0 | 0 | 0 | 61 | 54 | 9204 | 75 | 9 | -30.108 | 1586422.5804 | -148440009.0035
Kink 55 | 0 | 0 | 0 | 0 | 61 | 55 | 9205 | 76 | 11 | -29.4036 | 1586506.8853 | -147322558.3503
Kink 56 | 0 | 0 | 0 | 0 | 61 | 56 | 9206 | 77 | 138 | -28.0295 | 1586506.8853 | -145142600.1388
Kink 57 | 0 | 0 | 0 | 0 | 61 | 57 | 9207 | 78 | 24 | -27.3533 | 1586506.8853 | -144069873.3864
Kink 58 | 0 | 0 | 0 | 0 | 61 | 58 | 9208 | 79 | 23 | -26.9032 | 1586506.8853 | -143355766.3119
Kink 59 | 0 | 0 | 0 | 0 | 61 | 59 | 9209 | 80 | 12 | -22.9624 | 1816795.5105 | -137103549.8285
Kink 60 | -191.5672 | 2997.6189 | 0 | -574245.4926 | 6 | 60 | 960 | 6 | 13 | -20.826 | 1816795.5105 | -133222209.5626
Kink 61 | -162.3322 | 1.7718 | 0 | -287.619 | 8 | 61 | 1261 | 8 | 26 | 0 | 1816795.5105 | -95385624.6804
Kink 62 | -134.1527 | 5111.8046 | 0 | -685762.1959 | 13 | 62 | 2012 | 13 | 28 | 0 | 1816795.5105 | -95385624.6804
Kink 63 | -133.2169 | 0 | 0 | 0 | 14 | 63 | 2163 | 14 | 29 | 0 | 1816795.5105 | -95385624.6804
Kink 64 | 0 | 0 | 0 | 0 | 61 | 64 | 9214 | 81 | 31 | 0 | 1816795.5105 | -95385624.6804
Kink 65 | -840.9484 | 1248.9806 | 0 | -1050328.2162 | 1 | 65 | 215 | 1 | 39 | 0 | 1816795.5105 | -95385624.6804
Kink 66 | 0 | 0 | 0 | 0 | 61 | 66 | 9216 | 82 | 41 | 0 | 1816795.5105 | -95385624.6804
Kink 67 | 0 | 0 | 0 | 0 | 61 | 67 | 9217 | 83 | 42 | 0 | 1816795.5105 | -95385624.6804
Kink 68 | 0 | 0 | 0 | 0 | 61 | 68 | 9218 | 84 | 43 | 0 | 1816795.5105 | -95385624.6804
Kink 69 | -208.0721 | 0 | 0 | 0 | 2 | 69 | 369 | 2 | 45 | 0 | 1816795.5105 | -95385624.6804
Kink 70 | 0 | 0 | 0 | 0 | 61 | 70 | 9220 | 85 | 47 | 0 | 1816795.5105 | -95385624.6804
Kink 71 | -198.876 | 0 | 0 | 0 | 4 | 71 | 671 | 4 | 50 | 0 | 1816795.5105 | -95385624.6804
Kink 72 | 0 | 0 | 0 | 0 | 61 | 72 | 9222 | 86 | 51 | 0 | 1816795.5105 | -95385624.6804
Kink 73 | -152.3534 | 0 | 0 | 0 | 11 | 73 | 1723 | 11 | 52 | 0 | 1816795.5105 | -95385624.6804
Kink 74 | -153.9938 | 0 | 0 | 0 | 10 | 74 | 1574 | 10 | 53 | 0 | 1816795.5105 | -95385624.6804
Kink 75 | 0 | 0 | 0 | 0 | 61 | 75 | 9225 | 87 | 54 | 0 | 1816795.5105 | -95385624.6804
Kink 76 | 0 | 0 | 0 | 0 | 61 | 76 | 9226 | 88 | 55 | 0 | 1816795.5105 | -95385624.6804
Kink 77 | 0 | 0 | 0 | 0 | 61 | 77 | 9227 | 89 | 56 | 0 | 1816795.5105 | -95385624.6804
Kink 78 | 0 | 0 | 0 | 0 | 61 | 78 | 9228 | 90 | 57 | 0 | 1816795.5105 | -95385624.6804
Kink 79 | 0 | 0 | 0 | 0 | 61 | 79 | 9229 | 91 | 58 | 0 | 1816795.5105 | -95385624.6804
Kink 80 | 0 | 0 | 0 | 0 | 61 | 80 | 9230 | 92 | 59 | 0 | 1816795.5105 | -95385624.6804
Kink 81 | 0 | 0 | 0 | 0 | 61 | 81 | 9231 | 93 | 64 | 0 | 1816795.5105 | -95385624.6804
Kink 82 | 0 | 0 | 0 | 0 | 61 | 82 | 9232 | 94 | 66 | 0 | 1816795.5105 | -95385624.6804
Kink 83 | 0 | 0 | 0 | 0 | 61 | 83 | 9233 | 95 | 67 | 0 | 1816795.5105 | -95385624.6804
Kink 84 | 0 | 0 | 0 | 0 | 61 | 84 | 9234 | 96 | 68 | 0 | 1816795.5105 | -95385624.6804
Kink 85 | 0 | 0 | 0 | 0 | 61 | 85 | 9235 | 97 | 70 | 0 | 1816795.5105 | -95385624.6804
Kink 86 | 0 | 0 | 0 | 0 | 61 | 86 | 9236 | 98 | 72 | 0 | 1816795.5105 | -95385624.6804
Kink 87 | 0 | 0 | 0 | 0 | 61 | 87 | 9237 | 99 | 75 | 0 | 1816795.5105 | -95385624.6804
Kink 88 | 0 | 0 | 0 | 0 | 61 | 88 | 9238 | 100 | 76 | 0 | 1816795.5105 | -95385624.6804
Kink 89 | 0 | 0 | 0 | 0 | 61 | 89 | 9239 | 101 | 77 | 0 | 1816795.5105 | -95385624.6804
Kink 90 | 0 | 0 | 0 | 0 | 61 | 90 | 9240 | 102 | 78 | 0 | 1816795.5105 | -95385624.6804
Kink 91 | 0 | 0 | 0 | 0 | 61 | 91 | 9241 | 103 | 79 | 0 | 1816795.5105 | -95385624.6804
Kink 92 | 0 | 0 | 0 | 0 | 61 | 92 | 9242 | 104 | 80 | 0 | 1816795.5105 | -95385624.6804
Kink 93 | 0 | 0 | 0 | 0 | 61 | 93 | 9243 | 105 | 81 | 0 | 1816795.5105 | -95385624.6804
Kink 94 | 0 | 0 | 0 | 0 | 61 | 94 | 9244 | 106 | 82 | 0 | 1816795.5105 | -95385624.6804
Kink 95 | 0 | 0 | 0 | 0 | 61 | 95 | 9245 | 107 | 83 | 0 | 1816795.5105 | -95385624.6804
Kink 96 | 0 | 0 | 0 | 0 | 61 | 96 | 9246 | 108 | 84 | 0 | 1816795.5105 | -95385624.6804
Kink 97 | 0 | 0 | 0 | 0 | 61 | 97 | 9247 | 109 | 85 | 0 | 1816795.5105 | -95385624.6804
Kink 98 | 0 | 0 | 0 | 0 | 61 | 98 | 9248 | 110 | 86 | 0 | 1816795.5105 | -95385624.6804
Kink 99 | 0 | 0 | 0 | 0 | 61 | 99 | 9249 | 111 | 87 | 0 | 1816795.5105 | -95385624.6804
Kink 100 | 0 | 0 | 0 | 0 | 61 | 100 | 9250 | 112 | 88 | 0 | 1816795.5105 | -95385624.6804
Kink 101 | 0 | 0 | 0 | 0 | 61 | 101 | 9251 | 113 | 89 | 0 | 1816795.5105 | -95385624.6804
Kink 102 | 0 | 0 | 0 | 0 | 61 | 102 | 9252 | 114 | 90 | 0 | 1816795.5105 | -95385624.6804
Kink 103 | 0 | 0 | 0 | 0 | 61 | 103 | 9253 | 115 | 91 | 0 | 1816795.5105 | -95385624.6804
Kink 104 | 0 | 0 | 0 | 0 | 61 | 104 | 9254 | 116 | 92 | 0 | 1816795.5105 | -95385624.6804
Kink 105 | 0 | 0 | 0 | 0 | 61 | 105 | 9255 | 117 | 93 | 0 | 1816795.5105 | -95385624.6804
Kink 106 | 0 | 0 | 0 | 0 | 61 | 106 | 9256 | 118 | 94 | 0 | 1816795.5105 | -95385624.6804
Kink 107 | 0 | 0 | 0 | 0 | 61 | 107 | 9257 | 119 | 95 | 0 | 1816795.5105 | -95385624.6804
Kink 108 | 0 | 0 | 0 | 0 | 61 | 108 | 9258 | 120 | 96 | 0 | 1816795.5105 | -95385624.6804
Kink 109 | 0 | 0 | 0 | 0 | 61 | 109 | 9259 | 121 | 97 | 0 | 1816795.5105 | -95385624.6804
Kink 110 | 0 | 0 | 0 | 0 | 61 | 110 | 9260 | 122 | 98 | 0 | 1816795.5105 | -95385624.6804
Kink 111 | 0 | 0 | 0 | 0 | 61 | 111 | 9261 | 123 | 99 | 0 | 1816795.5105 | -95385624.6804
Kink 112 | 0 | 0 | 0 | 0 | 61 | 112 | 9262 | 124 | 100 | 0 | 1816795.5105 | -95385624.6804
Kink 113 | 0 | 0 | 0 | 0 | 61 | 113 | 9263 | 125 | 101 | 0 | 1816795.5105 | -95385624.6804
Kink 114 | 0 | 0 | 0 | 0 | 61 | 114 | 9264 | 126 | 102 | 0 | 1816795.5105 | -95385624.6804
Kink 115 | 0 | 0 | 0 | 0 | 61 | 115 | 9265 | 127 | 103 | 0 | 1816795.5105 | -95385624.6804
Kink 116 | 0 | 0 | 0 | 0 | 61 | 116 | 9266 | 128 | 104 | 0 | 1816795.5105 | -95385624.6804
Kink 117 | 0 | 0 | 0 | 0 | 61 | 117 | 9267 | 129 | 105 | 0 | 1816795.5105 | -95385624.6804
Kink 118 | 0 | 0 | 0 | 0 | 61 | 118 | 9268 | 130 | 106 | 0 | 1816795.5105 | -95385624.6804
Kink 119 | 0 | 0 | 0 | 0 | 61 | 119 | 9269 | 131 | 107 | 0 | 1816795.5105 | -95385624.6804
Kink 120 | 0 | 0 | 0 | 0 | 61 | 120 | 9270 | 132 | 108 | 0 | 1816795.5105 | -95385624.6804
Kink 121 | 0 | 0 | 0 | 0 | 61 | 121 | 9271 | 133 | 109 | 0 | 1816795.5105 | -95385624.6804
Kink 122 | 0 | 0 | 0 | 0 | 61 | 122 | 9272 | 134 | 110 | 0 | 1816795.5105 | -95385624.6804
Kink 123 | 0 | 0 | 0 | 0 | 61 | 123 | 9273 | 135 | 111 | 0 | 1816795.5105 | -95385624.6804
Kink 124 | 0 | 0 | 0 | 0 | 61 | 124 | 9274 | 136 | 112 | 0 | 1816795.5105 | -95385624.6804
Kink 125 | 0 | 0 | 0 | 0 | 61 | 125 | 9275 | 137 | 113 | 0 | 1816795.5105 | -95385624.6804
Kink 126 | 0 | 0 | 0 | 0 | 61 | 126 | 9276 | 138 | 114 | 0 | 1816795.5105 | -95385624.6804
Kink 127 | 0 | 0 | 0 | 0 | 61 | 127 | 9277 | 139 | 115 | 0 | 1816795.5105 | -95385624.6804
Kink 128 | 0 | 0 | 0 | 0 | 61 | 128 | 9278 | 140 | 116 | 0 | 1816795.5105 | -95385624.6804
Kink 129 | 0 | 0 | 0 | 0 | 61 | 129 | 9279 | 141 | 117 | 0 | 1816795.5105 | -95385624.6804
Kink 130 | 0 | 0 | 0 | 0 | 61 | 130 | 9280 | 142 | 118 | 0 | 1816795.5105 | -95385624.6804
Kink 131 | 0 | 0 | 0 | 0 | 61 | 131 | 9281 | 143 | 119 | 0 | 1816795.5105 | -95385624.6804
Kink 132 | 0 | 0 | 0 | 0 | 61 | 132 | 9282 | 144 | 120 | 0 | 1816795.5105 | -95385624.6804
Kink 133 | 0 | 0 | 0 | 0 | 61 | 133 | 9283 | 145 | 121 | 0 | 1816795.5105 | -95385624.6804
Kink 134 | 0 | 0 | 0 | 0 | 61 | 134 | 9284 | 146 | 122 | 0 | 1816795.5105 | -95385624.6804
Kink 135 | -50.1765 | 4975.484 | 0 | -249652.3274 | 42 | 135 | 6435 | 42 | 123 | 0 | 1816795.5105 | -95385624.6804
Kink 136 | -38.7596 | 0.54389 | 0 | -21.081 | 49 | 136 | 7486 | 49 | 124 | 0 | 1816795.5105 | -95385624.6804
Kink 137 | -30.4659 | 6828.5485 | 0 | -208037.7719 | 53 | 137 | 8087 | 53 | 125 | 0 | 1816795.5105 | -95385624.6804
Kink 138 | -28.0295 | 0 | 0 | 0 | 56 | 138 | 8538 | 56 | 126 | 0 | 1816795.5105 | -95385624.6804
Kink 139 | 0 | 0 | 0 | 0 | 61 | 139 | 9289 | 147 | 127 | 0 | 1816795.5105 | -95385624.6804
Kink 140 | 0 | 0 | 0 | 0 | 61 | 140 | 9290 | 148 | 128 | 0 | 1816795.5105 | -95385624.6804
Kink 141 | 0 | 0 | 0 | 0 | 61 | 141 | 9291 | 149 | 129 | 0 | 1816795.5105 | -95385624.6804
Kink 142 | 0 | 0 | 0 | 0 | 61 | 142 | 9292 | 150 | 130 | 0 | 1816795.5105 | -95385624.6804
Kink 143 | -71.4654 | 0 | 0 | 0 | 22 | 143 | 3443 | 22 | 131 | 0 | 1816795.5105 | -95385624.6804
Kink 144 | -71.4654 | 0 | 0 | 0 | 22 | 144 | 3444 | 23 | 132 | 0 | 1816795.5105 | -95385624.6804
Kink 145 | -63.7634 | 0 | 0 | 0 | 24 | 145 | 3745 | 24 | 133 | 0 | 1816795.5105 | -95385624.6804
Kink 146 | -63.7634 | 0 | 0 | 0 | 24 | 146 | 3746 | 25 | 134 | 0 | 1816795.5105 | -95385624.6804
Kink 147 | -51.9972 | 0 | 0 | 0 | 40 | 147 | 6147 | 40 | 139 | 0 | 1816795.5105 | -95385624.6804
Kink 148 | -51.9972 | 0 | 0 | 0 | 40 | 148 | 6148 | 41 | 140 | 0 | 1816795.5105 | -95385624.6804
Kink 149 | -41.7495 | 0 | 0 | 0 | 46 | 149 | 7049 | 46 | 141 | 0 | 1816795.5105 | -95385624.6804
Kink 150 | -41.7495 | 0 | 0 | 0 | 46 | 150 | 7050 | 47 | 142 | 0 | 1816795.5105 | -95385624.6804
3509. General scaler rate
Optimisation result =MIN(x1)
Data sources:
x1 = 3508. Root (in Solve a simple linear programming problem)
General scaler rate
General scaler rate | 52.5021
3510. Scaler
Data sources:
x1 = 2302. Load coefficient
x2 = 3503. Unit rate 1 p/kWh scalable part (in Scalable elements of tariff components)
x3 = 3509. General scaler rate
x4 = 3307. Unit rate 1 p/kWh (total) (in Summary of charges before revenue matching)
x5 = 3503. Unit rate 2 p/kWh scalable part (in Scalable elements of tariff components)
x6 = 3307. Unit rate 2 p/kWh (total) (in Summary of charges before revenue matching)
x7 = 3503. Unit rate 3 p/kWh scalable part (in Scalable elements of tariff components)
x8 = 3307. Unit rate 3 p/kWh (total) (in Summary of charges before revenue matching)
x9 = 3503. Fixed charge p/MPAN/day scalable part (in Scalable elements of tariff components)
x10 = 3307. Fixed charge p/MPAN/day (total) (in Summary of charges before revenue matching)
x11 = 3503. Capacity charge p/kVA/day scalable part (in Scalable elements of tariff components)
x12 = 3307. Capacity charge p/kVA/day (total) (in Summary of charges before revenue matching)
x13 = 3503. Reactive power charge p/kVArh scalable part (in Scalable elements of tariff components)
x14 = 3307. Reactive power charge p/kVArh (in Summary of charges before revenue matching)
x15 = 1010. Days in the charging period (in Financial and general assumptions)
x16 = Fixed charge p/MPAN/day scaler (in Scaler)
x17 = 2305. MPANs (in Equivalent volume for each end user)
x18 = Capacity charge p/kVA/day scaler (in Scaler)
x19 = 2305. Import capacity (kVA) (in Equivalent volume for each end user)
x20 = Unit rate 1 p/kWh scaler (in Scaler)
x21 = 2305. Rate 1 units (MWh) (in Equivalent volume for each end user)
x22 = Unit rate 2 p/kWh scaler (in Scaler)
x23 = 2305. Rate 2 units (MWh) (in Equivalent volume for each end user)
x24 = Unit rate 3 p/kWh scaler (in Scaler)
x25 = 2305. Rate 3 units (MWh) (in Equivalent volume for each end user)
x26 = Reactive power charge p/kVArh scaler (in Scaler)
x27 = 2305. Reactive power units (MVArh) (in Equivalent volume for each end user)
Kind: | Cell-by-cell calculation | Cell-by-cell calculation | Cell-by-cell calculation | Cell-by-cell calculation | Cell-by-cell calculation | Cell-by-cell calculation | Cell-by-cell calculation
Formula: | =IF(x1<0,0,IF(x2*x3+x4>0,x2*x3,0-x4)) | =IF(x1<0,0,IF(x5*x3+x6>0,x5*x3,0-x6)) | =IF(x1<0,0,IF(x7*x3+x8>0,x7*x3,0-x8)) | =IF(x1<0,0,IF(x9*x3+x10>0,x9*x3,0-x10)) | =IF(x1<0,0,IF(x11*x3+x12>0,x11*x3,0-x12)) | =IF(x1<0,0,IF(x13*x3+x14>0,x13*x3,0-x14)) | =0.01*x15*(x16*x17+x18*x19)+10*(x20*x21+x22*x23+x24*x25+x26*x27)
| Unit rate 1 p/kWh scaler | Unit rate 2 p/kWh scaler | Unit rate 3 p/kWh scaler | Fixed charge p/MPAN/day scaler | Capacity charge p/kVA/day scaler | Reactive power charge p/kVArh scaler | Net revenues by tariff from scaler
Domestic Unrestricted | 1.3326 | 0 | 0 | 0 | 0 | 0 | 44726802.7258
Domestic Two Rate | 1.552 | 0.05298 | 0 | 0 | 0 | 0 | 3353126.4351
Domestic Off Peak (related MPAN) | 0.067549 | 0 | 0 | 0 | 0 | 0 | 3494.4933
Small Non Domestic Unrestricted | 1.071 | 0 | 0 | 0 | 0 | 0 | 9330135.7315
Small Non Domestic Two Rate | 1.3761 | 0.066109 | 0 | 0 | 0 | 0 | 2794717.9014
Small Non Domestic Off Peak (related MPAN) | 0.074651 | 0 | 0 | 0 | 0 | 0 | 2253.6953
LV Medium Non-Domestic | 1.2625 | 0.037349 | 0 | 0 | 0 | 0 | 5131258.6531
LV Sub Medium Non-Domestic | 0.88161 | 0.02608 | 0 | 0 | 0 | 0 | 0
HV Medium Non-Domestic | 1.1905 | 0.03919 | 0 | 0 | 0 | 0 | 9275.3908
LV HH Metered | 7.9515 | 0.39121 | 0.031059 | 0 | 0 | 0.22647 | 11699263.0346
LV Sub HH Metered | 8.8318 | 0.43452 | 0.034498 | 0 | 0 | 0.22198 | 6122.5594
HV HH Metered | 7.0748 | 0.34808 | 0.027635 | 0 | 0 | 0.18947 | 16341305.4393
HV Sub HH Metered | 6.3562 | 0.31272 | 0.024828 | 0 | 0 | 0.17913 | 0
NHH UMS | 1.2833 | 0 | 0 | 0 | 0 | 0 | 209203.9829
LV UMS (Pseudo HH Metered) | 15.4718 | 0.76121 | 0.060434 | 0 | 0 | 0 | 1778664.6378
LV Generation NHH | 0 | 0 | 0 | 0 | 0 | 0 | 0
LV Sub Generation NHH | 0 | 0 | 0 | 0 | 0 | 0 | 0
LV Generation Intermittent | 0 | 0 | 0 | 0 | 0 | 0 | 0
LV Generation Non-Intermittent | 0 | 0 | 0 | 0 | 0 | 0 | 0
LV Sub Generation Intermittent | 0 | 0 | 0 | 0 | 0 | 0 | 0
LV Sub Generation Non-Intermittent | 0 | 0 | 0 | 0 | 0 | 0 | 0
HV Generation Intermittent | 0 | 0 | 0 | 0 | 0 | 0 | 0
HV Generation Non-Intermittent | 0 | 0 | 0 | 0 | 0 | 0 | 0
HV Sub Generation Non-Intermittent | 0 | 0 | 0 | 0 | 0 | 0 | 0
HV Sub Generation Intermittent | 0 | 0 | 0 | 0 | 0 | 0 | 0

## Adjust
CDCM model 100: Tariff component adjustment and rounding |  | WPD South Wales |  | 2012/13 |  | model version 2441 April 2012 Price Change
3601. Tariffs before rounding
Data sources:
x1 = 3307. Unit rate 1 p/kWh (total) (in Summary of charges before revenue matching)
x2 = 3510. Unit rate 1 p/kWh scaler (in Scaler)
x3 = 3307. Unit rate 2 p/kWh (total) (in Summary of charges before revenue matching)
x4 = 3510. Unit rate 2 p/kWh scaler (in Scaler)
x5 = 3307. Unit rate 3 p/kWh (total) (in Summary of charges before revenue matching)
x6 = 3510. Unit rate 3 p/kWh scaler (in Scaler)
x7 = 3307. Fixed charge p/MPAN/day (total) (in Summary of charges before revenue matching)
x8 = 3510. Fixed charge p/MPAN/day scaler (in Scaler)
x9 = 3307. Capacity charge p/kVA/day (total) (in Summary of charges before revenue matching)
x10 = 3510. Capacity charge p/kVA/day scaler (in Scaler)
x11 = 3307. Reactive power charge p/kVArh (in Summary of charges before revenue matching)
x12 = 3510. Reactive power charge p/kVArh scaler (in Scaler)
Kind: | Cell-by-cell calculation | Cell-by-cell calculation | Cell-by-cell calculation | Cell-by-cell calculation | Cell-by-cell calculation | Cell-by-cell calculation
Formula: | =x1+x2 | =x3+x4 | =x5+x6 | =x7+x8 | =x9+x10 | =x11+x12
| Unit rate 1 p/kWh | Unit rate 2 p/kWh | Unit rate 3 p/kWh | Fixed charge p/MPAN/day | Capacity charge p/kVA/day | Reactive power charge p/kVArh
Domestic Unrestricted | 2.7699 |  |  | 3.7248
Domestic Two Rate | 3.1112 | 0.22679 |  | 3.7248
Domestic Off Peak (related MPAN) | 0.2322
Small Non Domestic Unrestricted | 2.2261 |  |  | 6.1703
Small Non Domestic Two Rate | 2.8388 | 0.26433 |  | 6.1703
Small Non Domestic Off Peak (related MPAN) | 0.24979
LV Medium Non-Domestic | 2.6041 | 0.18358 |  | 44.6931
LV Sub Medium Non-Domestic | 1.7581 | 0.12366 |  | 3.6543
HV Medium Non-Domestic | 1.8733 | 0.13269 |  | 137.2125
LV HH Metered | 13.7958 | 0.97205 | 0.14439 | 9.407 | 2.4511 | 0.44291
LV Sub HH Metered | 13.778 | 0.93369 | 0.14116 | 6.7979 | 2.9276 | 0.38585
HV HH Metered | 10.1691 | 0.66187 | 0.098247 | 75.8154 | 2.9495 | 0.29942
HV Sub HH Metered | 8.8774 | 0.573 | 0.087825 | 75.8154 | 2.3728 | 0.27476
NHH UMS | 3.5614
LV UMS (Pseudo HH Metered) | 30.9032 | 2.9141 | 1.0284
LV Generation NHH | -0.70041 |  |  | 0
LV Sub Generation NHH | -0.64297 |  |  | 0
LV Generation Intermittent | -0.70041 |  |  | 0 |  | 0.23086
LV Generation Non-Intermittent | -5.5703 | -0.55038 | -0.10343 | 0 |  | 0.23086
LV Sub Generation Intermittent | -0.64297 |  |  | 0 |  | 0.2019
LV Sub Generation Non-Intermittent | -5.0995 | -0.50541 | -0.096893 | 0 |  | 0.2019
HV Generation Intermittent | -0.42476 |  |  | 32.5868 |  | 0.16213
HV Generation Non-Intermittent | -3.3044 | -0.33449 | -0.073095 | 32.5868 |  | 0.16213
HV Sub Generation Non-Intermittent | -3.3115 | -0.33494 | -0.072822 | 32.5868 |  | 0.12831
HV Sub Generation Intermittent | -0.42534 |  |  | 32.5868 |  | 0.12831
3602. Decimal places
| Unit rate 1 p/kWh | Unit rate 2 p/kWh | Unit rate 3 p/kWh | Fixed charge p/MPAN/day | Capacity charge p/kVA/day | Reactive power charge p/kVArh
Decimal places | 3 | 3 | 3 | 2 | 2 | 3
3603. Tariff rounding
Data sources:
x1 = 3601. Unit rate 1 p/kWh before rounding (in Tariffs before rounding)
x2 = 3602. Unit rate 1 p/kWh decimal places (in Decimal places)
x3 = 3601. Unit rate 2 p/kWh before rounding (in Tariffs before rounding)
x4 = 3602. Unit rate 2 p/kWh decimal places (in Decimal places)
x5 = 3601. Unit rate 3 p/kWh before rounding (in Tariffs before rounding)
x6 = 3602. Unit rate 3 p/kWh decimal places (in Decimal places)
x7 = 3601. Fixed charge p/MPAN/day before rounding (in Tariffs before rounding)
x8 = 3602. Fixed charge p/MPAN/day decimal places (in Decimal places)
x9 = 3601. Capacity charge p/kVA/day before rounding (in Tariffs before rounding)
x10 = 3602. Capacity charge p/kVA/day decimal places (in Decimal places)
x11 = 3601. Reactive power charge p/kVArh before rounding (in Tariffs before rounding)
x12 = 3602. Reactive power charge p/kVArh decimal places (in Decimal places)
Kind: | Cell-by-cell calculation | Cell-by-cell calculation | Cell-by-cell calculation | Cell-by-cell calculation | Cell-by-cell calculation | Cell-by-cell calculation
Formula: | =ROUND(x1,x2)-x1 | =ROUND(x3,x4)-x3 | =ROUND(x5,x6)-x5 | =ROUND(x7,x8)-x7 | =ROUND(x9,x10)-x9 | =ROUND(x11,x12)-x11
| Unit rate 1 p/kWh | Unit rate 2 p/kWh | Unit rate 3 p/kWh | Fixed charge p/MPAN/day | Capacity charge p/kVA/day | Reactive power charge p/kVArh
Domestic Unrestricted | 0.00013781 |  |  | -0.0047531
Domestic Two Rate | -0.00020426 | 0.00021435 |  | -0.0047531
Domestic Off Peak (related MPAN) | -0.00019774
Small Non Domestic Unrestricted | -0.00012867 |  |  | -0.00032633
Small Non Domestic Two Rate | 0.00021188 | -0.00032623 |  | -0.00032633
Small Non Domestic Off Peak (related MPAN) | 0.00020908
LV Medium Non-Domestic | -5.5195e-05 | 0.00041677 |  | -0.0031143
LV Sub Medium Non-Domestic | -9.9685e-05 | 0.00033633 |  | -0.0043477
HV Medium Non-Domestic | -0.00028176 | 0.00031152 |  | -0.002452
LV HH Metered | 0.0002404 | -5.2048e-05 | -0.00038739 | 0.002951 | -0.0011236 | 9.4128e-05
LV Sub HH Metered | 4.7653e-05 | 0.00030546 | -0.00016168 | 0.0021126 | 0.0023582 | 0.00015188
HV HH Metered | -9.6412e-05 | 0.00013235 | -0.00024749 | 0.0046191 | 0.00045182 | -0.00042124
HV Sub HH Metered | -0.0004451 | -2.4257e-07 | 0.00017533 | 0.0046191 | -0.0028487 | 0.00024159
NHH UMS | -0.00044999
LV UMS (Pseudo HH Metered) | -0.00017676 | -5.1264e-05 | -0.00043887
LV Generation NHH | 0.00040644 |  |  | 0
LV Sub Generation NHH | -3.279e-05 |  |  | 0
LV Generation Intermittent | 0.00040644 |  |  | 0 |  | 0.00013614
LV Generation Non-Intermittent | 0.00032627 | 0.00037719 | 0.00042519 | 0 |  | 0.00013614
LV Sub Generation Intermittent | -3.279e-05 |  |  | 0 |  | 0.00010412
LV Sub Generation Non-Intermittent | 0.00045044 | 0.0004127 | -0.00010726 | 0 |  | 0.00010412
HV Generation Intermittent | -0.00024005 |  |  | 0.003197 |  | -0.00012903
HV Generation Non-Intermittent | 0.00042243 | 0.00048791 | 9.4705e-05 | 0.003197 |  | -0.00012903
HV Sub Generation Non-Intermittent | -0.0004759 | -6.1836e-05 | -0.00017791 | 0.003197 |  | -0.00030933
HV Sub Generation Intermittent | 0.00034396 |  |  | 0.003197 |  | -0.00030933
3604. All the way tariffs
Data sources:
x1 = 3601. Unit rate 1 p/kWh before rounding (in Tariffs before rounding)
x2 = 3603. Unit rate 1 p/kWh rounding (in Tariff rounding)
x3 = 3601. Unit rate 2 p/kWh before rounding (in Tariffs before rounding)
x4 = 3603. Unit rate 2 p/kWh rounding (in Tariff rounding)
x5 = 3601. Unit rate 3 p/kWh before rounding (in Tariffs before rounding)
x6 = 3603. Unit rate 3 p/kWh rounding (in Tariff rounding)
x7 = 3601. Fixed charge p/MPAN/day before rounding (in Tariffs before rounding)
x8 = 3603. Fixed charge p/MPAN/day rounding (in Tariff rounding)
x9 = 3601. Capacity charge p/kVA/day before rounding (in Tariffs before rounding)
x10 = 3603. Capacity charge p/kVA/day rounding (in Tariff rounding)
x11 = 3601. Reactive power charge p/kVArh before rounding (in Tariffs before rounding)
x12 = 3603. Reactive power charge p/kVArh rounding (in Tariff rounding)
Kind: | Cell-by-cell calculation | Cell-by-cell calculation | Cell-by-cell calculation | Cell-by-cell calculation | Cell-by-cell calculation | Cell-by-cell calculation
Formula: | =x1+x2 | =x3+x4 | =x5+x6 | =x7+x8 | =x9+x10 | =x11+x12
| Unit rate 1 p/kWh | Unit rate 2 p/kWh | Unit rate 3 p/kWh | Fixed charge p/MPAN/day | Capacity charge p/kVA/day | Reactive power charge p/kVArh
Domestic Unrestricted | 2.77 |  |  | 3.72
Domestic Two Rate | 3.111 | 0.227 |  | 3.72
Domestic Off Peak (related MPAN) | 0.232
Small Non Domestic Unrestricted | 2.226 |  |  | 6.17
Small Non Domestic Two Rate | 2.839 | 0.264 |  | 6.17
Small Non Domestic Off Peak (related MPAN) | 0.25
LV Medium Non-Domestic | 2.604 | 0.184 |  | 44.69
LV Sub Medium Non-Domestic | 1.758 | 0.124 |  | 3.65
HV Medium Non-Domestic | 1.873 | 0.133 |  | 137.21
LV HH Metered | 13.796 | 0.972 | 0.144 | 9.41 | 2.45 | 0.443
LV Sub HH Metered | 13.778 | 0.934 | 0.141 | 6.8 | 2.93 | 0.386
HV HH Metered | 10.169 | 0.662 | 0.098 | 75.82 | 2.95 | 0.299
HV Sub HH Metered | 8.877 | 0.573 | 0.088 | 75.82 | 2.37 | 0.275
NHH UMS | 3.561
LV UMS (Pseudo HH Metered) | 30.903 | 2.914 | 1.028
LV Generation NHH | -0.7 |  |  | 0
LV Sub Generation NHH | -0.643 |  |  | 0
LV Generation Intermittent | -0.7 |  |  | 0 |  | 0.231
LV Generation Non-Intermittent | -5.57 | -0.55 | -0.103 | 0 |  | 0.231
LV Sub Generation Intermittent | -0.643 |  |  | 0 |  | 0.202
LV Sub Generation Non-Intermittent | -5.099 | -0.505 | -0.097 | 0 |  | 0.202
HV Generation Intermittent | -0.425 |  |  | 32.59 |  | 0.162
HV Generation Non-Intermittent | -3.304 | -0.334 | -0.073 | 32.59 |  | 0.162
HV Sub Generation Non-Intermittent | -3.312 | -0.335 | -0.073 | 32.59 |  | 0.128
HV Sub Generation Intermittent | -0.425 |  |  | 32.59 |  | 0.128
3605. Tariffs
Data sources:
x1 = 3604. Unit rate 1 p/kWh (in All the way tariffs)
x2 = 2304. Discount for each tariff (except for fixed charges) (in LDNO discounts and volumes adjusted for discount)
x3 = 3604. Unit rate 2 p/kWh (in All the way tariffs)
x4 = 3604. Unit rate 3 p/kWh (in All the way tariffs)
x5 = 3604. Fixed charge p/MPAN/day (in All the way tariffs)
x6 = 2304. Discount for each tariff for fixed charges only (in LDNO discounts and volumes adjusted for discount)
x7 = 3604. Capacity charge p/kVA/day (in All the way tariffs)
x8 = 3604. Reactive power charge p/kVArh (in All the way tariffs)
Kind: | Cell-by-cell calculation | Cell-by-cell calculation | Cell-by-cell calculation | Cell-by-cell calculation | Cell-by-cell calculation | Cell-by-cell calculation
Formula: | =x1*(1-x2) | =x3*(1-x2) | =x4*(1-x2) | =x5*(1-x6) | =x7*(1-x2) | =x8*(1-x2)
| Unit rate 1 p/kWh | Unit rate 2 p/kWh | Unit rate 3 p/kWh | Fixed charge p/MPAN/day | Capacity charge p/kVA/day | Reactive power charge p/kVArh
> Domestic Unrestricted
Domestic Unrestricted | 2.77 | 0 | 0 | 3.72 | 0 | 0
LDNO LV: Domestic Unrestricted | 1.911 | 0 | 0 | 2.5664 | 0 | 0
LDNO HV: Domestic Unrestricted | 1.0059 | 0 | 0 | 1.3509 | 0 | 0
> Domestic Two Rate
Domestic Two Rate | 3.111 | 0.227 | 0 | 3.72 | 0 | 0
LDNO LV: Domestic Two Rate | 2.1462 | 0.1566 | 0 | 2.5664 | 0 | 0
LDNO HV: Domestic Two Rate | 1.1298 | 0.082436 | 0 | 1.3509 | 0 | 0
> Domestic Off Peak (related MPAN)
Domestic Off Peak (related MPAN) | 0.232 | 0 | 0 | 0 | 0 | 0
LDNO LV: Domestic Off Peak (related MPAN) | 0.16005 | 0 | 0 | 0 | 0 | 0
LDNO HV: Domestic Off Peak (related MPAN) | 0.084252 | 0 | 0 | 0 | 0 | 0
> Small Non Domestic Unrestricted
Small Non Domestic Unrestricted | 2.226 | 0 | 0 | 6.17 | 0 | 0
LDNO LV: Small Non Domestic Unrestricted | 1.5357 | 0 | 0 | 4.2566 | 0 | 0
LDNO HV: Small Non Domestic Unrestricted | 0.80838 | 0 | 0 | 2.2407 | 0 | 0
> Small Non Domestic Two Rate
Small Non Domestic Two Rate | 2.839 | 0.264 | 0 | 6.17 | 0 | 0
LDNO LV: Small Non Domestic Two Rate | 1.9586 | 0.18213 | 0 | 4.2566 | 0 | 0
LDNO HV: Small Non Domestic Two Rate | 1.031 | 0.095873 | 0 | 2.2407 | 0 | 0
> Small Non Domestic Off Peak (related MPAN)
Small Non Domestic Off Peak (related MPAN) | 0.25 | 0 | 0 | 0 | 0 | 0
LDNO LV: Small Non Domestic Off Peak (related MPAN) | 0.17247 | 0 | 0 | 0 | 0 | 0
LDNO HV: Small Non Domestic Off Peak (related MPAN) | 0.090789 | 0 | 0 | 0 | 0 | 0
> LV Medium Non-Domestic
LV Medium Non-Domestic | 2.604 | 0.184 | 0 | 44.69 | 0 | 0
LDNO LV: LV Medium Non-Domestic | 1.7964 | 0.12694 | 0 | 30.8308 | 0 | 0
LDNO HV: LV Medium Non-Domestic | 0.94566 | 0.066821 | 0 | 16.2294 | 0 | 0
> LV Sub Medium Non-Domestic
LV Sub Medium Non-Domestic | 1.758 | 0.124 | 0 | 3.65 | 0 | 0
> HV Medium Non-Domestic
HV Medium Non-Domestic | 1.873 | 0.133 | 0 | 137.21 | 0 | 0
> LV HH Metered
LV HH Metered | 13.796 | 0.972 | 0.144 | 9.41 | 2.45 | 0.443
LDNO LV: LV HH Metered | 9.5176 | 0.67056 | 0.099343 | 6.4918 | 1.6902 | 0.30562
LDNO HV: LV HH Metered | 5.0101 | 0.35299 | 0.052294 | 3.4173 | 0.88973 | 0.16088
> LV Sub HH Metered
LV Sub HH Metered | 13.778 | 0.934 | 0.141 | 6.8 | 2.93 | 0.386
LDNO HV: LV Sub HH Metered | 7.4537 | 0.50528 | 0.076279 | 3.6787 | 1.5851 | 0.20882
> HV HH Metered
HV HH Metered | 10.169 | 0.662 | 0.098 | 75.82 | 2.95 | 0.299
LDNO HV: HV HH Metered | 6.5345 | 0.4254 | 0.062974 | 48.7213 | 1.8956 | 0.19213
> HV Sub HH Metered
HV Sub HH Metered | 8.877 | 0.573 | 0.088 | 75.82 | 2.37 | 0.275
> NHH UMS
NHH UMS | 3.561 | 0 | 0 | 0 | 0 | 0
LDNO LV: NHH UMS | 2.4567 | 0 | 0 | 0 | 0 | 0
LDNO HV: NHH UMS | 1.2932 | 0 | 0 | 0 | 0 | 0
> LV UMS (Pseudo HH Metered)
LV UMS (Pseudo HH Metered) | 30.903 | 2.914 | 1.028 | 0 | 0 | 0
LDNO LV: LV UMS (Pseudo HH Metered) | 21.3194 | 2.0103 | 0.7092 | 0 | 0 | 0
LDNO HV: LV UMS (Pseudo HH Metered) | 11.2226 | 1.0582 | 0.37332 | 0 | 0 | 0
> LV Generation NHH
LV Generation NHH | -0.7 | 0 | 0 | 0 | 0 | 0
LDNO LV: LV Generation NHH | -0.7 | 0 | 0 | 0 | 0 | 0
LDNO HV: LV Generation NHH | -0.7 | 0 | 0 | 0 | 0 | 0
> LV Sub Generation NHH
LV Sub Generation NHH | -0.643 | 0 | 0 | 0 | 0 | 0
LDNO HV: LV Sub Generation NHH | -0.643 | 0 | 0 | 0 | 0 | 0
> LV Generation Intermittent
LV Generation Intermittent | -0.7 | 0 | 0 | 0 | 0 | 0.231
LDNO LV: LV Generation Intermittent | -0.7 | 0 | 0 | 0 | 0 | 0.231
LDNO HV: LV Generation Intermittent | -0.7 | 0 | 0 | 0 | 0 | 0.231
> LV Generation Non-Intermittent
LV Generation Non-Intermittent | -5.57 | -0.55 | -0.103 | 0 | 0 | 0.231
LDNO LV: LV Generation Non-Intermittent | -5.57 | -0.55 | -0.103 | 0 | 0 | 0.231
LDNO HV: LV Generation Non-Intermittent | -5.57 | -0.55 | -0.103 | 0 | 0 | 0.231
> LV Sub Generation Intermittent
LV Sub Generation Intermittent | -0.643 | 0 | 0 | 0 | 0 | 0.202
LDNO HV: LV Sub Generation Intermittent | -0.643 | 0 | 0 | 0 | 0 | 0.202
> LV Sub Generation Non-Intermittent
LV Sub Generation Non-Intermittent | -5.099 | -0.505 | -0.097 | 0 | 0 | 0.202
LDNO HV: LV Sub Generation Non-Intermittent | -5.099 | -0.505 | -0.097 | 0 | 0 | 0.202
> HV Generation Intermittent
HV Generation Intermittent | -0.425 | 0 | 0 | 32.59 | 0 | 0.162
LDNO HV: HV Generation Intermittent | -0.425 | 0 | 0 | 0 | 0 | 0.162
> HV Generation Non-Intermittent
HV Generation Non-Intermittent | -3.304 | -0.334 | -0.073 | 32.59 | 0 | 0.162
LDNO HV: HV Generation Non-Intermittent | -3.304 | -0.334 | -0.073 | 0 | 0 | 0.162
> HV Sub Generation Non-Intermittent
HV Sub Generation Non-Intermittent | -3.312 | -0.335 | -0.073 | 32.59 | 0 | 0.128
> HV Sub Generation Intermittent
HV Sub Generation Intermittent | -0.425 | 0 | 0 | 32.59 | 0 | 0.128
3606. Net revenues by tariff from rounding
Cell-by-cell calculation =0.01*x1*(x2*x3+x4*x5)+10*(x6*x7+x8*x9+x10*x11+x12*x13)
Data sources:
x1 = 1010. Days in the charging period (in Financial and general assumptions)
x2 = 3603. Fixed charge p/MPAN/day rounding (in Tariff rounding)
x3 = 2305. MPANs (in Equivalent volume for each end user)
x4 = 3603. Capacity charge p/kVA/day rounding (in Tariff rounding)
x5 = 2305. Import capacity (kVA) (in Equivalent volume for each end user)
x6 = 3603. Unit rate 1 p/kWh rounding (in Tariff rounding)
x7 = 2305. Rate 1 units (MWh) (in Equivalent volume for each end user)
x8 = 3603. Unit rate 2 p/kWh rounding (in Tariff rounding)
x9 = 2305. Rate 2 units (MWh) (in Equivalent volume for each end user)
x10 = 3603. Unit rate 3 p/kWh rounding (in Tariff rounding)
x11 = 2305. Rate 3 units (MWh) (in Equivalent volume for each end user)
x12 = 3603. Reactive power charge p/kVArh rounding (in Tariff rounding)
x13 = 2305. Reactive power units (MVArh) (in Equivalent volume for each end user)
Net revenues by tariff from rounding
Domestic Unrestricted | -11871.0053
Domestic Two Rate | -1026.5611
Domestic Off Peak (related MPAN) | -10.2298
Small Non Domestic Unrestricted | -1195.1112
Small Non Domestic Two Rate | 65.2876
Small Non Domestic Off Peak (related MPAN) | 6.3122
LV Medium Non-Domestic | 189.9074
LV Sub Medium Non-Domestic | 0
HV Medium Non-Domestic | -1.5734
LV HH Metered | -4232.4699
LV Sub HH Metered | 6.8842
HV HH Metered | -803.8209
HV Sub HH Metered | 0
NHH UMS | -73.355
LV UMS (Pseudo HH Metered) | -509.3906
LV Generation NHH | 3.1107
LV Sub Generation NHH | 0
LV Generation Intermittent | 3.5906
LV Generation Non-Intermittent | 5.0779
LV Sub Generation Intermittent | 0
LV Sub Generation Non-Intermittent | 2.364
HV Generation Intermittent | -39.2733
HV Generation Non-Intermittent | 272.2832
HV Sub Generation Non-Intermittent | 0
HV Sub Generation Intermittent | 0
3607. Revenue forecast summary
Data sources:
x1 = 3403. Total net revenues before matching (£/year) (in Revenue surplus or shortfall)
x2 = 1076. Revenue raised outside this model (£/year) (in Target revenue)
x3 = 3510. Net revenues by tariff from scaler (in Scaler)
x4 = 3606. Net revenues by tariff from rounding
x5 = Total net revenues before matching (£/year) (in Revenue forecast summary)
x6 = Revenue raised outside this model (£/year) (in Revenue forecast summary)
x7 = Total net revenues from scaler (£/year) (in Workbook build options and main parameters) (in Revenue forecast summary)
x8 = Total net revenues from rounding (£/year) (in Revenue forecast summary)
x9 = Total net revenues (£/year) (in Revenue forecast summary)
x10 = 3402. Allowed revenue (£/year)
Kind: | Copy cells | Copy cells | Cell summation | Cell summation | Cell-by-cell calculation | Cell-by-cell calculation
Formula: | =x1 | =x2 | =SUM(x3) | =SUM(x4) | =x5+x6+x7+x8 | =x9-x10
| Total net revenues before matching (£/year) | Revenue raised outside this model (£/year) | Total net revenues from scaler (£/year) | Total net revenues from rounding (£/year) | Total net revenues (£/year) | Deviation from target revenue (£/year)
Revenue forecast summary | 123472641.0765 | 15605414.2432 | 95385624.6804 | -19207.9729 | 234444472.0271 | -19207.9729

## CData
CDCM model 100: Additional calculations for tariff comparisons |  | WPD South Wales |  | 2012/13 |  | model version 2441 April 2012 Price Change
4001. Revenues under current tariffs (£/year)
Cell-by-cell calculation =IF(x1,x1,0.01*x2*(x3*x4+x5*x6)+10*(x7*x8+x9*x10+x11*x12+x13*x14))
Data sources:
x1 = 1201. Current revenues if known (£/year) (in Current tariff information)
x2 = 1010. Days in the charging period (in Financial and general assumptions)
x3 = 1201. Current Fixed charge p/MPAN/day (in Current tariff information)
x4 = 1053. MPANs by tariff (in Volume forecasts for the charging year)
x5 = 1201. Current Capacity charge p/kVA/day (in Current tariff information)
x6 = 1053. Import capacity (kVA) by tariff (in Volume forecasts for the charging year)
x7 = 1201. Current Unit rate 1 p/kWh (in Current tariff information)
x8 = 1053. Rate 1 units (MWh) by tariff (in Volume forecasts for the charging year)
x9 = 1201. Current Unit rate 2 p/kWh (in Current tariff information)
x10 = 1053. Rate 2 units (MWh) by tariff (in Volume forecasts for the charging year)
x11 = 1201. Current Unit rate 3 p/kWh (in Current tariff information)
x12 = 1053. Rate 3 units (MWh) by tariff (in Volume forecasts for the charging year)
x13 = 1201. Current Reactive power charge p/kVArh (in Current tariff information)
x14 = 1053. Reactive power units (MVArh) by tariff (in Volume forecasts for the charging year)
Revenues under current tariffs (£/year)
Domestic Unrestricted | 99868007.0145
Domestic Two Rate | 7926696.4002
Domestic Off Peak (related MPAN) | 12984.9963
Small Non Domestic Unrestricted | 19772437.8914
Small Non Domestic Two Rate | 6008967.3688
Small Non Domestic Off Peak (related MPAN) | 8966.335
LV Medium Non-Domestic | 10112259.4332
LV Sub Medium Non-Domestic | 0
HV Medium Non-Domestic | 19293.307
LV HH Metered | 26120562.1839
LV Sub HH Metered | 16076.8971
HV HH Metered | 32796564.7697
HV Sub HH Metered | 0
NHH UMS | 535229.0106
LV UMS (Pseudo HH Metered) | 4676078.2941
4002. All-the-way volumes
Data sources:
x1 = 1053. Rate 1 units (MWh) by tariff (in Volume forecasts for the charging year)
x2 = 1053. Rate 2 units (MWh) by tariff (in Volume forecasts for the charging year)
x3 = 1053. Rate 3 units (MWh) by tariff (in Volume forecasts for the charging year)
x4 = 1053. MPANs by tariff (in Volume forecasts for the charging year)
x5 = 1053. Import capacity (kVA) by tariff (in Volume forecasts for the charging year)
x6 = 1053. Reactive power units (MVArh) by tariff (in Volume forecasts for the charging year)
x7 = 3802. All units (MWh) (in Revenue summary)
Kind: | Copy cells | Copy cells | Copy cells | Copy cells | Copy cells | Copy cells | Copy cells
Formula: | = x1 | = x2 | = x3 | = x4 | = x5 | = x6 | = x7
| Rate 1 units (MWh) | Rate 2 units (MWh) | Rate 3 units (MWh) | MPANs | Import capacity (kVA) | Reactive power units (MVArh) | All units (MWh)
Domestic Unrestricted | 3354050.7434 | 0 | 0 | 950000 | 0 | 0 | 3354050.7434
Domestic Two Rate | 208493.972 | 221566.6704 | 0 | 62000 | 0 | 0 | 430060.6424
Domestic Off Peak (related MPAN) | 5173.3053 | 0 | 0 | 0 | 0 | 0 | 5173.3053
Small Non Domestic Unrestricted | 870863.4231 | 0 | 0 | 62300 | 0 | 0 | 870863.4231
Small Non Domestic Two Rate | 197951.142 | 103803.3062 | 0 | 13213 | 0 | 0 | 301754.4482
Small Non Domestic Off Peak (related MPAN) | 3018.968 | 0 | 0 | 0 | 0 | 0 | 3018.968
LV Medium Non-Domestic | 402834.2137 | 111367.2303 | 0 | 4560 | 0 | 0 | 514201.4439
LV Sub Medium Non-Domestic | 0 | 0 | 0 | 0 | 0 | 0 | 0
HV Medium Non-Domestic | 771.5118 | 230.0907 | 0 | 13 | 0 | 0 | 1001.6025
LV HH Metered | 107872.0935 | 682655.3412 | 505241.6237 | 2900 | 564000 | 115346.3621 | 1295769.0584
LV Sub HH Metered | 50.1167 | 362.424 | 269.6496 | 2 | 715 | 12.8643 | 682.1903
HV HH Metered | 170896.3447 | 1041079.7394 | 971162.4811 | 566 | 712000 | 189215.3907 | 2183138.5652
HV Sub HH Metered | 0 | 0 | 0 | 0 | 0 | 0 | 0
NHH UMS | 16273.3053 | 0 | 0 | 0 | 0 | 0 | 16273.3053
LV UMS (Pseudo HH Metered) | 9497.769 | 32003.1701 | 108504.4897 | 0 | 0 | 0 | 150005.4287
LV Generation NHH | 765.364 | 0 | 0 | 0 | 0 | 0 | 765.364
LV Sub Generation NHH | 0 | 0 | 0 | 0 | 0 | 0 | 0
LV Generation Intermittent | 882.823 | 0 | 0 | 0 | 0 | 1.8043 | 882.823
LV Generation Non-Intermittent | 94.774 | 542.09 | 640.643 | 0 | 0 | 0 | 1277.507
LV Sub Generation Intermittent | 0 | 0 | 0 | 0 | 0 | 0 | 0
LV Sub Generation Non-Intermittent | 100.656 | 468.948 | 23.1 | 0 | 0 | 0 | 592.704
HV Generation Intermittent | 16375.236 | 0 | 0 | 6 | 0 | 26.5399 | 16375.236
HV Generation Non-Intermittent | 7309.042 | 40123.611 | 48110.324 | 16 | 0 | 83.4663 | 95542.977
HV Sub Generation Non-Intermittent | 0 | 0 | 0 | 0 | 0 | 0 | 0
HV Sub Generation Intermittent | 0 | 0 | 0 | 0 | 0 | 0 | 0
4003. Normalised to
Normalised to
Domestic Unrestricted | = x1: MPAN
Domestic Two Rate | = x1: MPAN
Domestic Off Peak (related MPAN) | = x1: MPAN
Small Non Domestic Unrestricted | = x1: MPAN
Small Non Domestic Two Rate | = x1: MPAN
Small Non Domestic Off Peak (related MPAN) | = x1: MPAN
LV Medium Non-Domestic | = x1: MPAN
LV Sub Medium Non-Domestic | = x1: MPAN
HV Medium Non-Domestic | = x1: MPAN
LV HH Metered | = x1: kVA
LV Sub HH Metered | = x1: kVA
HV HH Metered | = x1: kVA
HV Sub HH Metered | = x1: kVA
NHH UMS | = x1: MWh
LV UMS (Pseudo HH Metered) | = x1: MWh
LV Generation NHH | = x1: MWh
LV Sub Generation NHH | = x1: MWh
LV Generation Intermittent | = x1: MWh
LV Generation Non-Intermittent | = x1: MWh
LV Sub Generation Intermittent | = x1: MWh
LV Sub Generation Non-Intermittent | = x1: MWh
HV Generation Intermittent | = x1: MWh
HV Generation Non-Intermittent | = x1: MWh
HV Sub Generation Non-Intermittent | = x1: MWh
HV Sub Generation Intermittent | = x1: MWh
4004. Normalised volumes for comparisons
Data sources:
x1 = 4002. Rate 1 units (MWh) by tariff (in Volume forecasts for the charging year) (in All-the-way volumes)
x2 = 4003. Normalised to
x3 = 4002. Import capacity (kVA) by tariff (in Volume forecasts for the charging year) (in All-the-way volumes)
x4 = 4002. MPANs by tariff (in Volume forecasts for the charging year) (in All-the-way volumes)
x5 = 4002. All units (MWh) (in Revenue summary) (in All-the-way volumes)
x6 = 4002. Rate 2 units (MWh) by tariff (in Volume forecasts for the charging year) (in All-the-way volumes)
x7 = 4002. Rate 3 units (MWh) by tariff (in Volume forecasts for the charging year) (in All-the-way volumes)
x8 = 4002. Reactive power units (MVArh) by tariff (in Volume forecasts for the charging year) (in All-the-way volumes)
x9 = 1010. Days in the charging period (in Financial and general assumptions)
x10 = 3605. Fixed charge p/MPAN/day (in Tariffs)
x11 = Normalised MPANs (in Normalised volumes for comparisons)
x12 = 3605. Capacity charge p/kVA/day (in Tariffs)
x13 = Normalised Import capacity (kVA) (in Normalised volumes for comparisons)
x14 = 3605. Unit rate 1 p/kWh (in Tariffs)
x15 = Normalised Rate 1 units (MWh) (in Normalised volumes for comparisons)
x16 = 3605. Unit rate 2 p/kWh (in Tariffs)
x17 = Normalised Rate 2 units (MWh) (in Normalised volumes for comparisons)
x18 = 3605. Unit rate 3 p/kWh (in Tariffs)
x19 = Normalised Rate 3 units (MWh) (in Normalised volumes for comparisons)
x20 = 3605. Reactive power charge p/kVArh (in Tariffs)
x21 = Normalised Reactive power units (MVArh) (in Normalised volumes for comparisons)
Kind: | Cell-by-cell calculation | Cell-by-cell calculation | Cell-by-cell calculation | Cell-by-cell calculation | Cell-by-cell calculation | Cell-by-cell calculation | Cell-by-cell calculation
Formula: | =x1/IF(x2="kVA",IF(x3,x3,1),IF(x2="MPAN",IF(x4,x4,1),IF(x5,x5,1))) | =x6/IF(x2="kVA",IF(x3,x3,1),IF(x2="MPAN",IF(x4,x4,1),IF(x5,x5,1))) | =x7/IF(x2="kVA",IF(x3,x3,1),IF(x2="MPAN",IF(x4,x4,1),IF(x5,x5,1))) | =x4/IF(x2="kVA",IF(x3,x3,1),IF(x2="MPAN",IF(x4,x4,1),IF(x5,x5,1))) | =x3/IF(x2="kVA",IF(x3,x3,1),IF(x2="MPAN",IF(x4,x4,1),IF(x5,x5,1))) | =x8/IF(x2="kVA",IF(x3,x3,1),IF(x2="MPAN",IF(x4,x4,1),IF(x5,x5,1))) | =IF(IV1,IV2,0.01*x9*(x10*x11+x12*x13)+10*(x14*x15+x16*x17+x18*x19+x20*x21))
| Normalised Rate 1 units (MWh) | Normalised Rate 2 units (MWh) | Normalised Rate 3 units (MWh) | Normalised MPANs | Normalised Import capacity (kVA) | Normalised Reactive power units (MVArh) | Normalised revenues (£/year)
Domestic Unrestricted
Domestic Unrestricted | 3.5306 | 0 | 0 | 1 | 0 | 0 | 111.3751
LDNO LV: Domestic Unrestricted | 3.5306 | 0 | 0 | 1 | 0 | 0 | 76.8355
LDNO HV: Domestic Unrestricted | 3.5306 | 0 | 0 | 1 | 0 | 0 | 40.4465
Domestic Two Rate
Domestic Two Rate | 3.3628 | 3.5737 | 0 | 1 | 0 | 0 | 126.3071
LDNO LV: Domestic Two Rate | 3.3628 | 3.5737 | 0 | 1 | 0 | 0 | 87.1368
LDNO HV: Domestic Two Rate | 3.3628 | 3.5737 | 0 | 1 | 0 | 0 | 45.8691
Domestic Off Peak (related MPAN)
Domestic Off Peak (related MPAN) | 5173.3053 | 0 | 0 | 0 | 0 | 0 | 12002.0683
LDNO LV: Domestic Off Peak (related MPAN) | 5173.3053 | 0 | 0 | 0 | 0 | 0 | 8279.9938
LDNO HV: Domestic Off Peak (related MPAN) | 5173.3053 | 0 | 0 | 0 | 0 | 0 | 4358.6177
Small Non Domestic Unrestricted
Small Non Domestic Unrestricted | 13.9785 | 0 | 0 | 1 | 0 | 0 | 333.6829
LDNO LV: Small Non Domestic Unrestricted | 13.9785 | 0 | 0 | 1 | 0 | 0 | 230.2014
LDNO HV: Small Non Domestic Unrestricted | 13.9785 | 0 | 0 | 1 | 0 | 0 | 121.1788
Small Non Domestic Two Rate
Small Non Domestic Two Rate | 14.9815 | 7.8561 | 0 | 1 | 0 | 0 | 468.5868
LDNO LV: Small Non Domestic Two Rate | 14.9815 | 7.8561 | 0 | 1 | 0 | 0 | 323.2689
LDNO HV: Small Non Domestic Two Rate | 14.9815 | 7.8561 | 0 | 1 | 0 | 0 | 170.1699
Small Non Domestic Off Peak (related MPAN)
Small Non Domestic Off Peak (related MPAN) | 3018.968 | 0 | 0 | 0 | 0 | 0 | 7547.42
LDNO LV: Small Non Domestic Off Peak (related MPAN) | 3018.968 | 0 | 0 | 0 | 0 | 0 | 5206.8185
LDNO HV: Small Non Domestic Off Peak (related MPAN) | 3018.968 | 0 | 0 | 0 | 0 | 0 | 2740.8875
LV Medium Non-Domestic
LV Medium Non-Domestic | 88.3408 | 24.4226 | 0 | 1 | 0 | 0 | 2508.4515
LDNO LV: LV Medium Non-Domestic | 88.3408 | 24.4226 | 0 | 1 | 0 | 0 | 1730.532
LDNO HV: LV Medium Non-Domestic | 88.3408 | 24.4226 | 0 | 1 | 0 | 0 | 910.9581
LV Sub Medium Non-Domestic
LV Sub Medium Non-Domestic | 0 | 0 | 0 | 0 | 0 | 0 | 0
HV Medium Non-Domestic
HV Medium Non-Domestic | 59.3471 | 17.6993 | 0 | 1 | 0 | 0 | 1635.927
LV HH Metered
LV HH Metered | 0.19126 | 1.2104 | 0.89582 | 0.0051418 | 1 | 0.20451 | 49.4666
LDNO LV: LV HH Metered | 0.19126 | 1.2104 | 0.89582 | 0.0051418 | 1 | 0.20451 | 34.126
LDNO HV: LV HH Metered | 0.19126 | 1.2104 | 0.89582 | 0.0051418 | 1 | 0.20451 | 17.9641
LV Sub HH Metered
LV Sub HH Metered | 0.070093 | 0.50689 | 0.37713 | 0.0027972 | 1 | 0.017992 | 25.7569
LDNO HV: LV Sub HH Metered | 0.070093 | 0.50689 | 0.37713 | 0.0027972 | 1 | 0.017992 | 13.9341
HV HH Metered
HV HH Metered | 0.24002 | 1.4622 | 1.364 | 0.00079494 | 1 | 0.26575 | 47.2064
LDNO HV: HV HH Metered | 0.24002 | 1.4622 | 1.364 | 0.00079494 | 1 | 0.26575 | 30.3344
HV Sub HH Metered
HV Sub HH Metered | 0 | 0 | 0 | 0 | 0 | 0 | 0
NHH UMS
NHH UMS | 1 | 0 | 0 | 0 | 0 | 0 | 35.61
LDNO LV: NHH UMS | 1 | 0 | 0 | 0 | 0 | 0 | 24.5666
LDNO HV: NHH UMS | 1 | 0 | 0 | 0 | 0 | 0 | 12.932
LV UMS (Pseudo HH Metered)
LV UMS (Pseudo HH Metered) | 0.063316 | 0.21335 | 0.72334 | 0 | 0 | 0 | 33.2194
LDNO LV: LV UMS (Pseudo HH Metered) | 0.063316 | 0.21335 | 0.72334 | 0 | 0 | 0 | 22.9174
LDNO HV: LV UMS (Pseudo HH Metered) | 0.063316 | 0.21335 | 0.72334 | 0 | 0 | 0 | 12.0638
LV Generation NHH
LV Generation NHH | 1 | 0 | 0 | 0 | 0 | 0 | -7
LDNO LV: LV Generation NHH | 1 | 0 | 0 | 0 | 0 | 0 | -7
LDNO HV: LV Generation NHH | 1 | 0 | 0 | 0 | 0 | 0 | -7
LV Sub Generation NHH
LV Sub Generation NHH | 0 | 0 | 0 | 0 | 0 | 0 | 0
LDNO HV: LV Sub Generation NHH | 0 | 0 | 0 | 0 | 0 | 0 | 0
LV Generation Intermittent
LV Generation Intermittent | 1 | 0 | 0 | 0 | 0 | 0.0020438 | -6.9953
LDNO LV: LV Generation Intermittent | 1 | 0 | 0 | 0 | 0 | 0.0020438 | -6.9953
LDNO HV: LV Generation Intermittent | 1 | 0 | 0 | 0 | 0 | 0.0020438 | -6.9953
LV Generation Non-Intermittent
LV Generation Non-Intermittent | 0.074187 | 0.42433 | 0.50148 | 0 | 0 | 0 | -6.9826
LDNO LV: LV Generation Non-Intermittent | 0.074187 | 0.42433 | 0.50148 | 0 | 0 | 0 | -6.9826
LDNO HV: LV Generation Non-Intermittent | 0.074187 | 0.42433 | 0.50148 | 0 | 0 | 0 | -6.9826
LV Sub Generation Intermittent
LV Sub Generation Intermittent | 0 | 0 | 0 | 0 | 0 | 0 | 0
LDNO HV: LV Sub Generation Intermittent | 0 | 0 | 0 | 0 | 0 | 0 | 0
LV Sub Generation Non-Intermittent
LV Sub Generation Non-Intermittent | 0.16983 | 0.7912 | 0.038974 | 0 | 0 | 0 | -12.6928
LDNO HV: LV Sub Generation Non-Intermittent | 0.16983 | 0.7912 | 0.038974 | 0 | 0 | 0 | -12.6928
HV Generation Intermittent
HV Generation Intermittent | 1 | 0 | 0 | 0.00036641 | 0 | 0.0016207 | -4.2038
LDNO HV: HV Generation Intermittent | 1 | 0 | 0 | 0.00036641 | 0 | 0.0016207 | -4.2474
HV Generation Non-Intermittent
HV Generation Non-Intermittent | 0.0765 | 0.41995 | 0.50355 | 0.00016746 | 0 | 0.0008736 | -4.2765
LDNO HV: HV Generation Non-Intermittent | 0.0765 | 0.41995 | 0.50355 | 0.00016746 | 0 | 0.0008736 | -4.2964
HV Sub Generation Non-Intermittent
HV Sub Generation Non-Intermittent | 0 | 0 | 0 | 0 | 0 | 0 | 0
HV Sub Generation Intermittent
HV Sub Generation Intermittent | 0 | 0 | 0 | 0 | 0 | 0 | 0
4005. LDNO LV charges (normalised £/year)
Copy cells = x1
Data sources:
x1 = 4004. Normalised revenues (£/year) (in Normalised volumes for comparisons)
LDNO LV charges (normalised £/year)
LDNO LV: Domestic Unrestricted | = x1: 76.8355
LDNO LV: Domestic Two Rate | = x1: 87.1368
LDNO LV: Domestic Off Peak (related MPAN) | = x1: 8279.9938
LDNO LV: Small Non Domestic Unrestricted | = x1: 230.2014
LDNO LV: Small Non Domestic Two Rate | = x1: 323.2689
LDNO LV: Small Non Domestic Off Peak (related MPAN) | = x1: 5206.8185
LDNO LV: LV Medium Non-Domestic | = x1: 1730.532
LDNO LV: LV HH Metered | = x1: 34.126
N/A | bar: = x1
N/A | bar: = x1
LDNO LV: NHH UMS | = x1: 24.5666
LDNO LV: LV UMS (Pseudo HH Metered) | = x1: 22.9174
LDNO LV: LV Generation NHH | bar: = x1
N/A | bar: = x1
LDNO LV: LV Generation Intermittent | = x1: -6.9953
LDNO LV: LV Generation Non-Intermittent | = x1: -6.9826
N/A | bar: = x1
N/A | bar: = x1
N/A | bar: = x1
N/A | bar: = x1
4006. LDNO HV charges (normalised £/year)
Copy cells = x1
Data sources:
x1 = 4004. Normalised revenues (£/year) (in Normalised volumes for comparisons)
LDNO HV charges (normalised £/year)
LDNO HV: Domestic Unrestricted | = x1: 40.4465
LDNO HV: Domestic Two Rate | = x1: 45.8691
LDNO HV: Domestic Off Peak (related MPAN) | = x1: 4358.6177
LDNO HV: Small Non Domestic Unrestricted | = x1: 121.1788
LDNO HV: Small Non Domestic Two Rate | = x1: 170.1699
LDNO HV: Small Non Domestic Off Peak (related MPAN) | = x1: 2740.8875
LDNO HV: LV Medium Non-Domestic | = x1: 910.9581
LDNO HV: LV HH Metered | = x1: 17.9641
LDNO HV: LV Sub HH Metered | = x1: 13.9341
LDNO HV: HV HH Metered | = x1: 30.3344
LDNO HV: NHH UMS | = x1: 12.932
LDNO HV: LV UMS (Pseudo HH Metered) | = x1: 12.0638
LDNO HV: LV Generation NHH | bar: = x1
LDNO HV: LV Sub Generation NHH | = x1: 0
LDNO HV: LV Generation Intermittent | = x1: -6.9953
LDNO HV: LV Generation Non-Intermittent | = x1: -6.9826
LDNO HV: LV Sub Generation Intermittent | = x1: 0
LDNO HV: LV Sub Generation Non-Intermittent | = x1: -12.6928
LDNO HV: HV Generation Intermittent | = x1: -4.2474
LDNO HV: HV Generation Non-Intermittent | = x1: -4.2964

## CTables
CDCM model 100: Tariff comparisons |  | WPD South Wales |  | 2012/13 | model version 2441 April 2012 Price Change
4101. Comparison with current all-the-way demand tariffs
Data sources:
x1 = 4001. Revenues under current tariffs (£/year)
x2 = 3802. Net revenues (£/year) (in Revenue summary)
x3 = 3802. All units (MWh) (in Revenue summary)
x4 = 1053. MPANs by tariff (in Volume forecasts for the charging year)
Kind: | Cell-by-cell calculation | Cell-by-cell calculation | Copy cells
Formula: | =IF(x1,x2/x1-1,"") | =(x2-x1)/IF(x3,x3,1)/10 | = x4
| Change | Absolute change (average p/kWh) | MPANs
Domestic Unrestricted | 5.946% | 0.17705 | 950000
Domestic Two Rate | -1.207% | -0.022243 | 62000
Domestic Off Peak (related MPAN) | -7.57% | -0.019 | 0
Small Non Domestic Unrestricted | 5.139% | 0.11667 | 62300
Small Non Domestic Two Rate | 3.037% | 0.06047 | 13213
Small Non Domestic Off Peak (related MPAN) | -15.82% | -0.047 | 0
LV Medium Non-Domestic | 13.12% | 0.25793 | 4560
LV Sub Medium Non-Domestic |  | 0 | 0
HV Medium Non-Domestic | 10.23% | 0.19706 | 13
LV HH Metered | 6.809% | 0.13726 | 2900
LV Sub HH Metered | 14.55% | 0.34291 | 2
HV HH Metered | 2.483% | 0.037305 | 566
HV Sub HH Metered |  | 0 | 0
NHH UMS | 8.27% | 0.272 | 0
LV UMS (Pseudo HH Metered) | 6.566% | 0.20467 | 0
4102. LDNO margins in use of system charges
Data sources:
x1 = 4003. Normalised to
x2 = 4004. Normalised revenues (£/year) (in Normalised volumes for comparisons)
x3 = 4005. LDNO LV charges (normalised £/year)
x4 = All-the-way charges (normalised £/year) (in LDNO margins in use of system charges)
x5 = 4006. LDNO HV charges (normalised £/year)
Kind: | Copy cells | Copy cells | Cell-by-cell calculation | Cell-by-cell calculation
Formula: | = x1 | = x2 | =IF(x3,x4-x3,"") | =IF(x5,x4-x5,"")
| Normalised to | All-the-way charges (normalised £/year) | LDNO LV margin (normalised £/year) | LDNO HV margin (normalised £/year)
Domestic Unrestricted | MPAN | 111.3751 | 34.5396 | 70.9286
Domestic Two Rate | MPAN | 126.3071 | 39.1703 | 80.438
Domestic Off Peak (related MPAN) | MPAN | 12002.0683 | 3722.0744 | 7643.4506
Small Non Domestic Unrestricted | MPAN | 333.6829 | 103.4816 | 212.5041
Small Non Domestic Two Rate | MPAN | 468.5868 | 145.3179 | 298.4169
Small Non Domestic Off Peak (related MPAN) | MPAN | 7547.42 | 2340.6015 | 4806.5326
LV Medium Non-Domestic | MPAN | 2508.4515 | 777.9195 | 1597.4934
LV HH Metered | kVA | 49.4666 | 15.3405 | 31.5025
LV Sub HH Metered | kVA | 25.7569 |  | 11.8228
HV HH Metered | kVA | 47.2064 |  | 16.872
NHH UMS | MWh | 35.61 | 11.0434 | 22.678
LV UMS (Pseudo HH Metered) | MWh | 33.2194 | 10.302 | 21.1556
LV Generation NHH | MWh | -7 | 0 | 0
LV Sub Generation NHH | MWh | 0
LV Generation Intermittent | MWh | -6.9953 | 0 | 0
LV Generation Non-Intermittent | MWh | -6.9826 | 0 | 0
LV Sub Generation Intermittent | MWh | 0
LV Sub Generation Non-Intermittent | MWh | -12.6928 |  | 0
HV Generation Intermittent | MWh | -4.2038 |  | 0.043585
HV Generation Non-Intermittent | MWh | -4.2765 |  | 0.01992