## Overview
CDCM model 100: Overview |  | WPD South West | 2012/13 | model version 2441 April 2012 Price Change
This workbook contains internal hyperlinks to indicate source data for each calculation. |  |  | Colour coding
Data input
The "Back" and "Forward" buttons in Microsoft Excel 2003's "Web" toolbar |  |  | Void cell in input data table
are useful to navigate around the workbook. In Microsoft Excel 2007, the |  |  | Calculation
"Back" and "Forward" buttons can be added to the "Quick Access Toolbar". |  |  | Copy data
Void cell in calculation table
Unless stated otherwise, all the data in this model are for illustration only. |  |  | Constant value
Space for user notes
List of data tables in this workbook
This table lists the data tables (inputs and calculations) in the model. The link is to the first data cell of each table.
Worksheet | Data table |  | Type of table
Input | 1000. Company, charging year, data version |  | Input data
Input | 1010. Financial and general assumptions |  | Composite
Input | 1017. Diversity allowance between top and bottom of network level |  | Input data
Input | 1018. Proportion of relevant load going through 132kV/HV direct transformation |  | Input data
Input | 1019. Network model GSP peak demand (MW) |  | Input data
Input | 1020. Gross asset cost by network level (£) |  | Input data
Input | 1022. LV service model asset cost (£) |  | Input data
Input | 1023. HV service model asset cost (£) |  | Input data
Input | 1025. Matrix of applicability of LV service models to tariffs with fixed charges |  | Input data
Input | 1026. Matrix of applicability of LV service models to unmetered tariffs |  | Input data
Input | 1028. Matrix of applicability of HV service models to tariffs with fixed charges |  | Input data
Input | 1032. Loss adjustment factors to transmission |  | Input data
Input | 1037. Embedded network (LDNO) discounts |  | Input data
Input | 1041. Load profile data for demand users |  | Input data
Input | 1053. Volume forecasts for the charging year |  | Input data
Input | 1055. Transmission exit charges (£/year) |  | Input data
Input | 1059. Other expenditure |  | Input data
Input | 1060. Customer contributions under current connection charging policy |  | Input data
Input | 1061. Average split of rate 1 units by distribution time band |  | Input data
Input | 1062. Average split of rate 2 units by distribution time band |  | Input data
Input | 1068. Typical annual hours by distribution time band |  | Input data
Input | 1069. Peaking probabilities by network level |  | Input data
Input | 1076. Target revenue |  | Input data
Input | 1092. Average kVAr by kVA, by network level |  | Input data
Input | 1201. Current tariff information |  | Input data
LAFs | 2001. Loss adjustment factors to transmission |  | Composite
LAFs | 2002. Mapping of DRM network levels to core network levels |  | Fixed data
LAFs | 2003. Loss adjustment factor to transmission for each DRM network level |  | Sum-product calculation
LAFs | 2004. Loss adjustment factor to transmission for each network level |  | Combine tables
LAFs | 2005. Network use factors |  | Fixed data
LAFs | 2006. Proportion going through 132kV/EHV |  | Cell-by-cell calculation
LAFs | 2007. Proportion going through EHV |  | Cell-by-cell calculation
LAFs | 2008. Proportion going through EHV/HV |  | Cell-by-cell calculation
LAFs | 2009. Rerouteing matrix for all network levels |  | Combine tables
LAFs | 2010. Network use factors including 132kV/HV (except for HV Sub) |  | Sum-product calculation
LAFs | 2011. Network use factors including 132kV/HV |  | Combine tables
LAFs | 2012. Loss adjustment factors between end user meter reading and each network level, scaled by network use |  | Cell-by-cell calculation
DRM | 2101. Annuity rate |  | Cell-by-cell calculation
DRM | 2102. Loss adjustment factor to transmission for each core level |  | Combine tables
DRM | 2103. Loss adjustment factors |  | Composite
DRM | 2104. Diversity calculations |  | Special calculation
DRM | 2105. Network model total maximum demand at substation (MW) |  | Cell-by-cell calculation
DRM | 2106. Network model contribution to system maximum load measured at network level exit (MW) |  | Cell-by-cell calculation
DRM | 2107. Rerouteing matrix for DRM network levels |  | Combine tables
DRM | 2108. GSP simultaneous maximum load assumed through each network level (MW) |  | Sum-product calculation
DRM | 2109. Network model annuity by simultaneous maximum load for each network level (£/kW/year) |  | Cell-by-cell calculation
SM | 2201. Asset £/customer from LV service models |  | Sum-product calculation
SM | 2202. Asset £/(MWh/year) from LV service models |  | Sum-product calculation
SM | 2203. Service model asset p/kWh charge for unmetered tariffs |  | Cell-by-cell calculation
SM | 2204. Asset £/customer from HV service models |  | Sum-product calculation
SM | 2205. Service model assets by tariff (£) |  | Combine tables
SM | 2206. Replacement annuities for service models |  | Composite
Loads | 2301. Demand coefficient (load at time of system maximum load divided by average load) |  | Cell-by-cell calculation
Loads | 2302. Load coefficient |  | Combine tables
Loads | 2303. Discount map |  | Fixed data
Loads | 2304. LDNO discounts and volumes adjusted for discount |  | Composite
Loads | 2305. Equivalent volume for each end user |  | Cell summation
Multi | 2401. Adjust annual hours by distribution time band to match days in year |  | Composite
Multi | 2402. Normalisation of split of rate 1 units |  | Composite
Multi | 2403. Split of rate 1 units between distribution time bands |  | Combine tables
Multi | 2404. Normalisation of split of rate 2 units |  | Composite
Multi | 2405. Split of rate 2 units between distribution time bands |  | Combine tables
Multi | 2406. Split of rate 3 units between distribution time bands (default) |  | Fixed data
Multi | 2407. All units (MWh) |  | Cell-by-cell calculation
Multi | 2408. Calculation of implied load coefficients for two-rate users |  | Cell-by-cell calculation
Multi | 2409. Calculation of implied load coefficients for three-rate users |  | Cell-by-cell calculation
Multi | 2410. Calculation of adjusted time band load coefficients |  | Composite
Multi | 2411. Normalisation of peaking probabilities |  | Composite
Multi | 2412. Peaking probabilities by network level (reshaped) |  | Reshape table
Multi | 2413. Pseudo load coefficient by time band and network level |  | Cell-by-cell calculation
Multi | 2414. Unit rate 1 pseudo load coefficient by network level |  | Sum-product calculation
Multi | 2415. Unit rate 2 pseudo load coefficient by network level |  | Sum-product calculation
Multi | 2416. Unit rate 3 pseudo load coefficient by network level |  | Sum-product calculation
SMD | 2501. Contributions of users on one-rate multi tariffs to system simultaneous maximum load by network level (kW) |  | Cell-by-cell calculation
SMD | 2502. Contributions of users on two-rate multi tariffs to system simultaneous maximum load by network level (kW) |  | Cell-by-cell calculation
SMD | 2503. Contributions of users on three-rate multi tariffs to system simultaneous maximum load by network level (kW) |  | Cell-by-cell calculation
SMD | 2504. Estimated contributions of users on each tariff to system simultaneous maximum load by network level (kW) |  | Cell-by-cell calculation
SMD | 2505. Contributions of users on each tariff to system simultaneous maximum load by network level (kW) |  | Combine tables
SMD | 2506. Forecast system simultaneous maximum load (kW) from forecast units |  | Cell summation
AMD | 2601. Pre-processing of data for standing charge factors |  | Composite
AMD | 2602. Standing charges factors adapted to use 132kV/HV |  | Combine tables
AMD | 2603. Capacity-based contributions to chargeable aggregate maximum load by network level (kW) |  | Cell-by-cell calculation
AMD | 2604. Unit-based contributions to chargeable aggregate maximum load (kW) |  | Cell-by-cell calculation
AMD | 2605. Contributions to aggregate maximum load by network level (kW) |  | Combine tables
AMD | 2606. Forecast chargeable aggregate maximum load (kW) |  | Cell summation
AMD | 2607. Forecast simultaneous load subject to standing charge factors (kW) |  | Cell-by-cell calculation
AMD | 2608. Forecast simultaneous load replaced by standing charge (kW) |  | Cell summation
AMD | 2609. Calculated LV diversity allowance |  | Cell-by-cell calculation
AMD | 2610. Network level mapping for diversity allowances |  | Fixed data
AMD | 2611. Diversity allowances including 132kV/HV |  | Sum-product calculation
AMD | 2612. Diversity allowances (including calculated LV value) |  | Combine tables
AMD | 2613. Forecast simultaneous maximum load (kW) adjusted for standing charges |  | Cell-by-cell calculation
Otex | 2701. Operating expenditure coded by network level (£/year) |  | Combine tables
Otex | 2702. Network model assets (£) scaled by load forecast |  | Cell-by-cell calculation
Otex | 2703. Annual consumption by tariff for unmetered users (MWh) |  | Copy cells
Otex | 2704. Service model asset data |  | Composite
Otex | 2705. Data for allocation of operating expenditure |  | Composite
Otex | 2706. Amount of expenditure to be allocated according to asset values (£/year) |  | Cell-by-cell calculation
Otex | 2707. Total operating expenditure by network level (£/year) |  | Cell-by-cell calculation
Otex | 2708. Operating expenditure percentage by network level |  | Cell-by-cell calculation
Otex | 2709. Unit operating expenditure based on simultaneous maximum load (£/kW/year) |  | Cell-by-cell calculation
Otex | 2710. Operating expenditure for customer assets p/MPAN/day |  | Composite
Otex | 2711. Operating expenditure for unmetered customer assets (p/kWh) |  | Cell-by-cell calculation
Contrib | 2801. Network level of supply (for customer contributions) by tariff |  | Fixed data
Contrib | 2802. Contribution proportion by customer type and network level of assets (proportion of assets annuities deemed to be covered by customer contributions) |  | Cell-by-cell calculation
Contrib | 2803. Contribution proportion by tariff and network level (proportion of assets annuities deemed to be covered by customer contributions) |  | Sum-product calculation
Contrib | 2804. Proportion of annual charge covered by contributions (for all charging levels) |  | Combine tables
Yard | 2901. Unit cost at each level, £/kW/year (relative to system simultaneous maximum load) |  | Combine tables
Yard | 2902. Pay-as-you-go yardstick unit costs by charging level (p/kWh) |  | Cell-by-cell calculation
Yard | 2903. Pay-as-you-go unit rate 1 p/kWh |  | Composite
Yard | 2904. Pay-as-you-go unit rate 2 p/kWh |  | Composite
Yard | 2905. Pay-as-you-go unit rate 3 p/kWh |  | Composite
Standing | 3001. Costs based on aggregate maximum load (£/kW/year) |  | Cell-by-cell calculation
Standing | 3002. Capacity elements p/kVA/day |  | Cell-by-cell calculation
Standing | 3003. Yardstick unit rate p/kWh (taking account of standing charges) |  | Composite
Standing | 3004. Unit rate 1 (taking account of standing charges) |  | Composite
Standing | 3005. Unit rate 2 (taking account of standing charges) |  | Composite
Standing | 3006. Unit rate 3 (taking account of standing charges) |  | Composite
NHH | 3101. Average maximum kVA/MPAN by end user class, for user classes without an agreed import capacity |  | Cell-by-cell calculation
NHH | 3102. Capacity-driven fixed charge elements from standing charges factors p/MPAN/day |  | Cell-by-cell calculation
NHH | 3103. Capacity used by LV users without an agreed capacity |  | Composite
NHH | 3104. Aggregate data for LV users without agreed capacity for allocation of LV circuit costs |  | Composite
NHH | 3105. LV fixed charge elements from standing charges factors p/MPAN/day |  | Cell-by-cell calculation
NHH | 3106. Fixed charge elements from standing charges factors p/MPAN/day |  | Combine tables
Reactive | 3201. Standard components p/kWh for reactive power (absolute value) |  | Cell-by-cell calculation
Reactive | 3202. Standard reactive p/kVArh |  | Cell-by-cell calculation
Reactive | 3203. Network use factors for generator reactive unit charges |  | Fixed data
Reactive | 3204. Absolute value of load coefficient (kW peak / average kW) |  | Cell-by-cell calculation
Reactive | 3205. Pay-as-you-go components p/kWh for reactive power (absolute value) |  | Cell-by-cell calculation
Reactive | 3206. Pay-as-you-go reactive p/kVArh |  | Cell-by-cell calculation
Aggreg | 3301. Unit rate 1 p/kWh (elements) |  | Combine tables
Aggreg | 3302. Unit rate 2 p/kWh (elements) |  | Combine tables
Aggreg | 3303. Unit rate 3 p/kWh (elements) |  | Combine tables
Aggreg | 3304. Fixed charge p/MPAN/day (elements) |  | Combine tables
Aggreg | 3305. Capacity charge p/kVA/day (elements) |  | Copy cells
Aggreg | 3306. Reactive power charge p/kVArh (elements) |  | Combine tables
Aggreg | 3307. Summary of charges before revenue matching |  | Cell summation
Revenue | 3401. Net revenues by tariff before matching (£/year) |  | Cell-by-cell calculation
Revenue | 3402. Allowed revenue (£/year) |  | Cell-by-cell calculation
Revenue | 3403. Revenue surplus or shortfall |  | Composite
Scaler | 3501. Factor to scale to £1/kW at transmission exit level |  | Cell-by-cell calculation
Scaler | 3502. Applicability factor for £1/kW scaler |  | Combine tables
Scaler | 3503. Scalable elements of tariff components |  | Sum-product calculation
Scaler | 3504. Marginal revenue effect of scaler |  | Cell-by-cell calculation
Scaler | 3505. Scaler value at which the minimum is breached |  | Cell-by-cell calculation
Scaler | 3506. Root if there were no constraints |  | Special calculation
Scaler | 3507. Starting point |  | Special calculation
Scaler | 3508. Solve a simple linear programming problem |  | Composite
Scaler | 3509. General scaler rate |  | Optimisation result
Scaler | 3510. Scaler |  | Cell-by-cell calculation
Adjust | 3601. Tariffs before rounding |  | Cell-by-cell calculation
Adjust | 3602. Decimal places |  | Fixed data
Adjust | 3603. Tariff rounding |  | Cell-by-cell calculation
Adjust | 3604. All the way tariffs |  | Cell-by-cell calculation
Adjust | 3605. Tariffs |  | Cell-by-cell calculation
Adjust | 3606. Net revenues by tariff from rounding |  | Cell-by-cell calculation
Adjust | 3607. Revenue forecast summary |  | Composite
Tariffs | 3701. Tariffs |  | Composite
Summary | 3801. Workbook build options and main parameters |  | Composite
Summary | 3802. Revenue summary |  | Composite
Summary | 3803. Revenue summary by tariff component |  | Cell summation
M-Rev | 3901. Revenue matrix by tariff |  | Composite
M-Rev | 3902. Revenues by charging element and network level |  | Cell summation
CData | 4001. Revenues under current tariffs (£/year) |  | Cell-by-cell calculation
CData | 4002. All-the-way volumes |  | Copy cells
CData | 4003. Normalised to |  | Fixed data
CData | 4004. Normalised volumes for comparisons |  | Cell-by-cell calculation
CData | 4005. LDNO LV charges (normalised £/year) |  | Copy cells
CData | 4006. LDNO HV charges (normalised £/year) |  | Copy cells
CTables | 4101. Comparison with current all-the-way demand tariffs |  | Composite
CTables | 4102. LDNO margins in use of system charges |  | Composite
M-ATW | Tariff matrices |  | Notes
Model configuration 100
Options:
---
datafile: no
drm: top500gsp
extraLevels: 1
matrices: big
noReplacement: blanket
pcd: 1
portfolio: 1
protect: 1
revision: 2441
scaler: levelledpickexitnogenminzero
standing: sub132
summary: consultation
tariffs: commongensub
validation: lenientnomsg
Generated on Tue 8 Dec 2009 08:36:38 by shadow.unitedhosting.co.uk

## Input
CDCM model 100: Input data |  | WPD South West |  | 2012/13 |  | model version 2441 April 2012 Price Change
This sheet contains all the input data (except LLFCs which can be entered directly into the Tariff sheet).
1000. Company, charging year, data version
| Company | Year | Version
Company, charging year, data version | WPD South West | 2012/13 | model version 2441 April 2012 Price Change
1010. Financial and general assumptions
Sources: financial assumptions; calendar; network model.
These financial assumptions determine the annuity rate applied to convert the asset values of the network model into an annual charge.
| Rate of return | Annualisation period (years) | Annuity proportion for customer-contributed assets | Power factor | Days in the charging period
Financial and general assumptions | 5.6% | 40 | 0 | 0.95 | 365
1017. Diversity allowance between top and bottom of network level
Source: operational data analysis and/or network model.
The diversity figure against GSP is the diversity between GSP Group (the whole system) and individual GSPs.
The diversity figure against 132kV is the diversity between GSPs (the top of the 132kV network) and 132kV/EHV bulk supply points (the bottom of the 132kV network).
The diversity figure against EHV is the diversity between 132kV/EHV bulk supply points (the top of the EHV network) and EHV/HV primary substations (the bottom of the EHV network).
The diversity figure against HV is the diversity between EHV/HV primary substations (the top of the HV network) and HV/LV substations (the bottom of the HV network).
Diversity allowance between top and bottom of network level
GSPs | 2.2%
132kV | 3.1%
132kV/EHV
EHV | 7.5%
EHV/HV
HV | 37%
HV/LV
LV circuits
1018. Proportion of relevant load going through 132kV/HV direct transformation
132kV/HV
EHV/HV
1019. Network model GSP peak demand (MW)
Network model GSP peak demand (MW)
Network model GSP peak demand (MW) | 500
1020. Gross asset cost by network level (£)
Gross assets £
132kV | 103585529.3724
132kV/EHV | 15428415.49
EHV | 45522370.03
EHV/HV | 36390100.11
132kV/HV
HV | 152121207.17
HV/LV | 59367391.63
LV circuits | 132391580.604
1022. LV service model asset cost (£)
| LV service model 1 | LV service model 2 | LV service model 3 | LV service model 4 | LV service model 5 | LV service model 6 | LV service model 7 | LV service model 8
LV service model asset cost (£) | 4553.43 | 543.4733 | 618.9708 | 471.8933 | 1214.7513 | 877.825 | 0 | 532
1023. HV service model asset cost (£)
| HV service model 1 | HV service model 2 | HV service model 3 | HV service model 4 | HV service model 5
HV service model asset cost (£) | 9790.194 | 4208 | 0 | 0 | 0
1025. Matrix of applicability of LV service models to tariffs with fixed charges
| LV service model 1 | LV service model 2 | LV service model 3 | LV service model 4 | LV service model 5 | LV service model 6 | LV service model 7 | LV service model 8
Domestic Unrestricted | 5% | 0% | 0% | 0% | 0% | 0% | 0% | 0%
Domestic Two Rate | 5% | 0% | 0% | 0% | 0% | 0% | 0% | 0%
Small Non Domestic Unrestricted | 0% | 100% | 0% | 0% | 0% | 0% | 0% | 0%
Small Non Domestic Two Rate | 0% | 100% | 0% | 0% | 0% | 0% | 0% | 0%
LV Medium Non-Domestic | 0% |  | 100% | 0% | 0% | 0% | 0% | 0%
LV Sub Medium Non-Domestic | 0% |  |  | 100% | 0% | 0% | 0% | 0%
LV HH Metered | 0% |  |  | 0% | 100% | 0% | 0% | 0%
LV Sub HH Metered | 0% |  |  | 0% | 0% | 100% | 0% | 0%
LV Generation NHH | 0% |  | 0% | 0% |  | 0% | 100% | 0%
LV Sub Generation NHH | 0% | 0% | 0% | 0% |  | 0% | 100% | 0%
LV Generation Intermittent | 0% | 0% | 0% | 0% |  | 0% | 100% | 0%
LV Generation Non-Intermittent
LV Sub Generation Intermittent
LV Sub Generation Non-Intermittent
1026. Matrix of applicability of LV service models to unmetered tariffs
Source: service models
Proportion of service model involved in connecting load of 1 MWh/year
| LV service model 1 | LV service model 2 | LV service model 3 | LV service model 4 | LV service model 5 | LV service model 6 | LV service model 7 | LV service model 8
NHH UMS | [7 empty] | 0.4877
LV UMS (Pseudo HH Metered) | [7 empty] | 0.4877
1028. Matrix of applicability of HV service models to tariffs with fixed charges
| HV service model 1 | HV service model 2 | HV service model 3 | HV service model 4 | HV service model 5
HV Medium Non-Domestic | 100%
HV HH Metered | 100%
HV Sub HH Metered | 100%
HV Generation Intermittent |  | 100%
HV Generation Non-Intermittent |  | 100%
HV Sub Generation Non-Intermittent |  | 100%
HV Sub Generation Intermittent |  | 100%
1032. Loss adjustment factors to transmission
Source: losses model or loss adjustment factors at time of system peak.
| 132kV | 132kV/EHV | EHV | EHV/HV | HV | HV/LV | LV circuits
Loss adjustment factor | 1.0124 | 1.0167 | 1.0317 | 1.0421 | 1.0651 | 1.0783 | 1.0873
1037. Embedded network (LDNO) discounts
Source: separate price control disaggregation model.
| No discount | LDNO LV: LV user | LDNO HV: LV user | LDNO HV: LV sub user | LDNO HV: HV user
LDNO discount |  | 35.8% | 62.62% | 39.99% | 29.44%
1041. Load profile data for demand users
Source: load data analysis.
| Coincidence factor | Load factor
Domestic Unrestricted | 0.87553 | 0.39875
Domestic Two Rate | 0.30566 | 0.21992
Domestic Off Peak (related MPAN) |  | 0.16022
Small Non Domestic Unrestricted | 0.68069 | 0.33994
Small Non Domestic Two Rate | 0.55259 | 0.39343
Small Non Domestic Off Peak (related MPAN) |  | 0.20747
LV Medium Non-Domestic | 0.81817 | 0.55453
LV Sub Medium Non-Domestic | 0.79585 | 0.56501
HV Medium Non-Domestic | 0.7548 | 0.42948
LV HH Metered | 0.83452 | 0.58816
LV Sub HH Metered | 0.79454 | 0.61209
HV HH Metered | 0.81449 | 0.71978
HV Sub HH Metered | 0.61154 | 0.59614
NHH UMS | 0.92308 | 0.48745
LV UMS (Pseudo HH Metered) | 0.92308 | 0.48745
1053. Volume forecasts for the charging year
Source: forecast.
Please include MPAN counts for tariffs with no fixed charge (e.g. off-peak tariffs),
but exclude MPANs on tariffs with a fixed charge that are not subject to a fixed charge due to a site grouping arrangement.
| Rate 1 units (MWh) | Rate 2 units (MWh) | Rate 3 units (MWh) | MPANs | Import capacity (kVA) | Reactive power units (MVArh)
> Domestic Unrestricted
Domestic Unrestricted | 4329286.1228 |  |  | 1171197.2616
LDNO LV: Domestic Unrestricted | 2230.07 |  |  | 1430
LDNO HV: Domestic Unrestricted | 3936.338 |  |  | 1150
> Domestic Two Rate
Domestic Two Rate | 770751.9921 | 848879.2158 |  | 232989.2482
LDNO LV: Domestic Two Rate | 183.549 | 185.538 |  | 80
LDNO HV: Domestic Two Rate | 133.839 | 81.509 |  | 45
> Domestic Off Peak (related MPAN)
Domestic Off Peak (related MPAN) | 88210.2026
LDNO LV: Domestic Off Peak (related MPAN)
LDNO HV: Domestic Off Peak (related MPAN)
> Small Non Domestic Unrestricted
Small Non Domestic Unrestricted | 1198550.3115 |  |  | 105697.3489
LDNO LV: Small Non Domestic Unrestricted | 247.381 |  |  | 126
LDNO HV: Small Non Domestic Unrestricted | 5027.456 |  |  | 46
> Small Non Domestic Two Rate
Small Non Domestic Two Rate | 353052.2797 | 184203.7544 |  | 26268.7635
LDNO LV: Small Non Domestic Two Rate | 6.688 | 4.552
LDNO HV: Small Non Domestic Two Rate | 379.535 | 93.591 |  | 9
> Small Non Domestic Off Peak (related MPAN)
Small Non Domestic Off Peak (related MPAN) | 31953.2235
LDNO LV: Small Non Domestic Off Peak (related MPAN)
LDNO HV: Small Non Domestic Off Peak (related MPAN)
> LV Medium Non-Domestic
LV Medium Non-Domestic | 731949.0383 | 183028.3606 |  | 9178.1289
LDNO LV: LV Medium Non-Domestic
LDNO HV: LV Medium Non-Domestic | 3592.468 | 636.301 |  | 32
> LV Sub Medium Non-Domestic
LV Sub Medium Non-Domestic | 82850.4321 | 23404.3756 |  | 750
> HV Medium Non-Domestic
HV Medium Non-Domestic | 1602.511 | 452.068 |  | 22
> LV HH Metered
LV HH Metered | 51993.5623 | 373426.6619 | 314281.314 | 2700 | 347000 | 64041.5429
LDNO LV: LV HH Metered | 5.121 | 36.8525 | 31.3457
LDNO HV: LV HH Metered | 1463.7731 | 10521.0462 | 8903.7614
> LV Sub HH Metered
LV Sub HH Metered | 52046.347 | 386564.3099 | 346649.431 | 1312 | 326100 | 74242.5358
LDNO HV: LV Sub HH Metered
> HV HH Metered
HV HH Metered | 185314.9089 | 1315082.0031 | 1372504.2623 | 912 | 983500 | 214455.4059
LDNO HV: HV HH Metered
> HV Sub HH Metered
HV Sub HH Metered
> NHH UMS
NHH UMS | 24051.601
LDNO LV: NHH UMS | 4.39
LDNO HV: NHH UMS | 110.679
> LV UMS (Pseudo HH Metered)
LV UMS (Pseudo HH Metered) | 6964.6955 | 27023.1719 | 115577.3353
LDNO LV: LV UMS (Pseudo HH Metered)
LDNO HV: LV UMS (Pseudo HH Metered)
> LV Generation NHH
LV Generation NHH | 1072.217
LDNO LV: LV Generation NHH
LDNO HV: LV Generation NHH
> LV Sub Generation NHH
LV Sub Generation NHH
LDNO HV: LV Sub Generation NHH
> LV Generation Intermittent
LV Generation Intermittent | 8426.343 |  |  |  |  | 40.2189
LDNO LV: LV Generation Intermittent
LDNO HV: LV Generation Intermittent
> LV Generation Non-Intermittent
LV Generation Non-Intermittent | 35.484 | 17.5656 | 2.472 |  |  | 0.023669
LDNO LV: LV Generation Non-Intermittent
LDNO HV: LV Generation Non-Intermittent
> LV Sub Generation Intermittent
LV Sub Generation Intermittent | 269.756 |  |  |  |  | 0.081633
LDNO HV: LV Sub Generation Intermittent
> LV Sub Generation Non-Intermittent
LV Sub Generation Non-Intermittent | 29.8935 | 94.615 | 584.31 |  |  | 0.16327
LDNO HV: LV Sub Generation Non-Intermittent
> HV Generation Intermittent
HV Generation Intermittent | 14943.667 |  |  | 19 |  | 282.2547
LDNO HV: HV Generation Intermittent
> HV Generation Non-Intermittent
HV Generation Non-Intermittent | 11184.979 | 69917.535 | 99086.381 | 45 |  | 207.6698
LDNO HV: HV Generation Non-Intermittent
> HV Sub Generation Non-Intermittent
HV Sub Generation Non-Intermittent
> HV Sub Generation Intermittent
HV Sub Generation Intermittent | 37.98 |  |  | 1
1055. Transmission exit charges (£/year)
Source: forecast.
Transmission exit
Transmission exit charges (£/year) | 7351596
1059. Other expenditure
| Direct cost (£/year) | Indirect cost (£/year) | Indirect cost proportion | Network rates (£/year)
Other expenditure | 21980299.2745 | 80749931.0841 | 60% | 17868993.6994
1060. Customer contributions under current connection charging policy
Source: analysis of expenditure data and/or survey of capital expenditure schemes.
Customer contribution percentages by network level of supply and by asset network level.
These proportions should reflect the current connection charging method, not necessarily the method that was in place when the connection was built.
| Assets 132kV | Assets 132kV/EHV | Assets EHV | Assets EHV/HV | Assets 132kV/HV | Assets HV | Assets HV/LV | Assets LV circuits
LV network | 0% |  |  | 81% |  | 81% | 95% | 95%
LV substation | 0% | 0% |  | 81% |  | 81% | 95%
HV network | 0% | 67% | 67% | 100% |  | 100%
HV substation | 0% | 67% | 67% | 100%
1061. Average split of rate 1 units by distribution time band
Source: load data analysis.
This table relates to the first TPR or charging period for each tariff.
Each line relates to a different user type and tariff structure.
For each user type and tariff structure, the figure entered against each of the time bands used for network analysis is
the proportion of the units recorded on the relevant TPR or within the relevant charging period that would fall with each time band.
| Red | Amber | Green
Domestic Two Rate | 11.16% | 53.27% | 35.57%
Domestic Off Peak (related MPAN) | 0.3174% | 14.13% | 85.56%
Small Non Domestic Two Rate | 8.154% | 63.8% | 28.04%
Small Non Domestic Off Peak (related MPAN) | 0.3266% | 17.87% | 81.8%
LV Medium Non-Domestic | 7.242% | 55.3% | 37.46%
LV Sub Medium Non-Domestic | 7.217% | 56.06% | 36.72%
HV Medium Non-Domestic | 6.974% | 54.66% | 38.37%
1062. Average split of rate 2 units by distribution time band
Source: load data analysis.
This table relates to the second TPR or charging period for each tariff.
See notes on table 1061.
| Red | Amber | Green
Domestic Two Rate | 0% | 2.794% | 97.21%
Small Non Domestic Two Rate | 0% | 2.01% | 97.99%
LV Medium Non-Domestic | 0% | 0.05565% | 99.94%
LV Sub Medium Non-Domestic | 0% | 0.1278% | 99.87%
HV Medium Non-Domestic | 0% | 0.0492% | 99.95%
1068. Typical annual hours by distribution time band
Source: definition of distribution time bands.
The figures in this table will be automatically adjusted to match the number of days in the charging period.
| Red | Amber | Green
Annual hours | 520 | 3435 | 4805
1069. Peaking probabilities by network level
Source: operational data analysis.
| Red | Amber | Green
GSPs | 100% | 0% | 0%
132kV | 83.3% | 4.93% | 11.78%
132kV/EHV | 83.3% | 4.93% | 11.78%
EHV | 55.88% | 27.42% | 16.71%
EHV/HV | 55.88% | 27.42% | 16.71%
132kV/HV | 83.3% | 4.93% | 11.78%
HV | 55.88% | 27.42% | 16.71%
HV/LV | 55.88% | 27.42% | 16.71%
LV circuits | 55.88% | 27.42% | 16.71%
1076. Target revenue
Source: forecast.
| Allowed revenue (£/year) | Pass-through charges (£/year) | Adjustment for previous year's under (over) recovery (£/year) | Revenue raised outside this model (£/year)
Target revenue | 314350802.0671 | 0 | -5233096.0671 | 4023647 | 305094059 | 309148438.1099
[5 empty] | 305124791.1099 | -30732.1099
1092. Average kVAr by kVA, by network level
Source: analysis of operational data.
This is the average of MVAr/MVA or SQRT(1-PF^2) across relevant network elements.
| GSPs | 132kV | 132kV/EHV | EHV | EHV/HV | 132kV/HV | HV | HV/LV | LV circuits
Average kVAr by kVA, by network level | 0.20645 | 0.20645 | 0.20645 | 0.20645 | 0.20645 | 0.20645 | 0.20645 | 0.20645 | 0.20645
1201. Current tariff information
| Current revenues if known (£/year) | Current Unit rate 1 p/kWh | Current Unit rate 2 p/kWh | Current Unit rate 3 p/kWh | Current Fixed charge p/MPAN/day | Current Capacity charge p/kVA/day | Current Reactive power charge p/kVArh
Domestic Unrestricted |  | 2.692 |  |  | 3.62
Domestic Two Rate |  | 3.346 | 0.209 |  | 3.62
Domestic Off Peak (related MPAN) |  | 0.232
Small Non Domestic Unrestricted |  | 2.402 |  |  | 5.5
Small Non Domestic Two Rate |  | 2.533 | 0.209 |  | 5.5
Small Non Domestic Off Peak (related MPAN) |  | 0.219
LV Medium Non-Domestic |  | 2.224 | 0.2 |  | 29.28
LV Sub Medium Non-Domestic |  | 2.101 | 0.176 |  | 20.45
HV Medium Non-Domestic |  | 2.085 | 0.101 |  | 90.58
LV HH Metered |  | 21.39 | 0.205 | 0.138 | 7.57 | 2.11 | 0.353
LV Sub HH Metered |  | 19.439 | 0.115 | 0.097 | 5.55 | 2.28 | 0.297
HV HH Metered |  | 16.349 | 0.04 | 0.058 | 64.88 | 1.7 | 0.238
HV Sub HH Metered |  | 13.83 | 0.014 | 0.041 | 64.88 | 1.17 | 0.187
NHH UMS |  | 3.009
LV UMS (Pseudo HH Metered) |  | 46.753 | 1.253 | 0.961

## Tariffs
CDCM model 100: Tariffs |  | WPD South West |  | 2012/13 |  | model version 2441 April 2012 Price Change
3701. Tariffs
Data sources:
x1 = 3605. Unit rate 1 p/kWh (in Tariffs)
x2 = 3605. Unit rate 2 p/kWh (in Tariffs)
x3 = 3605. Unit rate 3 p/kWh (in Tariffs)
x4 = 3605. Fixed charge p/MPAN/day (in Tariffs)
x5 = 3605. Capacity charge p/kVA/day (in Tariffs)
x6 = 3605. Reactive power charge p/kVArh (in Tariffs)
Kind: | Input data | Fixed data | Copy cells | Copy cells | Copy cells | Copy cells | Copy cells | Copy cells | Input data
Formula: |  |  | = x1 | = x2 | = x3 | = x4 | = x5 | = x6
| Open LLFCs | PCs | Unit rate 1 p/kWh | Unit rate 2 p/kWh | Unit rate 3 p/kWh | Fixed charge p/MPAN/day | Capacity charge p/kVA/day | Reactive power charge p/kVArh | Closed LLFCs
Domestic Unrestricted | 10, 20 | 1 | 2.754 | 0 | 0 | 4.07 | 0 | 0 | n/a
Domestic Two Rate | 30, 40 | 2 | 3.417 | 0.247 | 0 | 4.07 | 0 | 0 | n/a
Domestic Off Peak (related MPAN) | n/a | 2 | 0.227 | 0 | 0 | 0 | 0 | 0 | 430
Small Non Domestic Unrestricted | 110 | 3 | 2.512 | 0 | 0 | 6.26 | 0 | 0 | n/a
Small Non Domestic Two Rate | 210 | 4 | 2.606 | 0.246 | 0 | 6.26 | 0 | 0 | n/a
Small Non Domestic Off Peak (related MPAN) | n/a | 4 | 0.233 | 0 | 0 | 0 | 0 | 0 | 251
LV Medium Non-Domestic | 570 | 5-8 | 2.273 | 0.236 | 0 | 34.02 | 0 | 0 | n/a
LV Sub Medium Non-Domestic | 540 | 5-8 | 2.136 | 0.211 | 0 | 22.12 | 0 | 0 | n/a
HV Medium Non-Domestic | 510 | 5-8 | 2.089 | 0.126 | 0 | 122.3 | 0 | 0 | n/a
LV HH Metered | 570 | 0 | 20.727 | 0.251 | 0.161 | 8.43 | 2.43 | 0.329 | n/a
LV Sub HH Metered | 540 | 0 | 18.692 | 0.149 | 0.114 | 6.09 | 2.73 | 0.269 | n/a
HV HH Metered | 510 | 0 | 15.398 | 0.063 | 0.068 | 67.97 | 2.08 | 0.208 | n/a
HV Sub HH Metered | 522 | 0 | 14.083 | 0.03 | 0.052 | 67.97 | 1.48 | 0.176 | n/a
NHH UMS | 980 | 1&8 | 3.214 | 0 | 0 | 0 | 0 | 0 | n/a
LV UMS (Pseudo HH Metered) | 970 | 0 | 46.218 | 1.446 | 1.104 | 0 | 0 | 0 | n/a
LV Generation NHH | 581 | 8 | -0.625 | 0 | 0 | 0 | 0 | 0 | n/a
LV Sub Generation NHH | 551 | 8 | -0.577 | 0 | 0 | 0 | 0 | 0 | n/a
LV Generation Intermittent | 581 | 0 | -0.625 | 0 | 0 | 0 | 0 | 0.141 | n/a
LV Generation Non-Intermittent | 527 | 0 | -7.363 | -0.26 | -0.156 | 0 | 0 | 0.141 | n/a
LV Sub Generation Intermittent | 551 | 0 | -0.577 | 0 | 0 | 0 | 0 | 0.121 | n/a
LV Sub Generation Non-Intermittent | 526 | 0 | -6.902 | -0.228 | -0.142 | 0 | 0 | 0.121 | n/a
HV Generation Intermittent | 521 | 0 | -0.354 | 0 | 0 | 29.21 | 0 | 0.088 | n/a
HV Generation Non-Intermittent | 524 | 0 | -4.708 | -0.083 | -0.076 | 29.21 | 0 | 0.088 | n/a
HV Sub Generation Non-Intermittent | 525 | 0 | -4.396 | -0.066 | -0.067 | 29.21 | 0 | 0.063 | n/a
HV Sub Generation Intermittent | 523 | 0 | -0.324 | 0 | 0 | 29.21 | 0 | 0.063 | n/a
LDNO LV: Domestic Unrestricted | 810 | 1 | 1.7681 | 0 | 0 | 2.6129 | 0 | 0 | n/a
LDNO LV: Domestic Two Rate | 811 | 2 | 2.1937 | 0.15857 | 0 | 2.6129 | 0 | 0 | n/a
LDNO LV: Domestic Off Peak (related MPAN) | 812 | 2 | 0.14573 | 0 | 0 | 0 | 0 | 0 | n/a
LDNO LV: Small Non Domestic Unrestricted | 813 | 3 | 1.6127 | 0 | 0 | 4.0189 | 0 | 0 | n/a
LDNO LV: Small Non Domestic Two Rate | 814 | 4 | 1.673 | 0.15793 | 0 | 4.0189 | 0 | 0 | n/a
LDNO LV: Small Non Domestic Off Peak (related MPAN) | 815 | 4 | 0.14959 | 0 | 0 | 0 | 0 | 0 | n/a
LDNO LV: LV Medium Non-Domestic | 816 | 5-8 | 1.4593 | 0.15151 | 0 | 21.8408 | 0 | 0 | n/a
LDNO LV: LV HH Metered | 817 | 0 | 13.3067 | 0.16114 | 0.10336 | 5.412 | 1.5601 | 0.21122 | n/a
LDNO LV: NHH UMS | 818 | 1&8 | 2.0634 | 0 | 0 | 0 | 0 | 0 | n/a
LDNO LV: LV UMS (Pseudo HH Metered) | 819 | 0 | 29.6719 | 0.92833 | 0.70877 | 0 | 0 | 0 | n/a
LDNO LV: LV Generation NHH | 820 | 8 | -0.625 | 0 | 0 | 0 | 0 | 0 | n/a
LDNO LV: LV Generation Intermittent | 821 | 0 | -0.625 | 0 | 0 | 0 | 0 | 0.141 | n/a
LDNO LV: LV Generation Non-Intermittent | 822 | 0 | -7.363 | -0.26 | -0.156 | 0 | 0 | 0.141 | n/a
LDNO HV: Domestic Unrestricted | 823 | 1 | 1.0294 | 0 | 0 | 1.5213 | 0 | 0 | n/a
LDNO HV: Domestic Two Rate | 824 | 2 | 1.2772 | 0.092323 | 0 | 1.5213 | 0 | 0 | n/a
LDNO HV: Domestic Off Peak (related MPAN) | 825 | 2 | 0.084847 | 0 | 0 | 0 | 0 | 0 | n/a
LDNO HV: Small Non Domestic Unrestricted | 826 | 3 | 0.93893 | 0 | 0 | 2.3398 | 0 | 0 | n/a
LDNO HV: Small Non Domestic Two Rate | 827 | 4 | 0.97406 | 0.091949 | 0 | 2.3398 | 0 | 0 | n/a
LDNO HV: Small Non Domestic Off Peak (related MPAN) | 828 | 4 | 0.08709 | 0 | 0 | 0 | 0 | 0 | n/a
LDNO HV: LV Medium Non-Domestic | 829 | 5-8 | 0.84959 | 0.088211 | 0 | 12.7159 | 0 | 0 | n/a
LDNO HV: LV HH Metered | 830 | 0 | 7.7473 | 0.093818 | 0.060178 | 3.1509 | 0.90828 | 0.12297 | n/a
LDNO HV: LV Sub HH Metered | 831 | 0 | 11.2164 | 0.08941 | 0.068408 | 3.6544 | 1.6382 | 0.16142 | n/a
LDNO HV: HV HH Metered | 832 | 0 | 10.8641 | 0.04445 | 0.047977 | 47.9563 | 1.4675 | 0.14675 | n/a
LDNO HV: NHH UMS | 833 | 1&8 | 1.2013 | 0 | 0 | 0 | 0 | 0 | n/a
LDNO HV: LV UMS (Pseudo HH Metered) | 834 | 0 | 17.2752 | 0.54048 | 0.41265 | 0 | 0 | 0 | n/a
LDNO HV: LV Generation NHH | 835 | 8 | -0.625 | 0 | 0 | 0 | 0 | 0 | n/a
LDNO HV: LV Sub Generation NHH | 843 | 8 | -0.577 | 0 | 0 | 0 | 0 | 0 | n/a
LDNO HV: LV Generation Intermittent | 836 | 0 | -0.625 | 0 | 0 | 0 | 0 | 0.141 | n/a
LDNO HV: LV Generation Non-Intermittent | 837 | 0 | -7.363 | -0.26 | -0.156 | 0 | 0 | 0.141 | n/a
LDNO HV: LV Sub Generation Intermittent | 838 | 0 | -0.577 | 0 | 0 | 0 | 0 | 0.121 | n/a
LDNO HV: LV Sub Generation Non-Intermittent | 839 | 0 | -6.902 | -0.228 | -0.142 | 0 | 0 | 0.121 | n/a
LDNO HV: HV Generation Intermittent | 841 | 0 | -0.354 | 0 | 0 | 0 | 0 | 0.088 | n/a
LDNO HV: HV Generation Non-Intermittent | 842 | 0 | -4.708 | -0.083 | -0.076 | 0 | 0 | 0.088 | n/a

## Summary
CDCM model 100: Summary statistics |  | WPD South West |  | 2012/13 |  | model version 2441 April 2012 Price Change
3801. Workbook build options and main parameters
Include a 132kV/HV network level
Network model: 500 MW at time of GSP peak
Standing charges factors: 100/0/0 LV NHH, 100/100/20 network, 100/100/0 substation
Put some 132kV costs into HV capacity charges
Operating expenditure allocated by asset values
LV circuit costs by exit point for profile classes 1-4
Revenue matching by £/kW/year at transmission exit level
Scaler subject to capping of each tariff component to zero
Data sources:
x1 = 1010. Annuity proportion for customer-contributed assets (in Financial and general assumptions)
x2 = 3510. Net revenues by tariff from scaler (in Scaler)
x3 = 3607. Total net revenues (£/year) (in Revenue forecast summary)
x4 = 3402. Allowed revenue (£/year)
x5 = 3607. Deviation from target revenue (£/year) (in Workbook build options and main parameters) (in Revenue forecast summary)
Kind: | Copy cells | Cell summation | Cell-by-cell calculation | Cell-by-cell calculation
Formula: | = x1 | =SUM(x2) | =x3-x4 | =x5/x4
| Annuity proportion for customer-contributed assets | Total net revenues from scaler (£/year) | Deviation from target revenue (£/year) | Over/under recovery
Workbook build options and main parameters | 0 | 139188316.5606 | 30732.1099 | 0.009942%
3802. Revenue summary
Data sources:
x1 = 1053. Rate 1 units (MWh) by tariff (in Volume forecasts for the charging year)
x2 = 1053. Rate 2 units (MWh) by tariff (in Volume forecasts for the charging year)
x3 = 1053. Rate 3 units (MWh) by tariff (in Volume forecasts for the charging year)
x4 = 1053. MPANs by tariff (in Volume forecasts for the charging year)
x5 = 1010. Days in the charging period (in Financial and general assumptions)
x6 = 3605. Fixed charge p/MPAN/day (in Tariffs)
x7 = 3605. Capacity charge p/kVA/day (in Tariffs)
x8 = 1053. Import capacity (kVA) by tariff (in Volume forecasts for the charging year)
x9 = 3605. Unit rate 1 p/kWh (in Tariffs)
x10 = 3605. Unit rate 2 p/kWh (in Tariffs)
x11 = 3605. Unit rate 3 p/kWh (in Tariffs)
x12 = 3605. Reactive power charge p/kVArh (in Tariffs)
x13 = 1053. Reactive power units (MVArh) by tariff (in Volume forecasts for the charging year)
x14 = All units (MWh) (in Revenue summary)
x15 = Net revenues (£/year) (in Revenue summary)
x16 = MPANs by tariff (in Volume forecasts for the charging year) (copy) (in Revenue summary)
x17 = Revenues from unit rates (£/year) (in Revenue summary)
x18 = Net revenues from unit rate 1 (£/year) (in Revenue summary)
x19 = Net revenues from unit rate 2 (£/year) (in Revenue summary)
x20 = Net revenues from unit rate 3 (£/year) (in Revenue summary)
x21 = Revenues from fixed charges (£/year) (in Revenue summary)
x22 = Revenues from capacity charges (£/year) (in Revenue summary)
x23 = Revenues from reactive power charges (£/year) (in Revenue summary)
Kind: | Cell-by-cell calculation | Copy cells | Cell-by-cell calculation | Cell-by-cell calculation | Cell-by-cell calculation | Cell-by-cell calculation | Cell-by-cell calculation | Cell-by-cell calculation | Cell-by-cell calculation | Cell-by-cell calculation | Cell-by-cell calculation | Cell-by-cell calculation | Cell-by-cell calculation | Cell-by-cell calculation | Cell-by-cell calculation | Cell-by-cell calculation | Cell-by-cell calculation | Cell-by-cell calculation | Cell-by-cell calculation
Formula: | =x1+x2+x3 | = x4 | =0.01*x5*(x6*x4+x7*x8)+10*(x9*x1+x10*x2+x11*x3+x12*x13) | =10*(x9*x1+x10*x2+x11*x3) | =x6*x5*x4/100 | =x7*x5*x8/100 | =x12*x13*10 | =IF(x14<>0,0.1*x15/x14,"") | =IF(x16<>0,x15/x16,"") | =IF(x14<>0,0.1*x17/x14,0) | =x9*x1*10 | =x10*x2*10 | =x11*x3*10 | =IF(x17<>0,x18/x17,"") | =IF(x17<>0,x19/x17,"") | =IF(x17<>0,x20/x17,"") | =IF(x15<>0,x21/x15,"") | =IF(x15<>0,x22/x15,"") | =IF(x15<>0,x23/x15,"")
| All units (MWh) | MPANs | Net revenues (£/year) | Revenues from unit rates (£/year) | Revenues from fixed charges (£/year) | Revenues from capacity charges (£/year) | Revenues from reactive power charges (£/year) | Average p/kWh | Average £/MPAN/year | Average unit rate p/kWh | Net revenues from unit rate 1 (£/year) | Net revenues from unit rate 2 (£/year) | Net revenues from unit rate 3 (£/year) | Rate 1 revenue proportion | Rate 2 revenue proportion | Rate 3 revenue proportion | Fixed charge proportion | Capacity charge proportion | Reactive power charge proportion
> Domestic Unrestricted
Domestic Unrestricted | 4329286.1228 | 1171197.2616 | 136627260.7408 | 119228539.8212 | 17398720.9196 | 0 | 0 | 3.1559 | 116.6561 | 2.754 | 119228539.8212 | 0 | 0 | 100% | 0% | 0% | 12.73% | 0% | 0%
LDNO LV: Domestic Unrestricted | 2230.07 | 1430 | 53067.2148 | 39429.0206 | 13638.1942 | 0 | 0 | 2.3796 | 37.1099 | 1.7681 | 39429.0206 | 0 | 0 | 100% | 0% | 0% | 25.7% | 0% | 0%
LDNO HV: Domestic Unrestricted | 3936.338 | 1150 | 46905.453 | 40519.9172 | 6385.5358 | 0 | 0 | 1.1916 | 40.7874 | 1.0294 | 40519.9172 | 0 | 0 | 100% | 0% | 0% | 13.61% | 0% | 0%
> Domestic Two Rate
Domestic Two Rate | 1619631.2079 | 232989.2482 | 31894499.0101 | 28433327.2333 | 3461171.7768 | 0 | 0 | 1.9692 | 136.8926 | 1.7555 | 26336595.5702 | 2096731.6631 | 0 | 92.63% | 7.374% | 0% | 10.85% | 0% | 0%
LDNO LV: Domestic Two Rate | 369.087 | 80 | 5083.7164 | 4320.7405 | 762.9759 | 0 | 0 | 1.3774 | 63.5465 | 1.1707 | 4026.5265 | 294.214 | 0 | 93.19% | 6.809% | 0% | 15.01% | 0% | 0%
LDNO HV: Domestic Two Rate | 215.348 | 45 | 2034.5052 | 1784.6364 | 249.8688 | 0 | 0 | 0.94475 | 45.2112 | 0.82872 | 1709.385 | 75.2514 | 0 | 95.78% | 4.217% | 0% | 12.28% | 0% | 0%
> Domestic Off Peak (related MPAN)
Domestic Off Peak (related MPAN) | 88210.2026 | 0 | 200237.1598 | 200237.1598 | 0 | 0 | 0 | 0.227 |  | 0.227 | 200237.1598 | 0 | 0 | 100% | 0% | 0% | 0% | 0% | 0%
LDNO LV: Domestic Off Peak (related MPAN) | 0 | 0 | 0 | 0 | 0 | 0 | 0 |  |  | 0 | 0 | 0 | 0
LDNO HV: Domestic Off Peak (related MPAN) | 0 | 0 | 0 | 0 | 0 | 0 | 0 |  |  | 0 | 0 | 0 | 0
> Small Non Domestic Unrestricted
Small Non Domestic Unrestricted | 1198550.3115 | 105697.3489 | 32522662.5507 | 30107583.825 | 2415078.7257 | 0 | 0 | 2.7135 | 307.6961 | 2.512 | 30107583.825 | 0 | 0 | 100% | 0% | 0% | 7.426% | 0% | 0%
LDNO LV: Small Non Domestic Unrestricted | 247.381 | 126 | 5837.8048 | 3989.5098 | 1848.2951 | 0 | 0 | 2.3598 | 46.3318 | 1.6127 | 3989.5098 | 0 | 0 | 100% | 0% | 0% | 31.66% | 0% | 0%
LDNO HV: Small Non Domestic Unrestricted | 5027.456 | 46 | 47597.0054 | 47204.1459 | 392.8595 | 0 | 0 | 0.94674 | 1034.7175 | 0.93893 | 47204.1459 | 0 | 0 | 100% | 0% | 0% | 0.8254% | 0% | 0%
> Small Non Domestic Two Rate
Small Non Domestic Two Rate | 537256.034 | 26268.7635 | 10253898.6199 | 9653683.6437 | 600214.9762 | 0 | 0 | 1.9086 | 390.3457 | 1.7968 | 9200542.408 | 453141.2357 | 0 | 95.31% | 4.694% | 0% | 5.854% | 0% | 0%
LDNO LV: Small Non Domestic Two Rate | 11.24 | 0 | 119.0824 | 119.0824 | 0 | 0 | 0 | 1.0595 |  | 1.0595 | 111.8933 | 7.189 | 0 | 93.96% | 6.037% | 0% | 0% | 0% | 0%
LDNO HV: Small Non Domestic Two Rate | 473.126 | 9 | 3859.8264 | 3782.9626 | 76.8638 | 0 | 0 | 0.81581 | 428.8696 | 0.79957 | 3696.9066 | 86.0561 | 0 | 97.73% | 2.275% | 0% | 1.991% | 0% | 0%
> Small Non Domestic Off Peak (related MPAN)
Small Non Domestic Off Peak (related MPAN) | 31953.2235 | 0 | 74451.0108 | 74451.0108 | 0 | 0 | 0 | 0.233 |  | 0.233 | 74451.0108 | 0 | 0 | 100% | 0% | 0% | 0% | 0% | 0%
LDNO LV: Small Non Domestic Off Peak (related MPAN) | 0 | 0 | 0 | 0 | 0 | 0 | 0 |  |  | 0 | 0 | 0 | 0
LDNO HV: Small Non Domestic Off Peak (related MPAN) | 0 | 0 | 0 | 0 | 0 | 0 | 0 |  |  | 0 | 0 | 0 | 0
> LV Medium Non-Domestic
LV Medium Non-Domestic | 914977.3989 | 9178.1289 | 18208824.3748 | 17069148.5717 | 1139675.8031 | 0 | 0 | 1.9901 | 1983.9364 | 1.8655 | 16637201.6407 | 431946.931 | 0 | 97.47% | 2.531% | 0% | 6.259% | 0% | 0%
LDNO LV: LV Medium Non-Domestic | 0 | 0 | 0 | 0 | 0 | 0 | 0 |  |  | 0 | 0 | 0 | 0
LDNO HV: LV Medium Non-Domestic | 4228.769 | 32 | 32567.9133 | 31082.6981 | 1485.2152 | 0 | 0 | 0.77015 | 1017.7473 | 0.73503 | 30521.4087 | 561.2894 | 0 | 98.19% | 1.806% | 0% | 4.56% | 0% | 0%
> LV Sub Medium Non-Domestic
LV Sub Medium Non-Domestic | 106254.8077 | 750 | 1879621.9617 | 1819068.4617 | 60553.5 | 0 | 0 | 1.769 | 2506.1626 | 1.712 | 1769685.2291 | 49383.2325 | 0 | 97.29% | 2.715% | 0% | 3.222% | 0% | 0%
> HV Medium Non-Domestic
HV Medium Non-Domestic | 2054.5789 | 22 | 43866.7495 | 34046.0595 | 9820.69 | 0 | 0 | 2.1351 | 1993.9432 | 1.6571 | 33476.4538 | 569.6056 | 0 | 98.33% | 1.673% | 0% | 22.39% | 0% | 0%
> LV HH Metered
LV HH Metered | 739701.5382 | 2700 | 15591490.3175 | 12219999.4912 | 83077.65 | 3077716.5 | 210696.6763 | 2.1078 | 5774.626 | 1.652 | 10776705.6542 | 937300.9214 | 505992.9155 | 88.19% | 7.67% | 4.141% | 0.5328% | 19.74% | 1.351%
LDNO LV: LV HH Metered | 73.3192 | 0 | 773.222 | 773.222 | 0 | 0 | 0 | 1.0546 |  | 1.0546 | 681.438 | 59.3846 | 32.3994 | 88.13% | 7.68% | 4.19% | 0% | 0% | 0%
LDNO HV: LV HH Metered | 20888.5807 | 0 | 128631.1882 | 128631.1882 | 0 | 0 | 0 | 0.6158 |  | 0.6158 | 113402.4481 | 9870.6301 | 5358.11 | 88.16% | 7.674% | 4.165% | 0% | 0% | 0%
> LV Sub HH Metered
LV Sub HH Metered | 785260.0879 | 1312 | 14177964.0147 | 10699664.3513 | 29163.792 | 3249423.45 | 199712.4214 | 1.8055 | 10806.375 | 1.3626 | 9728503.1781 | 575980.8218 | 395180.3514 | 90.92% | 5.383% | 3.693% | 0.2057% | 22.92% | 1.409%
LDNO HV: LV Sub HH Metered | 0 | 0 | 0 | 0 | 0 | 0 | 0 |  |  | 0 | 0 | 0 | 0
> HV HH Metered
HV HH Metered | 2872901.1744 | 912 | 38435652.0182 | 30296594.2378 | 226258.536 | 7466732 | 446067.2444 | 1.3379 | 42144.3553 | 1.0546 | 28534789.6775 | 828501.662 | 933302.8984 | 94.18% | 2.735% | 3.081% | 0.5887% | 19.43% | 1.161%
LDNO HV: HV HH Metered | 0 | 0 | 0 | 0 | 0 | 0 | 0 |  |  | 0 | 0 | 0 | 0
> HV Sub HH Metered
HV Sub HH Metered | 0 | 0 | 0 | 0 | 0 | 0 | 0 |  |  | 0 | 0 | 0 | 0
> NHH UMS
NHH UMS | 24051.601 | 0 | 773018.4561 | 773018.4561 | 0 | 0 | 0 | 3.214 |  | 3.214 | 773018.4561 | 0 | 0 | 100% | 0% | 0% | 0% | 0% | 0%
LDNO LV: NHH UMS | 4.39 | 0 | 90.5824 | 90.5824 | 0 | 0 | 0 | 2.0634 |  | 2.0634 | 90.5824 | 0 | 0 | 100% | 0% | 0% | 0% | 0% | 0%
LDNO HV: NHH UMS | 110.679 | 0 | 1329.6071 | 1329.6071 | 0 | 0 | 0 | 1.2013 |  | 1.2013 | 1329.6071 | 0 | 0 | 100% | 0% | 0% | 0% | 0% | 0%
> LV UMS (Pseudo HH Metered)
LV UMS (Pseudo HH Metered) | 149565.2027 | 0 | 4885671.8084 | 4885671.8084 | 0 | 0 | 0 | 3.2666 |  | 3.2666 | 3218942.9604 | 390755.0662 | 1275973.7819 | 65.89% | 7.998% | 26.12% | 0% | 0% | 0%
LDNO LV: LV UMS (Pseudo HH Metered) | 0 | 0 | 0 | 0 | 0 | 0 | 0 |  |  | 0 | 0 | 0 | 0
LDNO HV: LV UMS (Pseudo HH Metered) | 0 | 0 | 0 | 0 | 0 | 0 | 0 |  |  | 0 | 0 | 0 | 0
> LV Generation NHH
LV Generation NHH | 1072.217 | 0 | -6701.3562 | -6701.3562 | 0 | 0 | 0 | -0.625 |  | -0.625 | -6701.3562 | 0 | 0 | 100% | -0% | -0% | -0% | -0% | -0%
LDNO LV: LV Generation NHH | 0 | 0 | 0 | 0 | 0 | 0 | 0 |  |  | 0 | 0 | 0 | 0
LDNO HV: LV Generation NHH | 0 | 0 | 0 | 0 | 0 | 0 | 0 |  |  | 0 | 0 | 0 | 0
> LV Sub Generation NHH
LV Sub Generation NHH | 0 | 0 | 0 | 0 | 0 | 0 | 0 |  |  | 0 | 0 | 0 | 0
LDNO HV: LV Sub Generation NHH | 0 | 0 | 0 | 0 | 0 | 0 | 0 |  |  | 0 | 0 | 0 | 0
> LV Generation Intermittent
LV Generation Intermittent | 8426.343 | 0 | -52607.9351 | -52664.6438 | 0 | 0 | 56.7087 | -0.62433 |  | -0.625 | -52664.6438 | 0 | 0 | 100% | -0% | -0% | -0% | -0% | -0.1078%
LDNO LV: LV Generation Intermittent | 0 | 0 | 0 | 0 | 0 | 0 | 0 |  |  | 0 | 0 | 0 | 0
LDNO HV: LV Generation Intermittent | 0 | 0 | 0 | 0 | 0 | 0 | 0 |  |  | 0 | 0 | 0 | 0
> LV Generation Non-Intermittent
LV Generation Non-Intermittent | 55.5216 | 0 | -2662.1804 | -2662.2138 | 0 | 0 | 0.033373 | -4.7949 |  | -4.7949 | -2612.6869 | -45.6706 | -3.8563 | 98.14% | 1.716% | 0.1449% | -0% | -0% | -0.001254%
LDNO LV: LV Generation Non-Intermittent | 0 | 0 | 0 | 0 | 0 | 0 | 0 |  |  | 0 | 0 | 0 | 0
LDNO HV: LV Generation Non-Intermittent | 0 | 0 | 0 | 0 | 0 | 0 | 0 |  |  | 0 | 0 | 0 | 0
> LV Sub Generation Intermittent
LV Sub Generation Intermittent | 269.756 | 0 | -1556.3933 | -1556.4921 | 0 | 0 | 0.098776 | -0.57696 |  | -0.577 | -1556.4921 | 0 | 0 | 100% | -0% | -0% | -0% | -0% | -0.006346%
LDNO HV: LV Sub Generation Intermittent | 0 | 0 | 0 | 0 | 0 | 0 | 0 |  |  | 0 | 0 | 0 | 0
> LV Sub Generation Non-Intermittent
LV Sub Generation Non-Intermittent | 708.8185 | 0 | -3108.4942 | -3108.6918 | 0 | 0 | 0.19755 | -0.43855 |  | -0.43857 | -2063.2494 | -215.7222 | -829.7202 | 66.37% | 6.939% | 26.69% | -0% | -0% | -0.006355%
LDNO HV: LV Sub Generation Non-Intermittent | 0 | 0 | 0 | 0 | 0 | 0 | 0 |  |  | 0 | 0 | 0 | 0
> HV Generation Intermittent
HV Generation Intermittent | 14943.667 | 19 | -50626.4835 | -52900.5812 | 2025.7135 | 0 | 248.3842 | -0.33878 | -2664.5518 | -0.354 | -52900.5812 | 0 | 0 | 100% | -0% | -0% | -4.001% | -0% | -0.4906%
LDNO HV: HV Generation Intermittent | 0 | 0 | 0 | 0 | 0 | 0 | 0 |  |  | 0 | 0 | 0 | 0
> HV Generation Non-Intermittent
HV Generation Non-Intermittent | 180188.895 | 45 | -654945.523 | -659926.0149 | 4797.7425 | 0 | 182.7494 | -0.36348 | -14554.345 | -0.36624 | -526588.8113 | -58031.554 | -75305.6496 | 79.8% | 8.794% | 11.41% | -0.7325% | -0% | -0.0279%
LDNO HV: HV Generation Non-Intermittent | 0 | 0 | 0 | 0 | 0 | 0 | 0 |  |  | 0 | 0 | 0 | 0
> HV Sub Generation Non-Intermittent
HV Sub Generation Non-Intermittent | 0 | 0 | 0 | 0 | 0 | 0 | 0 |  |  | 0 | 0 | 0 | 0
> HV Sub Generation Intermittent
HV Sub Generation Intermittent | 37.98 | 1 | -16.4387 | -123.0552 | 106.6165 | 0 | 0 | -0.043283 | -16.4387 | -0.324 | -123.0552 | 0 | 0 | 100% | -0% | -0% | -648.6% | -0% | -0%
3803. Revenue summary by tariff component
Data sources:
x1 = 3802. All units (MWh) (in Revenue summary)
x2 = 3802. MPANs by tariff (in Volume forecasts for the charging year) (copy) (in Revenue summary)
x3 = 3802. Net revenues (£/year) (in Revenue summary)
x4 = 3802. Revenues from unit rates (£/year) (in Revenue summary)
x5 = 3802. Revenues from fixed charges (£/year) (in Revenue summary)
x6 = 3802. Revenues from capacity charges (£/year) (in Revenue summary)
x7 = 3802. Revenues from reactive power charges (£/year) (in Revenue summary)
Kind: | Cell summation | Cell summation | Cell summation | Cell summation | Cell summation | Cell summation | Cell summation
Formula: | =SUM(x1) | =SUM(x2) | =SUM(x3) | =SUM(x4) | =SUM(x5) | =SUM(x6) | =SUM(x7)
| Total units (MWh) | Total MPANs | Total net revenues (£/year) | Total net revenues from unit rates (£/year) | Total revenues from fixed charges (£/year) | Total revenues from capacity charges (£/year) | Total revenues from reactive power charges (£/year)
Revenue summary by tariff component | 13643172.474 | 1554009.7511 | 305124791.1099 | 265018448.3956 | 25455506.2502 | 13793871.95 | 856964.5141
|  |  | 305124791.1099 | 305094059
30732.1099

## M-ATW
CDCM model 100: Tariff matrices |  | WPD South West |  | 2012/13 |  | model version 2441 April 2012 Price Change
This sheet provides matrices breaking down each tariff component into its elements.
This sheet is for information only. It can be deleted without affecting any calculations elsewhere in the model.
Domestic Unrestricted
Domestic Two Rate
Domestic Off Peak (related MPAN)
Small Non Domestic Unrestricted
Small Non Domestic Two Rate
Small Non Domestic Off Peak (related MPAN)
LV Medium Non-Domestic
LV Sub Medium Non-Domestic
HV Medium Non-Domestic
LV HH Metered
LV Sub HH Metered
HV HH Metered
HV Sub HH Metered
NHH UMS
LV UMS (Pseudo HH Metered)
LV Generation NHH
LV Sub Generation NHH
LV Generation Intermittent
LV Generation Non-Intermittent
LV Sub Generation Intermittent
LV Sub Generation Non-Intermittent
HV Generation Intermittent
HV Generation Non-Intermittent
HV Sub Generation Non-Intermittent
HV Sub Generation Intermittent
Domestic Unrestricted
| Rate 1 units (MWh) | MPANs | MWh/year | MWh/MPAN/year
Domestic Unrestricted | 4332189.1343 | 1172545.1617 | 4332189.1343 | 3.6947
| Unit rate 1 p/kWh | Fixed charge p/MPAN/day | Revenue (£/year) | Average p/kWh | Average £/MPAN/year
Assets 132kV | 0.36434 | 0 | 15783864.6461 | 0.36434 | 13.4612
Assets 132kV/EHV | 0.054266 | 0 | 2350907.7308 | 0.054266 | 2.005
Assets EHV | 0.16011 | 0 | 6936479.7504 | 0.16011 | 5.9157
Assets EHV/HV | 0.024319 | 0 | 1053540.1946 | 0.024319 | 0.89851
Assets 132kV/HV | 0 | 0 | 0 | 0 | 0
Assets HV | 0.10166 | 0 | 4404104.5702 | 0.10166 | 3.756
Assets HV/LV | 0.010441 | 0 | 452305.8769 | 0.010441 | 0.38575
Assets LV circuits | 0 | 0.27538 | 1178571.7233 | 0.027205 | 1.0051
Assets LV customer |  | 0 | 0 | 0 | 0
Assets HV customer |  | 0 | 0 | 0 | 0
Transmission exit | 0.074017 | 0 | 3206558.7428 | 0.074017 | 2.7347
Operating 132kV | 0.14622 | 0 | 6334611.8574 | 0.14622 | 5.4024
Operating 132kV/EHV | 0.021779 | 0 | 943500.7409 | 0.021779 | 0.80466
Operating EHV | 0.06426 | 0 | 2783849.701 | 0.06426 | 2.3742
Operating EHV/HV | 0.051368 | 0 | 2225379.9449 | 0.051368 | 1.8979
Operating 132kV/HV | 0 | 0 | 0 | 0 | 0
Operating HV | 0.21474 | 0 | 9302735.7059 | 0.21474 | 7.9338
Operating HV/LV | 0.083803 | 0 | 3630520.4524 | 0.083803 | 3.0963
Operating LV circuits | 0 | 2.2104 | 9460033.4973 | 0.21837 | 8.0679
Operating LV customer |  | 1.5806 | 6764813.314 | 0.15615 | 5.7693
Operating HV customer |  | 0 | 0 | 0 | 0
Scaler | 1.3828 | 0 | 59904346.3959 | 1.3828 | 51.0892
Rounding | -9.7354e-05 | 0.003581 | 11108.5636 | 0.00025642 | 0.0094739
Total | 2.754 | 4.07 | 136727233.4086 | 3.1561 | 116.6072
Domestic Two Rate
| Rate 1 units (MWh) | Rate 2 units (MWh) | MPANs | MWh/year | MWh/MPAN/year
Domestic Two Rate | 770919.8561 | 849028.797 | 233057.428 | 1619948.6531 | 6.9509
| Unit rate 1 p/kWh | Unit rate 2 p/kWh | Fixed charge p/MPAN/day | Average unit rate (p/kWh) | Revenue (£/year) | Average p/kWh | Average £/MPAN/year
Assets 132kV | 0.4406 | 0.054724 | 0 | 0.23836 | 3861300.9853 | 0.23836 | 16.568
Assets 132kV/EHV | 0.065625 | 0.0081508 | 0 | 0.035502 | 575116.5852 | 0.035502 | 2.4677
Assets EHV | 0.17347 | 0.035753 | 0 | 0.10129 | 1640892.5736 | 0.10129 | 7.0407
Assets EHV/HV | 0.026348 | 0.0054303 | 0 | 0.015385 | 249225.305 | 0.015385 | 1.0694
Assets 132kV/HV | 0 | 0 | 0 | 0 | 0 | 0 | 0
Assets HV | 0.11014 | 0.0227 | 0 | 0.064313 | 1041834.2939 | 0.064313 | 4.4703
Assets HV/LV | 0.011312 | 0.0023313 | 0 | 0.006605 | 106997.4081 | 0.006605 | 0.4591
Assets LV circuits | 0 | 0 | 0.27538 | 0 | 234255.2795 | 0.014461 | 1.0051
Assets LV customer |  |  | 0 | 0 | 0 | 0 | 0
Assets HV customer |  |  | 0 | 0 | 0 | 0 | 0
Transmission exit | 0.098454 | 0 | 0 | 0.046853 | 758999.1816 | 0.046853 | 3.2567
Operating 132kV | 0.17683 | 0.021963 | 0 | 0.095662 | 1549673.8951 | 0.095662 | 6.6493
Operating 132kV/EHV | 0.026337 | 0.0032712 | 0 | 0.014248 | 230814.2158 | 0.014248 | 0.99037
Operating EHV | 0.069621 | 0.014349 | 0 | 0.040652 | 658547.0534 | 0.040652 | 2.8257
Operating EHV/HV | 0.055654 | 0.01147 | 0 | 0.032497 | 526435.5345 | 0.032497 | 2.2588
Operating 132kV/HV | 0 | 0 | 0 | 0 | 0 | 0 | 0
Operating HV | 0.23265 | 0.047949 | 0 | 0.13585 | 2200653.7153 | 0.13585 | 9.4425
Operating HV/LV | 0.090795 | 0.018713 | 0 | 0.053016 | 858835.355 | 0.053016 | 3.6851
Operating LV circuits | 0 | 0 | 2.2104 | 0 | 1880295.2309 | 0.11607 | 8.0679
Operating LV customer |  |  | 1.5806 | 0 | 1344587.8618 | 0.083002 | 5.7693
Operating HV customer |  |  | 0 | 0 | 0 | 0 | 0
Scaler | 1.8393 | 0 | 0 | 0.8753 | 14179484.4678 | 0.8753 | 60.8412
Rounding | -0.00013332 | 0.00019432 | 0.003581 | 3.8399e-05 | 3668.29 | 0.00022644 | 0.01574
Total | 3.417 | 0.247 | 4.07 | 1.7556 | 31901617.2318 | 1.9693 | 136.8831
Domestic Off Peak (related MPAN)
| Rate 1 units (MWh) | MWh/year
Domestic Off Peak (related MPAN) | 88210.2026 | 88210.2026
| Unit rate 1 p/kWh | Revenue (£/year) | Average p/kWh
Assets 132kV | 0.040827 | 36013.7385 | 0.040827
Assets 132kV/EHV | 0.006081 | 5364.0207 | 0.006081
Assets EHV | 0.028383 | 25036.7719 | 0.028383
Assets EHV/HV | 0.0043109 | 3802.6847 | 0.0043109
Assets 132kV/HV | 0 | 0 | 0
Assets HV | 0.018021 | 15896.3286 | 0.018021
Assets HV/LV | 0.0018508 | 1632.5686 | 0.0018508
Assets LV circuits | 0 | 0 | 0
Transmission exit | 0.0018024 | 1589.87 | 0.0018024
Operating 132kV | 0.016385 | 14453.5613 | 0.016385
Operating 132kV/EHV | 0.0024405 | 2152.7674 | 0.0024405
Operating EHV | 0.011391 | 10048.1242 | 0.011391
Operating EHV/HV | 0.0091059 | 8032.364 | 0.0091059
Operating 132kV/HV | 0 | 0 | 0
Operating HV | 0.038065 | 33577.6187 | 0.038065
Operating HV/LV | 0.014856 | 13104.1271 | 0.014856
Operating LV circuits | 0 | 0 | 0
Scaler | 0.033671 | 29701.6614 | 0.033671
Rounding | -0.00019164 | -169.0474 | -0.00019164
Total | 0.227 | 200237.1598 | 0.227
Small Non Domestic Unrestricted
| Rate 1 units (MWh) | MPANs | MWh/year | MWh/MPAN/year
Small Non Domestic Unrestricted | 1200588.2755 | 105795.4344 | 1200588.2755 | 11.3482
| Unit rate 1 p/kWh | Fixed charge p/MPAN/day | Revenue (£/year) | Average p/kWh | Average £/MPAN/year
Assets 132kV | 0.33226 | 0 | 3989094.9104 | 0.33226 | 37.7057
Assets 132kV/EHV | 0.049488 | 0 | 594150.6896 | 0.049488 | 5.616
Assets EHV | 0.14602 | 0 | 1753073.5779 | 0.14602 | 16.5704
Assets EHV/HV | 0.022178 | 0 | 266263.8031 | 0.022178 | 2.5168
Assets 132kV/HV | 0 | 0 | 0 | 0 | 0
Assets HV | 0.09271 | 0 | 1113060.1738 | 0.09271 | 10.5209
Assets HV/LV | 0.0095214 | 0 | 114312.3761 | 0.0095214 | 1.0805
Assets LV circuits | 0 | 0.27538 | 106339.194 | 0.0088573 | 1.0051
Assets LV customer |  | 0 | 0 | 0 | 0
Assets HV customer |  | 0 | 0 | 0 | 0
Transmission exit | 0.0675 | 0 | 810401.4731 | 0.0675 | 7.6601
Operating 132kV | 0.13335 | 0 | 1600962.0259 | 0.13335 | 15.1326
Operating 132kV/EHV | 0.019861 | 0 | 238453.2615 | 0.019861 | 2.2539
Operating EHV | 0.058602 | 0 | 703569.1779 | 0.058602 | 6.6503
Operating EHV/HV | 0.046846 | 0 | 562425.7437 | 0.046846 | 5.3162
Operating 132kV/HV | 0 | 0 | 0 | 0 | 0
Operating HV | 0.19583 | 0 | 2351103.2621 | 0.19583 | 22.2231
Operating HV/LV | 0.076425 | 0 | 917550.3582 | 0.076425 | 8.6729
Operating LV circuits | 0 | 2.2104 | 853552.0727 | 0.071094 | 8.0679
Operating LV customer |  | 3.7731 | 1457010.6747 | 0.12136 | 13.772
Operating HV customer |  | 0 | 0 | 0 | 0
Scaler | 1.261 | 0 | 15139772.7159 | 1.261 | 143.1042
Rounding | 0.00038181 | 0.0010823 | 5001.8702 | 0.00041662 | 0.047279
Total | 2.512 | 6.26 | 32576097.3609 | 2.7133 | 307.9159
Small Non Domestic Two Rate
| Rate 1 units (MWh) | Rate 2 units (MWh) | MPANs | MWh/year | MWh/MPAN/year
Small Non Domestic Two Rate | 353198.4347 | 184241.6589 | 26272.1274 | 537440.0935 | 20.4567
| Unit rate 1 p/kWh | Unit rate 2 p/kWh | Fixed charge p/MPAN/day | Average unit rate (p/kWh) | Revenue (£/year) | Average p/kWh | Average £/MPAN/year
Assets 132kV | 0.33163 | 0.054985 | 0 | 0.23679 | 1272614.0853 | 0.23679 | 48.4397
Assets 132kV/EHV | 0.049394 | 0.0081896 | 0 | 0.035269 | 189547.8933 | 0.035269 | 7.2148
Assets EHV | 0.14739 | 0.035454 | 0 | 0.10901 | 585889.988 | 0.10901 | 22.3008
Assets EHV/HV | 0.022386 | 0.0053849 | 0 | 0.016558 | 88987.3068 | 0.016558 | 3.3871
Assets 132kV/HV | 0 | 0 | 0 | 0 | 0 | 0 | 0
Assets HV | 0.093579 | 0.022511 | 0 | 0.069216 | 371992.8359 | 0.069216 | 14.1592
Assets HV/LV | 0.0096106 | 0.0023119 | 0 | 0.0071085 | 38204.0306 | 0.0071085 | 1.4542
Assets LV circuits | 0 | 0 | 0.27538 | 0 | 26407.159 | 0.0049135 | 1.0051
Assets LV customer |  |  | 0 | 0 | 0 | 0 | 0
Assets HV customer |  |  | 0 | 0 | 0 | 0 | 0
Transmission exit | 0.072045 | 0 | 0 | 0.047347 | 254463.5133 | 0.047347 | 9.6857
Operating 132kV | 0.13309 | 0.022067 | 0 | 0.095033 | 510744.1337 | 0.095033 | 19.4405
Operating 132kV/EHV | 0.019824 | 0.0032868 | 0 | 0.014155 | 76072.1382 | 0.014155 | 2.8955
Operating EHV | 0.059151 | 0.014229 | 0 | 0.043751 | 235137.9556 | 0.043751 | 8.9501
Operating EHV/HV | 0.047285 | 0.011375 | 0 | 0.034974 | 187966.7895 | 0.034974 | 7.1546
Operating 132kV/HV | 0 | 0 | 0 | 0 | 0 | 0 | 0
Operating HV | 0.19767 | 0.047549 | 0 | 0.1462 | 785755.8743 | 0.1462 | 29.9083
Operating HV/LV | 0.077142 | 0.018557 | 0 | 0.057058 | 306652.0282 | 0.057058 | 11.6721
Operating LV circuits | 0 | 0 | 2.2104 | 0 | 211962.1604 | 0.039439 | 8.0679
Operating LV customer |  |  | 3.7731 | 0 | 361818.734 | 0.067323 | 13.772
Operating HV customer |  |  | 0 | 0 | 0 | 0 | 0
Scaler | 1.3459 | 0 | 0 | 0.88453 | 4753841.008 | 0.88453 | 180.9462
Rounding | -0.00013307 | 0.00010102 | 0.0010823 | -5.2823e-05 | -180.1057 | -3.3512e-05 | -0.0068554
Total | 2.606 | 0.246 | 6.26 | 1.797 | 10257877.5287 | 1.9087 | 390.4472
Small Non Domestic Off Peak (related MPAN)
| Rate 1 units (MWh) | MWh/year
Small Non Domestic Off Peak (related MPAN) | 31953.2235 | 31953.2235
| Unit rate 1 p/kWh | Revenue (£/year) | Average p/kWh
Assets 132kV | 0.040485 | 12936.2255 | 0.040485
Assets 132kV/EHV | 0.00603 | 1926.7697 | 0.00603
Assets EHV | 0.029522 | 9433.2906 | 0.029522
Assets EHV/HV | 0.0044839 | 1432.7658 | 0.0044839
Assets 132kV/HV | 0 | 0 | 0
Assets HV | 0.018744 | 5989.3778 | 0.018744
Assets HV/LV | 0.001925 | 615.115 | 0.001925
Assets LV circuits | 0 | 0 | 0
Transmission exit | 0.0018547 | 592.6359 | 0.0018547
Operating 132kV | 0.016248 | 5191.7556 | 0.016248
Operating 132kV/EHV | 0.00242 | 773.2795 | 0.00242
Operating EHV | 0.011848 | 3785.9064 | 0.011848
Operating EHV/HV | 0.0094714 | 3026.4135 | 0.0094714
Operating 132kV/HV | 0 | 0 | 0
Operating HV | 0.039593 | 12651.2889 | 0.039593
Operating HV/LV | 0.015452 | 4937.3393 | 0.015452
Operating LV circuits | 0 | 0 | 0
Scaler | 0.034649 | 11071.5151 | 0.034649
Rounding | 0.00027331 | 87.3324 | 0.00027331
Total | 0.233 | 74451.0108 | 0.233
LV Medium Non-Domestic
| Rate 1 units (MWh) | Rate 2 units (MWh) | MPANs | MWh/year | MWh/MPAN/year
LV Medium Non-Domestic | 733291.8192 | 183266.1951 | 9190.0898 | 916558.0143 | 99.7333
| Unit rate 1 p/kWh | Unit rate 2 p/kWh | Fixed charge p/MPAN/day | Average unit rate (p/kWh) | Revenue (£/year) | Average p/kWh | Average £/MPAN/year
Assets 132kV | 0.2925 | 0.053861 | 0 | 0.24478 | 2243561.7764 | 0.24478 | 244.1284
Assets 132kV/EHV | 0.043566 | 0.0080223 | 0 | 0.036459 | 334164.4675 | 0.036459 | 36.3614
Assets EHV | 0.13034 | 0.033599 | 0 | 0.111 | 1017369.1349 | 0.111 | 110.7029
Assets EHV/HV | 0.019797 | 0.0051031 | 0 | 0.016859 | 154522.0796 | 0.016859 | 16.814
Assets 132kV/HV | 0 | 0 | 0 | 0 | 0 | 0 | 0
Assets HV | 0.082757 | 0.021332 | 0 | 0.070475 | 645947.2554 | 0.070475 | 70.2874
Assets HV/LV | 0.0084993 | 0.0021909 | 0 | 0.0072379 | 66339.4193 | 0.0072379 | 7.2186
Assets LV circuits | 0 | 0 | 3.2929 | 0 | 110455.1687 | 0.012051 | 12.0189
Assets LV customer |  |  | 0 | 0 | 0 | 0 | 0
Assets HV customer |  |  | 0 | 0 | 0 | 0 | 0
Transmission exit | 0.062168 | 0 | 0 | 0.049737 | 455872.0827 | 0.049737 | 49.6047
Operating 132kV | 0.11739 | 0.021616 | 0 | 0.098239 | 900419.0894 | 0.098239 | 97.9772
Operating 132kV/EHV | 0.017484 | 0.0032196 | 0 | 0.014632 | 134111.781 | 0.014632 | 14.5931
Operating EHV | 0.052311 | 0.013484 | 0 | 0.044548 | 408305.4898 | 0.044548 | 44.4289
Operating EHV/HV | 0.041817 | 0.010779 | 0 | 0.035611 | 326395.0809 | 0.035611 | 35.516
Operating 132kV/HV | 0 | 0 | 0 | 0 | 0 | 0 | 0
Operating HV | 0.17481 | 0.04506 | 0 | 0.14886 | 1364426.4119 | 0.14886 | 148.4671
Operating HV/LV | 0.068221 | 0.017585 | 0 | 0.058096 | 532486.1579 | 0.058096 | 57.9413
Operating LV circuits | 0 | 0 | 26.4308 | 0 | 886589.7384 | 0.09673 | 96.4724
Operating LV customer |  |  | 4.2973 | 0 | 144147.6303 | 0.015727 | 15.6851
Operating HV customer |  |  | 0 | 0 | 0 | 0 | 0
Scaler | 1.1614 | 0 | 0 | 0.92918 | 8516519.218 | 0.92918 | 926.7069
Rounding | -6.503e-05 | 0.00014661 | -0.00093964 | -2.2713e-05 | -239.6941 | -2.6152e-05 | -0.026082
Total | 2.273 | 0.236 | 34.02 | 1.8657 | 18241392.2881 | 1.9902 | 1984.8982
LV Sub Medium Non-Domestic
| Rate 1 units (MWh) | Rate 2 units (MWh) | MPANs | MWh/year | MWh/MPAN/year
LV Sub Medium Non-Domestic | 82850.4321 | 23404.3756 | 750 | 106254.8077 | 141.6731
| Unit rate 1 p/kWh | Unit rate 2 p/kWh | Fixed charge p/MPAN/day | Average unit rate (p/kWh) | Revenue (£/year) | Average p/kWh | Average £/MPAN/year
Assets 132kV | 0.28411 | 0.052489 | 0 | 0.23309 | 247673.9575 | 0.23309 | 330.2319
Assets 132kV/EHV | 0.042317 | 0.0078179 | 0 | 0.034718 | 36889.4839 | 0.034718 | 49.186
Assets EHV | 0.12714 | 0.032783 | 0 | 0.10635 | 113006.6306 | 0.10635 | 150.6755
Assets EHV/HV | 0.01931 | 0.0049792 | 0 | 0.016154 | 17163.8975 | 0.016154 | 22.8852
Assets 132kV/HV | 0 | 0 | 0 | 0 | 0 | 0 | 0
Assets HV | 0.080722 | 0.020814 | 0 | 0.067526 | 71750.0859 | 0.067526 | 95.6668
Assets HV/LV | 0 | 0 | 2.0876 | 0 | 5714.749 | 0.0053783 | 7.6197
Assets LV circuits | 0 | 0 | 0 | 0 | 0 | 0 | 0
Assets LV customer |  |  | 0 | 0 | 0 | 0 | 0
Assets HV customer |  |  | 0 | 0 | 0 | 0 | 0
Transmission exit | 0.060392 | 0 | 0 | 0.047089 | 50034.7228 | 0.047089 | 66.713
Operating 132kV | 0.11402 | 0.021066 | 0 | 0.093549 | 99400.1421 | 0.093549 | 132.5335
Operating 132kV/EHV | 0.016983 | 0.0031376 | 0 | 0.013934 | 14805.0283 | 0.013934 | 19.74
Operating EHV | 0.051025 | 0.013157 | 0 | 0.042684 | 45353.477 | 0.042684 | 60.4713
Operating EHV/HV | 0.040789 | 0.010517 | 0 | 0.034121 | 36255.0888 | 0.034121 | 48.3401
Operating 132kV/HV | 0 | 0 | 0 | 0 | 0 | 0 | 0
Operating HV | 0.17051 | 0.043966 | 0 | 0.14264 | 151556.8206 | 0.14264 | 202.0758
Operating HV/LV | 0 | 0 | 16.7564 | 0 | 45870.5362 | 0.04317 | 61.1607
Operating LV circuits | 0 | 0 | 0 | 0 | 0 | 0 | 0
Operating LV customer |  |  | 3.2762 | 0 | 8968.5591 | 0.0084406 | 11.9581
Operating HV customer |  |  | 0 | 0 | 0 | 0 | 0
Scaler | 1.1282 | 0 | 0 | 0.87972 | 934739.5775 | 0.87972 | 1246.3194
Rounding | 0.00045351 | 0.00027264 | -0.00012578 | 0.00041367 | 439.2048 | 0.00041335 | 0.58561
Total | 2.136 | 0.211 | 22.12 | 1.712 | 1879621.9617 | 1.769 | 2506.1626
HV Medium Non-Domestic
| Rate 1 units (MWh) | Rate 2 units (MWh) | MPANs | MWh/year | MWh/MPAN/year
HV Medium Non-Domestic | 1602.511 | 452.068 | 22 | 2054.5789 | 93.39
| Unit rate 1 p/kWh | Unit rate 2 p/kWh | Fixed charge p/MPAN/day | Average unit rate (p/kWh) | Revenue (£/year) | Average p/kWh | Average £/MPAN/year
Assets 132kV | 0.35217 | 0.066946 | 0 | 0.28941 | 5946.205 | 0.28941 | 270.282
Assets 132kV/EHV | 0.01731 | 0.0032905 | 0 | 0.014225 | 292.2645 | 0.014225 | 13.2847
Assets EHV | 0.041793 | 0.011024 | 2.4797 | 0.035023 | 918.6954 | 0.044715 | 41.7589
Assets EHV/HV | 0 | 0 | 0 | 0 | 0 | 0 | 0
Assets 132kV/HV | 0 | 0 | 0 | 0 | 0 | 0 | 0
Assets HV | 0 | 0 | 0 | 0 | 0 | 0 | 0
Assets HV/LV | 0 | 0 | 0 | 0 | 0 | 0 | 0
Assets LV circuits | 0 | 0 | 0 | 0 | 0 | 0 | 0
Assets LV customer |  |  | 0 | 0 | 0 | 0 | 0
Assets HV customer |  |  | 0 | 0 | 0 | 0 | 0
Transmission exit | 0.074407 | 0 | 0 | 0.058035 | 1192.3811 | 0.058035 | 54.1991
Operating 132kV | 0.14134 | 0.026868 | 0 | 0.11615 | 2386.4181 | 0.11615 | 108.4736
Operating 132kV/EHV | 0.021051 | 0.0040018 | 0 | 0.0173 | 355.442 | 0.0173 | 16.1565
Operating EHV | 0.050828 | 0.013406 | 3.0157 | 0.042594 | 1117.2858 | 0.05438 | 50.7857
Operating EHV/HV | 0 | 0 | 12.0535 | 0 | 967.8986 | 0.047109 | 43.9954
Operating 132kV/HV | 0 | 0 | 0 | 0 | 0 | 0 | 0
Operating HV | 0 | 0 | 36.779 | 0 | 2953.356 | 0.14375 | 134.2435
Operating HV/LV | 0 | 0 | 0 | 0 | 0 | 0 | 0
Operating LV circuits | 0 | 0 | 0 | 0 | 0 | 0 | 0
Operating LV customer |  |  | 0 | 0 | 0 | 0 | 0
Operating HV customer |  |  | 67.9698 | 0 | 5457.9751 | 0.26565 | 248.0898
Scaler | 1.3901 | 0 | 0 | 1.0842 | 22275.8473 | 1.0842 | 1012.5385
Rounding | 4.348e-05 | 0.00046455 | 0.0022871 | 0.00013613 | 2.9805 | 0.00014507 | 0.13548
Total | 2.089 | 0.126 | 122.3 | 1.6571 | 43866.7495 | 2.1351 | 1993.9432
LV HH Metered
| Rate 1 units (MWh) | Rate 2 units (MWh) | Rate 3 units (MWh) | MPANs | Import capacity (kVA) | Reactive power units (MVArh) | MWh/year | MWh/MPAN/year
LV HH Metered | 52543.9742 | 377382.8431 | 317629.4564 | 2700 | 347000 | 64041.5429 | 747556.2738 | 276.8727
| Unit rate 1 p/kWh | Unit rate 2 p/kWh | Unit rate 3 p/kWh | Fixed charge p/MPAN/day | Capacity charge p/kVA/day | Reactive power charge p/kVArh | Average unit rate (p/kWh) | Revenue (£/year) | Average p/kWh | Average £/MPAN/year | Average p/kVA/day
Assets 132kV | 2.7899 | 0.024996 | 0.042705 |  | 0 | 0.046176 | 0.23082 | 1725483.8812 | 0.23082 | 639.0681 | 1.3623
Assets 132kV/EHV | 0.41554 | 0.0037231 | 0.0063607 |  | 0 | 0.0068776 | 0.034379 | 257000.0115 | 0.034379 | 95.1852 | 0.20291
Assets EHV | 0.82255 | 0.061097 | 0.026614 |  | 0 | 0.020293 | 0.1017 | 760296.6809 | 0.1017 | 281.5914 | 0.60029
Assets EHV/HV | 0.12493 | 0.0092796 | 0.0040423 |  | 0 | 0.0030821 | 0.015447 | 115476.8906 | 0.015447 | 42.7692 | 0.091174
Assets 132kV/HV | 0 | 0 | 0 |  | 0 | 0 | 0 | 0 | 0 | 0 | 0
Assets HV | 0.4178 | 0.031033 | 0.013518 |  | 0.13605 | 0.010307 | 0.051659 | 558498.9635 | 0.07471 | 206.8515 | 0.44096
Assets HV/LV | 0 | 0 | 0 |  | 0.069864 | 0 | 0 | 88485.8132 | 0.011837 | 32.7725 | 0.069864
Assets LV circuits | 0 | 0 | 0 |  | 0.15236 | 0 | 0 | 192976.6624 | 0.025814 | 71.4728 | 0.15236
Assets LV customer |  |  |  | 0 |  |  | 0 | 0 | 0 | 0 | 0
Assets HV customer |  |  |  | 0 |  |  | 0 | 0 | 0 | 0 | 0
Transmission exit | 0.6805 | 0 | 0 |  | 0 | 0.0093808 | 0.048634 | 363567.5686 | 0.048634 | 134.6547 | 0.28705
Operating 132kV | 1.1197 | 0.010032 | 0.017139 |  | 0 | 0.018532 | 0.092635 | 692496.4765 | 0.092635 | 256.4802 | 0.54676
Operating 132kV/EHV | 0.16677 | 0.0014942 | 0.0025528 |  | 0 | 0.0027602 | 0.013797 | 103143.0107 | 0.013797 | 38.2011 | 0.081436
Operating EHV | 0.33012 | 0.02452 | 0.010681 |  | 0 | 0.0081442 | 0.040817 | 305133.4054 | 0.040817 | 113.0124 | 0.24092
Operating EHV/HV | 0.26389 | 0.019601 | 0.0085384 |  | 0 | 0.0065104 | 0.032629 | 243920.4102 | 0.032629 | 90.3409 | 0.19259
Operating 132kV/HV | 0 | 0 | 0 |  | 0 | 0 | 0 | 0 | 0 | 0 | 0
Operating HV | 0.88251 | 0.065551 | 0.028554 |  | 0.28738 | 0.021772 | 0.10912 | 1179710.4649 | 0.15781 | 436.9298 | 0.93144
Operating HV/LV | 0 | 0 | 0 |  | 0.56077 | 0 | 0 | 710248.4644 | 0.095009 | 263.055 | 0.56077
Operating LV circuits | 0 | 0 | 0 |  | 1.223 | 0 | 0 | 1548964.4413 | 0.2072 | 573.6905 | 1.223
Operating LV customer |  |  |  | 8.4336 |  |  | 0 | 83112.9537 | 0.011118 | 30.7826 | 0.065622
Operating HV customer |  |  |  | 0 |  |  | 0 | 0 | 0 | 0 | 0
Scaler | 12.7129 | 0 | 0 | 0 | 0 | 0.17525 | 0.90857 | 6792103.0961 | 0.90857 | 2515.5937 | 5.3627
Rounding | -0.00013511 | -0.00032713 | 0.00029323 | -0.0035823 | 0.00058421 | -8.5783e-05 | -5.7399e-05 | 275.5326 | 3.6858e-05 | 0.10205 | 0.00021755
Total | 20.727 | 0.251 | 0.161 | 8.43 | 2.43 | 0.329 | 1.6802 | 15720894.7276 | 2.103 | 5822.5536 | 12.4124
LV Sub HH Metered
| Rate 1 units (MWh) | Rate 2 units (MWh) | Rate 3 units (MWh) | MPANs | Import capacity (kVA) | Reactive power units (MVArh) | MWh/year | MWh/MPAN/year
LV Sub HH Metered | 52046.347 | 386564.3099 | 346649.431 | 1312 | 326100 | 74242.5358 | 785260.0879 | 598.5214
| Unit rate 1 p/kWh | Unit rate 2 p/kWh | Unit rate 3 p/kWh | Fixed charge p/MPAN/day | Capacity charge p/kVA/day | Reactive power charge p/kVArh | Average unit rate (p/kWh) | Revenue (£/year) | Average p/kWh | Average £/MPAN/year | Average p/kVA/day
Assets 132kV | 2.6844 | 0.024051 | 0.04109 |  | 0 | 0.041895 | 0.21186 | 1663633.8639 | 0.21186 | 1268.0136 | 1.3977
Assets 132kV/EHV | 0.39982 | 0.0035822 | 0.0061201 |  | 0 | 0.00624 | 0.031555 | 247787.839 | 0.031555 | 188.8627 | 0.20818
Assets EHV | 0.79143 | 0.058785 | 0.025607 |  | 0 | 0.018412 | 0.094439 | 741589.8001 | 0.094439 | 565.2361 | 0.62305
Assets EHV/HV | 0.12021 | 0.0089285 | 0.0038893 |  | 0 | 0.0027964 | 0.014344 | 112635.615 | 0.014344 | 85.8503 | 0.094631
Assets 132kV/HV | 0 | 0 | 0 |  | 0 | 0 | 0 | 0 | 0 | 0 | 0
Assets HV | 0 | 0 | 0 |  | 0.67463 | 0 | 0 | 802990.8178 | 0.10226 | 612.0357 | 0.67463
Assets HV/LV | 0 | 0 | 0 |  | 0.069285 | 0 | 0 | 82467.9478 | 0.010502 | 62.8567 | 0.069285
Assets LV circuits | 0 | 0 | 0 |  | 0 | 0 | 0 | 0 | 0 | 0 | 0
Assets LV customer |  |  |  | 0 |  |  | 0 | 0 | 0 | 0 | 0
Assets HV customer |  |  |  | 0 |  |  | 0 | 0 | 0 | 0 | 0
Transmission exit | 0.65475 | 0 | 0 |  | 0 | 0.0085112 | 0.044201 | 347094.0861 | 0.044201 | 264.5534 | 0.29161
Operating 132kV | 1.0773 | 0.0096524 | 0.016491 |  | 0 | 0.016814 | 0.085026 | 667673.9213 | 0.085026 | 508.8978 | 0.56095
Operating 132kV/EHV | 0.16046 | 0.0014377 | 0.0024562 |  | 0 | 0.0025043 | 0.012664 | 99445.8466 | 0.012664 | 75.7971 | 0.083549
Operating EHV | 0.31763 | 0.023593 | 0.010277 |  | 0 | 0.0073892 | 0.037902 | 297625.6859 | 0.037902 | 226.8488 | 0.25005
Operating EHV/HV | 0.25391 | 0.01886 | 0.0082154 |  | 0 | 0.0059068 | 0.030298 | 237918.8187 | 0.030298 | 181.3406 | 0.19989
Operating 132kV/HV | 0 | 0 | 0 |  | 0 | 0 | 0 | 0 | 0 | 0 | 0
Operating HV | 0 | 0 | 0 |  | 1.425 | 0 | 0 | 1696147.5899 | 0.216 | 1292.7954 | 1.425
Operating HV/LV | 0 | 0 | 0 |  | 0.55613 | 0 | 0 | 661944.9063 | 0.084296 | 504.5312 | 0.55613
Operating LV circuits | 0 | 0 | 0 |  | 0 | 0 | 0 | 0 | 0 | 0 | 0
Operating LV customer |  |  |  | 6.0944 |  |  | 0 | 29184.9765 | 0.0037166 | 22.2446 | 0.02452
Operating HV customer |  |  |  | 0 |  |  | 0 | 0 | 0 | 0 | 0
Scaler | 12.232 | 0 | 0 | 0 | 0 | 0.159 | 0.82576 | 6484348.498 | 0.82576 | 4942.3388 | 5.4478
Rounding | 9.9811e-05 | 0.00011078 | -0.00014607 | -0.0044238 | 0.0049335 | -0.00047284 | -4.8035e-05 | 5473.8018 | 0.00069707 | 4.1721 | 0.0045988
Total | 18.692 | 0.149 | 0.114 | 6.09 | 2.73 | 0.269 | 1.388 | 14177964.0147 | 1.8055 | 10806.375 | 11.9116
HV HH Metered
| Rate 1 units (MWh) | Rate 2 units (MWh) | Rate 3 units (MWh) | MPANs | Import capacity (kVA) | Reactive power units (MVArh) | MWh/year | MWh/MPAN/year
HV HH Metered | 185314.9089 | 1315082.0031 | 1372504.2623 | 912 | 983500 | 214455.4059 | 2872901.1744 | 3150.1109
| Unit rate 1 p/kWh | Unit rate 2 p/kWh | Unit rate 3 p/kWh | Fixed charge p/MPAN/day | Capacity charge p/kVA/day | Reactive power charge p/kVArh | Average unit rate (p/kWh) | Revenue (£/year) | Average p/kWh | Average £/MPAN/year | Average p/kVA/day
Assets 132kV | 2.375 | 0.021279 | 0.036355 |  | 0 | 0.036075 | 0.183 | 5257451.0728 | 0.183 | 5764.749 | 1.4646
Assets 132kV/EHV | 0.11674 | 0.0010459 | 0.0017869 |  | 0 | 0.0017731 | 0.0089948 | 258411.2493 | 0.0089948 | 283.3457 | 0.071985
Assets EHV | 0.18486 | 0.013731 | 0.0059813 |  | 0.094899 | 0.0041853 | 0.02138 | 954880.276 | 0.033237 | 1047.0178 | 0.266
Assets EHV/HV | 0 | 0 | 0 |  | 0 | 0 | 0 | 0 | 0 | 0 | 0
Assets 132kV/HV | 0 | 0 | 0 |  | 0 | 0 | 0 | 0 | 0 | 0 | 0
Assets HV | 0 | 0 | 0 |  | 0 | 0 | 0 | 0 | 0 | 0 | 0
Assets HV/LV | 0 | 0 | 0 |  | 0 | 0 | 0 | 0 | 0 | 0 | 0
Assets LV circuits | 0 | 0 | 0 |  | 0 | 0 | 0 | 0 | 0 | 0 | 0
Assets LV customer |  |  |  | 0 |  |  | 0 | 0 | 0 | 0 | 0
Assets HV customer |  |  |  | 0 |  |  | 0 | 0 | 0 | 0 | 0
Transmission exit | 0.5793 | 0 | 0 |  | 0 | 0.0073287 | 0.037914 | 1089244.2227 | 0.037914 | 1194.3467 | 0.30343
Operating 132kV | 0.95318 | 0.0085401 | 0.01459 |  | 0 | 0.014478 | 0.073445 | 2109997.3075 | 0.073445 | 2313.5935 | 0.58778
Operating 132kV/EHV | 0.14197 | 0.001272 | 0.0021731 |  | 0 | 0.0021564 | 0.010939 | 314270.8768 | 0.010939 | 344.5953 | 0.087546
Operating EHV | 0.22482 | 0.016699 | 0.0072742 |  | 0.11541 | 0.0050901 | 0.026001 | 1161292.5614 | 0.040422 | 1273.3471 | 0.3235
Operating EHV/HV | 0 | 0 | 0 |  | 0.4613 | 0 | 0 | 1655968.3763 | 0.057641 | 1815.7548 | 0.4613
Operating 132kV/HV | 0 | 0 | 0 |  | 0 | 0 | 0 | 0 | 0 | 0 | 0
Operating HV | 0 | 0 | 0 |  | 1.4076 | 0 | 0 | 5052868.367 | 0.17588 | 5540.4258 | 1.4076
Operating HV/LV | 0 | 0 | 0 |  | 0 | 0 | 0 | 0 | 0 | 0 | 0
Operating LV circuits | 0 | 0 | 0 |  | 0 | 0 | 0 | 0 | 0 | 0 | 0
Operating LV customer |  |  |  | 0 |  |  | 0 | 0 | 0 | 0 | 0
Operating HV customer |  |  |  | 67.9698 |  |  | 0 | 226257.8752 | 0.0078756 | 248.0898 | 0.063028
Scaler | 10.8224 | 0 | 0 | 0 | 0 | 0.13691 | 0.70831 | 20349062.1747 | 0.70831 | 22312.5682 | 5.6686
Rounding | -0.00025027 | 0.00043296 | -0.00016047 | 0.00019852 | 0.00081322 | 7.6592e-08 | 0.00010539 | 5947.6584 | 0.00020703 | 6.5216 | 0.0016568
Total | 15.398 | 0.063 | 0.068 | 67.97 | 2.08 | 0.208 | 1.0701 | 38435652.0182 | 1.3379 | 42144.3553 | 10.707
HV Sub HH Metered
| Rate 1 units (MWh) | Rate 2 units (MWh) | Rate 3 units (MWh) | MPANs | Import capacity (kVA) | Reactive power units (MVArh) | MWh/year | MWh/MPAN/year
HV Sub HH Metered | 0 | 0 | 0 | 0 | 0 | 0 | 0
| Unit rate 1 p/kWh | Unit rate 2 p/kWh | Unit rate 3 p/kWh | Fixed charge p/MPAN/day | Capacity charge p/kVA/day | Reactive power charge p/kVArh | Average unit rate (p/kWh) | Revenue (£/year) | Average p/kWh | Average £/MPAN/year | Average p/kVA/day
Assets 132kV | 2.2315 | 0.019993 | 0.034157 |  | 0 | 0.031997 | 0 | 0
Assets 132kV/EHV | 0.10968 | 0.00098268 | 0.0016789 |  | 0 | 0.0015727 | 0 | 0
Assets EHV | 0 | 0 | 0 |  | 0.46425 | 0 | 0 | 0
Assets EHV/HV | 0 | 0 | 0 |  | 0 | 0 | 0 | 0
Assets 132kV/HV | 0 | 0 | 0 |  | 0 | 0 | 0 | 0
Assets HV | 0 | 0 | 0 |  | 0 | 0 | 0 | 0
Assets HV/LV | 0 | 0 | 0 |  | 0 | 0 | 0 | 0
Assets LV circuits | 0 | 0 | 0 |  | 0 | 0 | 0 | 0
Assets LV customer |  |  |  | 0 |  |  | 0 | 0
Assets HV customer |  |  |  | 0 |  |  | 0 | 0
Transmission exit | 0.54428 | 0 | 0 |  | 0 | 0.0065003 | 0 | 0
Operating 132kV | 0.89556 | 0.0080238 | 0.013708 |  | 0 | 0.012842 | 0 | 0
Operating 132kV/EHV | 0.13339 | 0.0011951 | 0.0020418 |  | 0 | 0.0019127 | 0 | 0
Operating EHV | 0 | 0 | 0 |  | 0.56461 | 0 | 0 | 0
Operating EHV/HV | 0 | 0 | 0 |  | 0.45134 | 0 | 0 | 0
Operating 132kV/HV | 0 | 0 | 0 |  | 0 | 0 | 0 | 0
Operating HV | 0 | 0 | 0 |  | 0 | 0 | 0 | 0
Operating HV/LV | 0 | 0 | 0 |  | 0 | 0 | 0 | 0
Operating LV circuits | 0 | 0 | 0 |  | 0 | 0 | 0 | 0
Operating LV customer |  |  |  | 0 |  |  | 0 | 0
Operating HV customer |  |  |  | 67.9698 |  |  | 0 | 0
Scaler | 10.1681 | 0 | 0 | 0 | 0 | 0.12144 | 0 | 0
Rounding | 0.00048364 | -0.00019451 | 0.00041401 | 0.00019852 | -0.00019678 | -0.00026273 | 0 | 0
Total | 14.083 | 0.03 | 0.052 | 67.97 | 1.48 | 0.176 | 0 | 0 | 0 | 0 | 0
NHH UMS
| Rate 1 units (MWh) | MWh/year
NHH UMS | 24095.7886 | 24095.7886
| Unit rate 1 p/kWh | Revenue (£/year) | Average p/kWh
Assets 132kV | 0.31423 | 75715.4568 | 0.31423
Assets 132kV/EHV | 0.046802 | 11277.3428 | 0.046802
Assets EHV | 0.13809 | 33274.4068 | 0.13809
Assets EHV/HV | 0.020974 | 5053.8495 | 0.020974
Assets 132kV/HV | 0 | 0 | 0
Assets HV | 0.087677 | 21126.5616 | 0.087677
Assets HV/LV | 0.0090046 | 2169.7187 | 0.0090046
Assets LV circuits | 0.020081 | 4838.5566 | 0.020081
Assets LV customer | 0 | 0 | 0
Transmission exit | 0.063837 | 15381.9147 | 0.063837
Operating 132kV | 0.12611 | 30387.2367 | 0.12611
Operating 132kV/EHV | 0.018783 | 4525.9885 | 0.018783
Operating EHV | 0.055421 | 13354.1725 | 0.055421
Operating EHV/HV | 0.044303 | 10675.184 | 0.044303
Operating 132kV/HV | 0 | 0 | 0
Operating HV | 0.1852 | 44625.3753 | 0.1852
Operating HV/LV | 0.072277 | 17415.666 | 0.072277
Operating LV circuits | 0.16118 | 38837.6091 | 0.16118
Operating LV customer | 0.65748 | 158424.7755 | 0.65748
Scaler | 1.1926 | 287362.1294 | 1.1926
Rounding | -3.0292e-05 | -7.299 | -3.0292e-05
Total | 3.214 | 774438.6457 | 3.214
LV UMS (Pseudo HH Metered)
| Rate 1 units (MWh) | Rate 2 units (MWh) | Rate 3 units (MWh) | MWh/year
LV UMS (Pseudo HH Metered) | 6964.6955 | 27023.1719 | 115577.3353 | 149565.2027
| Unit rate 1 p/kWh | Unit rate 2 p/kWh | Unit rate 3 p/kWh | Average unit rate (p/kWh) | Revenue (£/year) | Average p/kWh
Assets 132kV | 5.6204 | 0.050356 | 0.086031 | 0.3373 | 504480.33 | 0.3373
Assets 132kV/EHV | 0.83712 | 0.0075002 | 0.012814 | 0.050238 | 75139.1839 | 0.050238
Assets EHV | 1.657 | 0.12308 | 0.053615 | 0.14083 | 210634.2845 | 0.14083
Assets EHV/HV | 0.25168 | 0.018694 | 0.0081432 | 0.02139 | 31991.9748 | 0.02139
Assets 132kV/HV | 0 | 0 | 0 | 0 | 0 | 0
Assets HV | 1.0521 | 0.078146 | 0.034041 | 0.089416 | 133735.7635 | 0.089416
Assets HV/LV | 0.10805 | 0.0080257 | 0.003496 | 0.0091831 | 13734.7946 | 0.0091831
Assets LV circuits | 0.24096 | 0.017898 | 0.0077963 | 0.020479 | 30629.1235 | 0.020479
Assets LV customer | 0 | 0 | 0 | 0 | 0 | 0
Transmission exit | 1.3709 | 0 | 0 | 0.063837 | 95477.2319 | 0.063837
Operating 132kV | 2.2556 | 0.02021 | 0.034527 | 0.13537 | 202465.4387 | 0.13537
Operating 132kV/EHV | 0.33596 | 0.0030101 | 0.0051426 | 0.020162 | 30155.9584 | 0.020162
Operating EHV | 0.66503 | 0.049396 | 0.021517 | 0.05652 | 84534.8377 | 0.05652
Operating EHV/HV | 0.53161 | 0.039487 | 0.017201 | 0.045182 | 67576.2533 | 0.045182
Operating 132kV/HV | 0 | 0 | 0 | 0 | 0 | 0
Operating HV | 2.2223 | 0.16507 | 0.071904 | 0.18887 | 282488.4019 | 0.18887
Operating HV/LV | 0.86729 | 0.06442 | 0.028062 | 0.07371 | 110244.981 | 0.07371
Operating LV circuits | 1.9341 | 0.14366 | 0.062579 | 0.16438 | 245850.5736 | 0.16438
Operating LV customer | 0.65748 | 0.65748 | 0.65748 | 0.65748 | 983359.9581 | 0.65748
Scaler | 25.6104 | 0 | 0 | 1.1926 | 1783688.2555 | 1.1926
Rounding | 3.0136e-05 | -0.00042657 | -0.00034813 | -0.00034469 | -515.5363 | -0.00034469
Total | 46.218 | 1.446 | 1.104 | 3.2666 | 4885671.8084 | 3.2666
LV Generation NHH
| Rate 1 units (MWh) | MPANs | MWh/year | MWh/MPAN/year
LV Generation NHH | 1072.217 | 0 | 1072.217
| Unit rate 1 p/kWh | Fixed charge p/MPAN/day | Revenue (£/year) | Average p/kWh | Average £/MPAN/year
Assets 132kV | -0.16593 |  | -1779.1758 | -0.16593
Assets 132kV/EHV | -0.024715 |  | -264.9971 | -0.024715
Assets EHV | -0.072923 |  | -781.8882 | -0.072923
Assets EHV/HV | -0.011076 |  | -118.7563 | -0.011076
Assets 132kV/HV | 0 |  | 0 | 0
Assets HV | -0.0463 |  | -496.4358 | -0.0463
Assets HV/LV | -0.004755 |  | -50.9845 | -0.004755
Assets LV circuits | 0 |  | 0 | 0
Assets LV customer |  | 0 | 0 | 0
Assets HV customer |  | 0 | 0 | 0
Transmission exit | -0.03371 |  | -361.4471 | -0.03371
Operating 132kV | -0.066595 |  | -714.0449 | -0.066595
Operating 132kV/EHV | -0.0099189 |  | -106.3525 | -0.0099189
Operating EHV | -0.029266 |  | -313.7988 | -0.029266
Operating EHV/HV | -0.023395 |  | -250.8474 | -0.023395
Operating 132kV/HV | 0 |  | 0 | 0
Operating HV | -0.097799 |  | -1048.6153 | -0.097799
Operating HV/LV | -0.038167 |  | -409.2365 | -0.038167
Operating LV circuits | 0 |  | 0 | 0
Operating LV customer |  | 0 | 0 | 0
Operating HV customer |  | 0 | 0 | 0
Scaler | 0 | 0 | 0 | 0
Rounding | -0.00044544 | 0 | -4.7761 | -0.00044544
Total | -0.625 | 0 | -6701.3562 | -0.625 | 0
LV Sub Generation NHH
| Rate 1 units (MWh) | MPANs | MWh/year | MWh/MPAN/year
LV Sub Generation NHH | 0 | 0 | 0
| Unit rate 1 p/kWh | Fixed charge p/MPAN/day | Revenue (£/year) | Average p/kWh | Average £/MPAN/year
Assets 132kV | -0.16456 |  | 0
Assets 132kV/EHV | -0.02451 |  | 0
Assets EHV | -0.072319 |  | 0
Assets EHV/HV | -0.010984 |  | 0
Assets 132kV/HV | 0 |  | 0
Assets HV | -0.045917 |  | 0
Assets HV/LV | 0 |  | 0
Assets LV circuits | 0 |  | 0
Assets LV customer |  | 0 | 0
Assets HV customer |  | 0 | 0
Transmission exit | -0.033431 |  | 0
Operating 132kV | -0.066044 |  | 0
Operating 132kV/EHV | -0.0098368 |  | 0
Operating EHV | -0.029024 |  | 0
Operating EHV/HV | -0.023202 |  | 0
Operating 132kV/HV | 0 |  | 0
Operating HV | -0.096989 |  | 0
Operating HV/LV | 0 |  | 0
Operating LV circuits | 0 |  | 0
Operating LV customer |  | 0 | 0
Operating HV customer |  | 0 | 0
Scaler | 0 | 0 | 0
Rounding | -0.0001822 | 0 | 0
Total | -0.577 | 0 | 0 | 0 | 0
LV Generation Intermittent
| Rate 1 units (MWh) | MPANs | Reactive power units (MVArh) | MWh/year | MWh/MPAN/year
LV Generation Intermittent | 8426.343 | 0 | 40.2189 | 8426.343
| Unit rate 1 p/kWh | Fixed charge p/MPAN/day | Reactive power charge p/kVArh | Revenue (£/year) | Average p/kWh | Average £/MPAN/year
Assets 132kV | -0.16593 |  | 0.032544 | -13969.1045 | -0.16578
Assets 132kV/EHV | -0.024715 |  | 0.0048472 | -2080.6106 | -0.024692
Assets EHV | -0.072923 |  | 0.014302 | -6138.9535 | -0.072854
Assets EHV/HV | -0.011076 |  | 0.0021722 | -932.4087 | -0.011065
Assets 132kV/HV | 0 |  | 0 | 0 | 0
Assets HV | -0.0463 |  | 0.0090806 | -3897.7398 | -0.046257
Assets HV/LV | -0.004755 |  | 0.00093259 | -400.3017 | -0.0047506
Assets LV circuits | 0 |  | 0.0020797 | 0.83644 | 9.9265e-06
Assets LV customer |  | 0 |  | 0 | 0
Assets HV customer |  | 0 |  | 0 | 0
Transmission exit | -0.03371 |  | 0.0066115 | -2837.8826 | -0.033679
Operating 132kV | -0.066595 |  | 0.013061 | -5606.2857 | -0.066533
Operating 132kV/EHV | -0.0099189 |  | 0.0019454 | -835.0211 | -0.0099097
Operating EHV | -0.029266 |  | 0.0057399 | -2463.7748 | -0.029239
Operating EHV/HV | -0.023395 |  | 0.0045884 | -1969.5154 | -0.023373
Operating 132kV/HV | 0 |  | 0 | 0 | 0
Operating HV | -0.097799 |  | 0.019181 | -8233.1476 | -0.097707
Operating HV/LV | -0.038167 |  | 0.0074856 | -3213.099 | -0.038132
Operating LV circuits | 0 |  | 0.016693 | 6.7138 | 7.9677e-05
Operating LV customer |  | 0 |  | 0 | 0
Operating HV customer |  | 0 |  | 0 | 0
Scaler | 0 | 0 | 0 | 0 | 0
Rounding | -0.00044544 | 0 | -0.00026428 | -37.6404 | -0.0004467
Total | -0.625 | 0 | 0.141 | -52607.9351 | -0.62433 | 0
LV Generation Non-Intermittent
| Rate 1 units (MWh) | Rate 2 units (MWh) | Rate 3 units (MWh) | MPANs | Reactive power units (MVArh) | MWh/year | MWh/MPAN/year
LV Generation Non-Intermittent | 35.484 | 17.5656 | 2.472 | 0 | 0.023669 | 55.5216
| Unit rate 1 p/kWh | Unit rate 2 p/kWh | Unit rate 3 p/kWh | Fixed charge p/MPAN/day | Reactive power charge p/kVArh | Average unit rate (p/kWh) | Revenue (£/year) | Average p/kWh | Average £/MPAN/year
Assets 132kV | -2.3282 | -0.02086 | -0.035638 |  | 0.032544 | -1.4962 | -830.6918 | -1.4962
Assets 132kV/EHV | -0.34678 | -0.003107 | -0.0053081 |  | 0.0048472 | -0.22284 | -123.7263 | -0.22284
Assets EHV | -0.68643 | -0.050986 | -0.02221 |  | 0.014302 | -0.45581 | -253.0751 | -0.45581
Assets EHV/HV | -0.10426 | -0.007744 | -0.0033734 |  | 0.0021722 | -0.069231 | -38.438 | -0.069231
Assets 132kV/HV | 0 | 0 | 0 |  | 0 | 0 | 0 | 0
Assets HV | -0.43583 | -0.032372 | -0.014102 |  | 0.0090806 | -0.2894 | -160.6822 | -0.2894
Assets HV/LV | -0.04476 | -0.0033247 | -0.0014482 |  | 0.00093259 | -0.029722 | -16.5022 | -0.029722
Assets LV circuits | 0 | 0 | 0 |  | 0.0020797 | 8.8657e-07 | 0.00049224 | 8.8657e-07
Assets LV customer |  |  |  | 0 |  | 0 | 0 | 0
Assets HV customer |  |  |  | 0 |  | 0 | 0 | 0
Transmission exit | -0.56789 | 0 | 0 |  | 0.0066115 | -0.36294 | -201.5079 | -0.36294
Operating 132kV | -0.93441 | -0.0083719 | -0.014303 |  | 0.013061 | -0.60046 | -333.3854 | -0.60046
Operating 132kV/EHV | -0.13917 | -0.0012469 | -0.0021303 |  | 0.0019454 | -0.089435 | -49.6557 | -0.089435
Operating EHV | -0.27549 | -0.020463 | -0.0089137 |  | 0.0057399 | -0.18293 | -101.5678 | -0.18293
Operating EHV/HV | -0.22022 | -0.016358 | -0.0071255 |  | 0.0045884 | -0.14624 | -81.1922 | -0.14624
Operating 132kV/HV | 0 | 0 | 0 |  | 0 | 0 | 0 | 0
Operating HV | -0.9206 | -0.068379 | -0.029787 |  | 0.019181 | -0.61131 | -339.4071 | -0.61131
Operating HV/LV | -0.35927 | -0.026686 | -0.011625 |  | 0.0074856 | -0.23857 | -132.4583 | -0.23857
Operating LV circuits | 0 | 0 | 0 |  | 0.016693 | 7.1162e-06 | 0.0039511 | 7.1162e-06
Operating LV customer |  |  |  | 0 |  | 0 | 0 | 0
Operating HV customer |  |  |  | 0 |  | 0 | 0 | 0
Scaler | 0 | 0 | 0 | 0 | 0 | 0 | 0 | 0
Rounding | 0.00034929 | -0.00010148 | -3.6439e-05 | 0 | -0.00026428 | 0.00018939 | 0.10515 | 0.00018939
Total | -7.363 | -0.26 | -0.156 | 0 | 0.141 | -4.7949 | -2662.1804 | -4.7949 | 0
LV Sub Generation Intermittent
| Rate 1 units (MWh) | MPANs | Reactive power units (MVArh) | MWh/year | MWh/MPAN/year
LV Sub Generation Intermittent | 269.756 | 0 | 0.081633 | 269.756
| Unit rate 1 p/kWh | Fixed charge p/MPAN/day | Reactive power charge p/kVArh | Revenue (£/year) | Average p/kWh | Average £/MPAN/year
Assets 132kV | -0.16456 |  | 0.032275 | -443.8863 | -0.16455
Assets 132kV/EHV | -0.02451 |  | 0.0048071 | -66.1141 | -0.024509
Assets EHV | -0.072319 |  | 0.014184 | -195.0732 | -0.072315
Assets EHV/HV | -0.010984 |  | 0.0021543 | -29.6285 | -0.010983
Assets 132kV/HV | 0 |  | 0 | 0 | 0
Assets HV | -0.045917 |  | 0.0090055 | -123.8557 | -0.045914
Assets HV/LV | 0 |  | 0.00092487 | 0.000755 | 2.7988e-07
Assets LV circuits | 0 |  | 0 | 0 | 0
Assets LV customer |  | 0 |  | 0 | 0
Assets HV customer |  | 0 |  | 0 | 0
Transmission exit | -0.033431 |  | 0.0065567 | -90.1774 | -0.033429
Operating 132kV | -0.066044 |  | 0.012953 | -178.1469 | -0.06604
Operating 132kV/EHV | -0.0098368 |  | 0.0019293 | -26.5339 | -0.0098362
Operating EHV | -0.029024 |  | 0.0056924 | -78.2896 | -0.029022
Operating EHV/HV | -0.023202 |  | 0.0045504 | -62.5839 | -0.0232
Operating 132kV/HV | 0 |  | 0 | 0 | 0
Operating HV | -0.096989 |  | 0.019022 | -261.6189 | -0.096984
Operating HV/LV | 0 |  | 0.0074236 | 0.0060601 | 2.2465e-06
Operating LV circuits | 0 |  | 0 | 0 | 0
Operating LV customer |  | 0 |  | 0 | 0
Operating HV customer |  | 0 |  | 0 | 0
Scaler | 0 | 0 | 0 | 0 | 0
Rounding | -0.0001822 | 0 | -0.00047748 | -0.4919 | -0.00018235
Total | -0.577 | 0 | 0.121 | -1556.3933 | -0.57696 | 0
LV Sub Generation Non-Intermittent
| Rate 1 units (MWh) | Rate 2 units (MWh) | Rate 3 units (MWh) | MPANs | Reactive power units (MVArh) | MWh/year | MWh/MPAN/year
LV Sub Generation Non-Intermittent | 29.8935 | 94.615 | 584.31 | 0 | 0.16327 | 708.8185
| Unit rate 1 p/kWh | Unit rate 2 p/kWh | Unit rate 3 p/kWh | Fixed charge p/MPAN/day | Reactive power charge p/kVArh | Average unit rate (p/kWh) | Revenue (£/year) | Average p/kWh | Average £/MPAN/year
Assets 132kV | -2.309 | -0.020687 | -0.035343 |  | 0.032275 | -0.12927 | -916.2691 | -0.12927
Assets 132kV/EHV | -0.34391 | -0.0030813 | -0.0052642 |  | 0.0048071 | -0.019254 | -136.4725 | -0.019254
Assets EHV | -0.68075 | -0.050564 | -0.022026 |  | 0.014184 | -0.053613 | -380.0195 | -0.053613
Assets EHV/HV | -0.10339 | -0.0076799 | -0.0033454 |  | 0.0021543 | -0.008143 | -57.7189 | -0.008143
Assets 132kV/HV | 0 | 0 | 0 |  | 0 | 0 | 0 | 0
Assets HV | -0.43222 | -0.032104 | -0.013985 |  | 0.0090055 | -0.03404 | -241.2817 | -0.03404
Assets HV/LV | 0 | 0 | 0 |  | 0.00092487 | 2.1303e-07 | 0.00151 | 2.1303e-07
Assets LV circuits | 0 | 0 | 0 |  | 0 | 0 | 0 | 0
Assets LV customer |  |  |  | 0 |  | 0 | 0 | 0
Assets HV customer |  |  |  | 0 |  | 0 | 0 | 0
Transmission exit | -0.56319 | 0 | 0 |  | 0.0065567 | -0.02375 | -168.3457 | -0.02375
Operating 132kV | -0.92667 | -0.0083026 | -0.014185 |  | 0.012953 | -0.051879 | -367.7305 | -0.051879
Operating 132kV/EHV | -0.13802 | -0.0012366 | -0.0021127 |  | 0.0019293 | -0.0077271 | -54.7712 | -0.0077271
Operating EHV | -0.27321 | -0.020293 | -0.0088399 |  | 0.0056924 | -0.021517 | -152.515 | -0.021517
Operating EHV/HV | -0.2184 | -0.016222 | -0.0070665 |  | 0.0045504 | -0.0172 | -121.9189 | -0.0172
Operating 132kV/HV | 0 | 0 | 0 |  | 0 | 0 | 0 | 0
Operating HV | -0.91298 | -0.067813 | -0.02954 |  | 0.019022 | -0.071902 | -509.6563 | -0.071902
Operating HV/LV | 0 | 0 | 0 |  | 0.0074236 | 1.7099e-06 | 0.01212 | 1.7099e-06
Operating LV circuits | 0 | 0 | 0 |  | 0 | 0 | 0 | 0
Operating LV customer |  |  |  | 0 |  | 0 | 0 | 0
Operating HV customer |  |  |  | 0 |  | 0 | 0 | 0
Scaler | 0 | 0 | 0 | 0 | 0 | 0 | 0 | 0
Rounding | -0.00029065 | -1.4998e-05 | -0.00029208 | 0 | -0.00047748 | -0.00025515 | -1.8085 | -0.00025515
Total | -6.902 | -0.228 | -0.142 | 0 | 0.121 | -0.43855 | -3108.4942 | -0.43855 | 0
HV Generation Intermittent
| Rate 1 units (MWh) | MPANs | Reactive power units (MVArh) | MWh/year | MWh/MPAN/year
HV Generation Intermittent | 14943.667 | 19 | 282.2547 | 14943.667 | 786.5088
| Unit rate 1 p/kWh | Fixed charge p/MPAN/day | Reactive power charge p/kVArh | Revenue (£/year) | Average p/kWh | Average £/MPAN/year
Assets 132kV | -0.16255 |  | 0.03188 | -24200.4006 | -0.16194 | -1273.7053
Assets 132kV/EHV | -0.0079894 |  | 0.0015669 | -1189.4843 | -0.0079598 | -62.6044
Assets EHV | -0.023573 |  | 0.0046233 | -3509.6376 | -0.023486 | -184.7178
Assets EHV/HV | 0 |  | 0 | 0 | 0 | 0
Assets 132kV/HV | 0 |  | 0 | 0 | 0 | 0
Assets HV | 0 |  | 0 | 0 | 0 | 0
Assets HV/LV | 0 |  | 0 | 0 | 0 | 0
Assets LV circuits | 0 |  | 0 | 0 | 0 | 0
Assets LV customer |  | 0 |  | 0 | 0 | 0
Assets HV customer |  | 0 |  | 0 | 0 | 0
Transmission exit | -0.033022 |  | 0.0064765 | -4916.4136 | -0.0329 | -258.7586
Operating 132kV | -0.065235 |  | 0.012794 | -9712.4594 | -0.064994 | -511.1821
Operating 132kV/EHV | -0.0097164 |  | 0.0019056 | -1446.61 | -0.0096804 | -76.1374
Operating EHV | -0.028669 |  | 0.0056227 | -4268.3005 | -0.028563 | -224.6474
Operating EHV/HV | -0.022918 |  | 0.0044947 | -3412.0342 | -0.022833 | -179.5807
Operating 132kV/HV | 0 |  | 0 | 0 | 0 | 0
Operating HV | 0 |  | 0.018789 | 53.0336 | 0.00035489 | 2.7912
Operating HV/LV | 0 |  | 0 | 0 | 0 | 0
Operating LV circuits | 0 |  | 0 | 0 | 0 | 0
Operating LV customer |  | 0 |  | 0 | 0 | 0
Operating HV customer |  | 29.2146 |  | 2026.0348 | 0.013558 | 106.6334
Scaler | 0 | 0 | 0 | 0 | 0 | 0
Rounding | -0.00033097 | -0.004633 | -0.00015295 | -50.2117 | -0.00033601 | -2.6427
Total | -0.354 | 29.21 | 0.088 | -50626.4835 | -0.33878 | -2664.5518
HV Generation Non-Intermittent
| Rate 1 units (MWh) | Rate 2 units (MWh) | Rate 3 units (MWh) | MPANs | Reactive power units (MVArh) | MWh/year | MWh/MPAN/year
HV Generation Non-Intermittent | 11184.979 | 69917.535 | 99086.381 | 45 | 207.6698 | 180188.895 | 4004.1977
| Unit rate 1 p/kWh | Unit rate 2 p/kWh | Unit rate 3 p/kWh | Fixed charge p/MPAN/day | Reactive power charge p/kVArh | Average unit rate (p/kWh) | Revenue (£/year) | Average p/kWh | Average £/MPAN/year
Assets 132kV | -2.2807 | -0.020434 | -0.034911 |  | 0.03188 | -0.16866 | -303909.404 | -0.16866 | -6753.5423
Assets 132kV/EHV | -0.1121 | -0.0010044 | -0.0017159 |  | 0.0015669 | -0.00829 | -14937.5824 | -0.00829 | -331.9463
Assets EHV | -0.2219 | -0.016482 | -0.0071797 |  | 0.0046233 | -0.024112 | -43447.421 | -0.024112 | -965.4982
Assets EHV/HV | 0 | 0 | 0 |  | 0 | 0 | 0 | 0 | 0
Assets 132kV/HV | 0 | 0 | 0 |  | 0 | 0 | 0 | 0 | 0
Assets HV | 0 | 0 | 0 |  | 0 | 0 | 0 | 0 | 0
Assets HV/LV | 0 | 0 | 0 |  | 0 | 0 | 0 | 0 | 0
Assets LV circuits | 0 | 0 | 0 |  | 0 | 0 | 0 | 0 | 0
Assets LV customer |  |  |  | 0 |  | 0 | 0 | 0 | 0
Assets HV customer |  |  |  | 0 |  | 0 | 0 | 0 | 0
Transmission exit | -0.55629 | 0 | 0 |  | 0.0064765 | -0.034524 | -62207.8323 | -0.034524 | -1382.3963
Operating 132kV | -0.91533 | -0.0082009 | -0.014011 |  | 0.012794 | -0.06769 | -121969.3755 | -0.06769 | -2710.4306
Operating 132kV/EHV | -0.13633 | -0.0012215 | -0.0020868 |  | 0.0019056 | -0.010082 | -18166.5742 | -0.010082 | -403.7016
Operating EHV | -0.26986 | -0.020045 | -0.0087317 |  | 0.0056227 | -0.029324 | -52839.2596 | -0.029324 | -1174.2058
Operating EHV/HV | -0.21573 | -0.016024 | -0.00698 |  | 0.0044947 | -0.023442 | -42239.1441 | -0.023442 | -938.6476
Operating 132kV/HV | 0 | 0 | 0 |  | 0 | 0 | 0 | 0 | 0
Operating HV | 0 | 0 | 0 |  | 0.018789 | 2.1655e-05 | 39.0196 | 2.1655e-05 | 0.8671
Operating HV/LV | 0 | 0 | 0 |  | 0 | 0 | 0 | 0 | 0
Operating LV circuits | 0 | 0 | 0 |  | 0 | 0 | 0 | 0 | 0
Operating LV customer |  |  |  | 0 |  | 0 | 0 | 0 | 0
Operating HV customer |  |  |  | 29.2146 |  | 0 | 4798.5035 | 0.002663 | 106.6334
Scaler | 0 | 0 | 0 | 0 | 0 | 0 | 0 | 0 | 0
Rounding | 0.00024778 | 0.00041124 | -0.00038413 | -0.004633 | -0.00015295 | -3.6457e-05 | -66.4531 | -3.688e-05 | -1.4767
Total | -4.708 | -0.083 | -0.076 | 29.21 | 0.088 | -0.36614 | -654945.523 | -0.36348 | -14554.345
HV Sub Generation Non-Intermittent
| Rate 1 units (MWh) | Rate 2 units (MWh) | Rate 3 units (MWh) | MPANs | Reactive power units (MVArh) | MWh/year | MWh/MPAN/year
HV Sub Generation Non-Intermittent | 0 | 0 | 0 | 0 | 0 | 0
| Unit rate 1 p/kWh | Unit rate 2 p/kWh | Unit rate 3 p/kWh | Fixed charge p/MPAN/day | Reactive power charge p/kVArh | Average unit rate (p/kWh) | Revenue (£/year) | Average p/kWh | Average £/MPAN/year
Assets 132kV | -2.2315 | -0.019993 | -0.034157 |  | 0.031191 | 0 | 0
Assets 132kV/EHV | -0.10968 | -0.00098268 | -0.0016789 |  | 0.0015331 | 0 | 0
Assets EHV | -0.21711 | -0.016126 | -0.0070246 |  | 0.0045235 | 0 | 0
Assets EHV/HV | 0 | 0 | 0 |  | 0 | 0 | 0
Assets 132kV/HV | 0 | 0 | 0 |  | 0 | 0 | 0
Assets HV | 0 | 0 | 0 |  | 0 | 0 | 0
Assets HV/LV | 0 | 0 | 0 |  | 0 | 0 | 0
Assets LV circuits | 0 | 0 | 0 |  | 0 | 0 | 0
Assets LV customer |  |  |  | 0 |  | 0 | 0
Assets HV customer |  |  |  | 0 |  | 0 | 0
Transmission exit | -0.54428 | 0 | 0 |  | 0.0063366 | 0 | 0
Operating 132kV | -0.89556 | -0.0080238 | -0.013708 |  | 0.012518 | 0 | 0
Operating 132kV/EHV | -0.13339 | -0.0011951 | -0.0020418 |  | 0.0018645 | 0 | 0
Operating EHV | -0.26404 | -0.019612 | -0.0085431 |  | 0.0055013 | 0 | 0
Operating EHV/HV | 0 | 0 | 0 |  | 0 | 0 | 0
Operating 132kV/HV | 0 | 0 | 0 |  | 0 | 0 | 0
Operating HV | 0 | 0 | 0 |  | 0 | 0 | 0
Operating HV/LV | 0 | 0 | 0 |  | 0 | 0 | 0
Operating LV circuits | 0 | 0 | 0 |  | 0 | 0 | 0
Operating LV customer |  |  |  | 0 |  | 0 | 0
Operating HV customer |  |  |  | 29.2146 |  | 0 | 0
Scaler | 0 | 0 | 0 | 0 | 0 | 0 | 0
Rounding | -0.00049109 | -6.7527e-05 | 0.00015373 | -0.004633 | -0.00046817 | 0 | 0
Total | -4.396 | -0.066 | -0.067 | 29.21 | 0.063 | 0 | 0 | 0 | 0
HV Sub Generation Intermittent
| Rate 1 units (MWh) | MPANs | Reactive power units (MVArh) | MWh/year | MWh/MPAN/year
HV Sub Generation Intermittent | 37.98 | 1 | 0 | 37.98 | 37.98
| Unit rate 1 p/kWh | Fixed charge p/MPAN/day | Reactive power charge p/kVArh | Revenue (£/year) | Average p/kWh | Average £/MPAN/year
Assets 132kV | -0.15904 |  | 0.031191 | -60.402 | -0.15904 | -60.402
Assets 132kV/EHV | -0.0078169 |  | 0.0015331 | -2.9688 | -0.0078169 | -2.9688
Assets EHV | -0.023064 |  | 0.0045235 | -8.7597 | -0.023064 | -8.7597
Assets EHV/HV | 0 |  | 0 | 0 | 0 | 0
Assets 132kV/HV | 0 |  | 0 | 0 | 0 | 0
Assets HV | 0 |  | 0 | 0 | 0 | 0
Assets HV/LV | 0 |  | 0 | 0 | 0 | 0
Assets LV circuits | 0 |  | 0 | 0 | 0 | 0
Assets LV customer |  | 0 |  | 0 | 0 | 0
Assets HV customer |  | 0 |  | 0 | 0 | 0
Transmission exit | -0.032309 |  | 0.0063366 | -12.2709 | -0.032309 | -12.2709
Operating 132kV | -0.063827 |  | 0.012518 | -24.2414 | -0.063827 | -24.2414
Operating 132kV/EHV | -0.0095066 |  | 0.0018645 | -3.6106 | -0.0095066 | -3.6106
Operating EHV | -0.02805 |  | 0.0055013 | -10.6533 | -0.02805 | -10.6533
Operating EHV/HV | 0 |  | 0 | 0 | 0 | 0
Operating 132kV/HV | 0 |  | 0 | 0 | 0 | 0
Operating HV | 0 |  | 0 | 0 | 0 | 0
Operating HV/LV | 0 |  | 0 | 0 | 0 | 0
Operating LV circuits | 0 |  | 0 | 0 | 0 | 0
Operating LV customer |  | 0 |  | 0 | 0 | 0
Operating HV customer |  | 29.2146 |  | 106.6334 | 0.28076 | 106.6334
Scaler | 0 | 0 | 0 | 0 | 0 | 0
Rounding | -0.00039083 | -0.004633 | -0.00046817 | -0.16535 | -0.00043535 | -0.16535
Total | -0.324 | 29.21 | 0.063 | -16.4387 | -0.043283 | -16.4387

## M-Rev
CDCM model 100: Revenue matrix |  | WPD South West |  | 2012/13 |  | model version 2441 April 2012 Price Change
This sheet is for information only.
3901. Revenue matrix by tariff
Revenue matrix by tariff, charging element and network level
| Assets 132kV | Assets 132kV/EHV | Assets EHV | Assets EHV/HV | Assets 132kV/HV | Assets HV | Assets HV/LV | Assets LV circuits | Assets LV customer | Assets HV customer | Transmission exit | Operating 132kV | Operating 132kV/EHV | Operating EHV | Operating EHV/HV | Operating 132kV/HV | Operating HV | Operating HV/LV | Operating LV circuits | Operating LV customer | Operating HV customer | Scaler | Rounding | Total revenue by tariff (£/year)
Domestic Unrestricted | 15783864.6461 | 2350907.7308 | 6936479.7504 | 1053540.1946 | 0 | 4404104.5702 | 452305.8769 | 1178571.7233 | 0 | 0 | 3206558.7428 | 6334611.8574 | 943500.7409 | 2783849.701 | 2225379.9449 | 0 | 9302735.7059 | 3630520.4524 | 9460033.4973 | 6764813.314 | 0 | 59904346.3959 | 11108.5636 | 136727233.4086
Domestic Two Rate | 3861300.9853 | 575116.5852 | 1640892.5736 | 249225.305 | 0 | 1041834.2939 | 106997.4081 | 234255.2795 | 0 | 0 | 758999.1816 | 1549673.8951 | 230814.2158 | 658547.0534 | 526435.5345 | 0 | 2200653.7153 | 858835.355 | 1880295.2309 | 1344587.8618 | 0 | 14179484.4678 | 3668.29 | 31901617.2318
Domestic Off Peak (related MPAN) | 36013.7385 | 5364.0207 | 25036.7719 | 3802.6847 | 0 | 15896.3286 | 1632.5686 | 0 |  |  | 1589.87 | 14453.5613 | 2152.7674 | 10048.1242 | 8032.364 | 0 | 33577.6187 | 13104.1271 | 0 |  |  | 29701.6614 | -169.0474 | 200237.1598
Small Non Domestic Unrestricted | 3989094.9104 | 594150.6896 | 1753073.5779 | 266263.8031 | 0 | 1113060.1738 | 114312.3761 | 106339.194 | 0 | 0 | 810401.4731 | 1600962.0259 | 238453.2615 | 703569.1779 | 562425.7437 | 0 | 2351103.2621 | 917550.3582 | 853552.0727 | 1457010.6747 | 0 | 15139772.7159 | 5001.8702 | 32576097.3609
Small Non Domestic Two Rate | 1272614.0853 | 189547.8933 | 585889.988 | 88987.3068 | 0 | 371992.8359 | 38204.0306 | 26407.159 | 0 | 0 | 254463.5133 | 510744.1337 | 76072.1382 | 235137.9556 | 187966.7895 | 0 | 785755.8743 | 306652.0282 | 211962.1604 | 361818.734 | 0 | 4753841.008 | -180.1057 | 10257877.5287
Small Non Domestic Off Peak (related MPAN) | 12936.2255 | 1926.7697 | 9433.2906 | 1432.7658 | 0 | 5989.3778 | 615.115 | 0 |  |  | 592.6359 | 5191.7556 | 773.2795 | 3785.9064 | 3026.4135 | 0 | 12651.2889 | 4937.3393 | 0 |  |  | 11071.5151 | 87.3324 | 74451.0108
LV Medium Non-Domestic | 2243561.7764 | 334164.4675 | 1017369.1349 | 154522.0796 | 0 | 645947.2554 | 66339.4193 | 110455.1687 | 0 | 0 | 455872.0827 | 900419.0894 | 134111.781 | 408305.4898 | 326395.0809 | 0 | 1364426.4119 | 532486.1579 | 886589.7384 | 144147.6303 | 0 | 8516519.218 | -239.6941 | 18241392.2881
LV Sub Medium Non-Domestic | 247673.9575 | 36889.4839 | 113006.6306 | 17163.8975 | 0 | 71750.0859 | 5714.749 | 0 | 0 | 0 | 50034.7228 | 99400.1421 | 14805.0283 | 45353.477 | 36255.0888 | 0 | 151556.8206 | 45870.5362 | 0 | 8968.5591 | 0 | 934739.5775 | 439.2048 | 1879621.9617
HV Medium Non-Domestic | 5946.205 | 292.2645 | 918.6954 | 0 | 0 | 0 | 0 | 0 | 0 | 0 | 1192.3811 | 2386.4181 | 355.442 | 1117.2858 | 967.8986 | 0 | 2953.356 | 0 | 0 | 0 | 5457.9751 | 22275.8473 | 2.9805 | 43866.7495
LV HH Metered | 1725483.8812 | 257000.0115 | 760296.6809 | 115476.8906 | 0 | 558498.9635 | 88485.8132 | 192976.6624 | 0 | 0 | 363567.5686 | 692496.4765 | 103143.0107 | 305133.4054 | 243920.4102 | 0 | 1179710.4649 | 710248.4644 | 1548964.4413 | 83112.9537 | 0 | 6792103.0961 | 275.5326 | 15720894.7276
LV Sub HH Metered | 1663633.8639 | 247787.839 | 741589.8001 | 112635.615 | 0 | 802990.8178 | 82467.9478 | 0 | 0 | 0 | 347094.0861 | 667673.9213 | 99445.8466 | 297625.6859 | 237918.8187 | 0 | 1696147.5899 | 661944.9063 | 0 | 29184.9765 | 0 | 6484348.498 | 5473.8018 | 14177964.0147
HV HH Metered | 5257451.0728 | 258411.2493 | 954880.276 | 0 | 0 | 0 | 0 | 0 | 0 | 0 | 1089244.2227 | 2109997.3075 | 314270.8768 | 1161292.5614 | 1655968.3763 | 0 | 5052868.367 | 0 | 0 | 0 | 226257.8752 | 20349062.1747 | 5947.6584 | 38435652.0182
HV Sub HH Metered | 0 | 0 | 0 | 0 | 0 | 0 | 0 | 0 | 0 | 0 | 0 | 0 | 0 | 0 | 0 | 0 | 0 | 0 | 0 | 0 | 0 | 0 | 0 | 0
NHH UMS | 75715.4568 | 11277.3428 | 33274.4068 | 5053.8495 | 0 | 21126.5616 | 2169.7187 | 4838.5566 | 0 |  | 15381.9147 | 30387.2367 | 4525.9885 | 13354.1725 | 10675.184 | 0 | 44625.3753 | 17415.666 | 38837.6091 | 158424.7755 |  | 287362.1294 | -7.299 | 774438.6457
LV UMS (Pseudo HH Metered) | 504480.33 | 75139.1839 | 210634.2845 | 31991.9748 | 0 | 133735.7635 | 13734.7946 | 30629.1235 | 0 |  | 95477.2319 | 202465.4387 | 30155.9584 | 84534.8377 | 67576.2533 | 0 | 282488.4019 | 110244.981 | 245850.5736 | 983359.9581 |  | 1783688.2555 | -515.5363 | 4885671.8084
LV Generation NHH | -1779.1758 | -264.9971 | -781.8882 | -118.7563 | 0 | -496.4358 | -50.9845 | 0 | 0 | 0 | -361.4471 | -714.0449 | -106.3525 | -313.7988 | -250.8474 | 0 | -1048.6153 | -409.2365 | 0 | 0 | 0 | 0 | -4.7761 | -6701.3562
LV Sub Generation NHH | 0 | 0 | 0 | 0 | 0 | 0 | 0 | 0 | 0 | 0 | 0 | 0 | 0 | 0 | 0 | 0 | 0 | 0 | 0 | 0 | 0 | 0 | 0 | 0
LV Generation Intermittent | -13969.1045 | -2080.6106 | -6138.9535 | -932.4087 | 0 | -3897.7398 | -400.3017 | 0.83644 | 0 | 0 | -2837.8826 | -5606.2857 | -835.0211 | -2463.7748 | -1969.5154 | 0 | -8233.1476 | -3213.099 | 6.7138 | 0 | 0 | 0 | -37.6404 | -52607.9351
LV Generation Non-Intermittent | -830.6918 | -123.7263 | -253.0751 | -38.438 | 0 | -160.6822 | -16.5022 | 0.00049224 | 0 | 0 | -201.5079 | -333.3854 | -49.6557 | -101.5678 | -81.1922 | 0 | -339.4071 | -132.4583 | 0.0039511 | 0 | 0 | 0 | 0.10515 | -2662.1804
LV Sub Generation Intermittent | -443.8863 | -66.1141 | -195.0732 | -29.6285 | 0 | -123.8557 | 0.000755 | 0 | 0 | 0 | -90.1774 | -178.1469 | -26.5339 | -78.2896 | -62.5839 | 0 | -261.6189 | 0.0060601 | 0 | 0 | 0 | 0 | -0.4919 | -1556.3933
LV Sub Generation Non-Intermittent | -916.2691 | -136.4725 | -380.0195 | -57.7189 | 0 | -241.2817 | 0.00151 | 0 | 0 | 0 | -168.3457 | -367.7305 | -54.7712 | -152.515 | -121.9189 | 0 | -509.6563 | 0.01212 | 0 | 0 | 0 | 0 | -1.8085 | -3108.4942
HV Generation Intermittent | -24200.4006 | -1189.4843 | -3509.6376 | 0 | 0 | 0 | 0 | 0 | 0 | 0 | -4916.4136 | -9712.4594 | -1446.61 | -4268.3005 | -3412.0342 | 0 | 53.0336 | 0 | 0 | 0 | 2026.0348 | 0 | -50.2117 | -50626.4835
HV Generation Non-Intermittent | -303909.404 | -14937.5824 | -43447.421 | 0 | 0 | 0 | 0 | 0 | 0 | 0 | -62207.8323 | -121969.3755 | -18166.5742 | -52839.2596 | -42239.1441 | 0 | 39.0196 | 0 | 0 | 0 | 4798.5035 | 0 | -66.4531 | -654945.523
HV Sub Generation Non-Intermittent | 0 | 0 | 0 | 0 | 0 | 0 | 0 | 0 | 0 | 0 | 0 | 0 | 0 | 0 | 0 | 0 | 0 | 0 | 0 | 0 | 0 | 0 | 0 | 0
HV Sub Generation Intermittent | -60.402 | -2.9688 | -8.7597 | 0 | 0 | 0 | 0 | 0 | 0 | 0 | -12.2709 | -24.2414 | -3.6106 | -10.6533 | 0 | 0 | 0 | 0 | 0 | 0 | 106.6334 | 0 | -0.16535 | -16.4387
3902. Revenues by charging element and network level
Total revenue by charging element and network level (£/year)
| Assets 132kV | Assets 132kV/EHV | Assets EHV | Assets EHV/HV | Assets 132kV/HV | Assets HV | Assets HV/LV | Assets LV circuits | Assets LV customer | Assets HV customer | Transmission exit | Operating 132kV | Operating 132kV/EHV | Operating EHV | Operating EHV/HV | Operating 132kV/HV | Operating HV | Operating HV/LV | Operating LV circuits | Operating LV customer | Operating HV customer | Scaler | Rounding | Total revenue (£/year)
Revenues by charging element and network level | 36333661.8008 | 4919173.5755 | 14728061.0341 | 2098919.4166 | 0 | 9182007.0328 | 972512.0317 | 1884473.704 | 0 | 0 | 7379673.75 | 14581957.5895 | 2171891.2063 | 6651426.6746 | 6044806.6647 | 0 | 24450953.8608 | 7806055.5965 | 15126092.0415 | 11335429.4379 | 238647.0219 | 139188316.5606 | 30732.1099 | 305124791.1099

## LAFs
CDCM model 100: Loss adjustment factors and network use matrices |  | WPD South West |  | 2012/13 |  | model version 2441 April 2012 Price Change
This sheet calculates matrices of loss adjustment factors and of network use factors.
These matrices map out the extent to which each type of user uses each level of the network, and are used throughout the workbook.
2001. Loss adjustment factors to transmission
Data sources:
x1 = Network level for each tariff (to get loss factors applicable to capacity) (in Loss adjustment factors to transmission) (in Loss adjustment factors to transmission)
x2 = 1032. Loss adjustment factors to transmission
Kind: | Fixed data | [6 empty] | Fixed data | [6 empty] | Sum-product calculation
Formula: | [14 empty] | =SUMPRODUCT(x1, x2)
| Network level for each tariff (to get loss factors applicable to capacity) | [6 empty] | Network level for each tariff (to get loss factors applicable to capacity)
| 132kV | 132kV/EHV | EHV | EHV/HV | HV | HV/LV | LV circuits | 132kV | 132kV/EHV | EHV | EHV/HV | HV | HV/LV | LV circuits | Loss adjustment factor
Domestic Unrestricted | 0 | 0 | 0 | 0 | 0 | 0 | 1 | 0 | 0 | 0 | 0 | 0 | 0 | 1 | 1.0873
Domestic Two Rate | 0 | 0 | 0 | 0 | 0 | 0 | 1 | 0 | 0 | 0 | 0 | 0 | 0 | 1 | 1.0873
Domestic Off Peak (related MPAN) | 0 | 0 | 0 | 0 | 0 | 0 | 1 | 0 | 0 | 0 | 0 | 0 | 0 | 1 | 1.0873
Small Non Domestic Unrestricted | 0 | 0 | 0 | 0 | 0 | 0 | 1 | 0 | 0 | 0 | 0 | 0 | 0 | 1 | 1.0873
Small Non Domestic Two Rate | 0 | 0 | 0 | 0 | 0 | 0 | 1 | 0 | 0 | 0 | 0 | 0 | 0 | 1 | 1.0873
Small Non Domestic Off Peak (related MPAN) | 0 | 0 | 0 | 0 | 0 | 0 | 1 | 0 | 0 | 0 | 0 | 0 | 0 | 1 | 1.0873
LV Medium Non-Domestic | 0 | 0 | 0 | 0 | 0 | 0 | 1 | 0 | 0 | 0 | 0 | 0 | 0 | 1 | 1.0873
LV Sub Medium Non-Domestic | 0 | 0 | 0 | 0 | 0 | 1 | 0 | 0 | 0 | 0 | 0 | 0 | 1 | 0 | 1.0783
HV Medium Non-Domestic | 0 | 0 | 0 | 0 | 1 | 0 | 0 | 0 | 0 | 0 | 0 | 1 | 0 | 0 | 1.0651
LV HH Metered | 0 | 0 | 0 | 0 | 0 | 0 | 1 | 0 | 0 | 0 | 0 | 0 | 0 | 1 | 1.0873
LV Sub HH Metered | 0 | 0 | 0 | 0 | 0 | 1 | 0 | 0 | 0 | 0 | 0 | 0 | 1 | 0 | 1.0783
HV HH Metered | 0 | 0 | 0 | 0 | 1 | 0 | 0 | 0 | 0 | 0 | 0 | 1 | 0 | 0 | 1.0651
HV Sub HH Metered | 0 | 0 | 0 | 1 | 0 | 0 | 0 | 0 | 0 | 0 | 1 | 0 | 0 | 0 | 1.0421
NHH UMS | 0 | 0 | 0 | 0 | 0 | 0 | 1 | 0 | 0 | 0 | 0 | 0 | 0 | 1 | 1.0873
LV UMS (Pseudo HH Metered) | 0 | 0 | 0 | 0 | 0 | 0 | 1 | 0 | 0 | 0 | 0 | 0 | 0 | 1 | 1.0873
LV Generation NHH | 0 | 0 | 0 | 0 | 0 | 0 | 1 | 0 | 0 | 0 | 0 | 0 | 0 | 1 | 1.0873
LV Sub Generation NHH | 0 | 0 | 0 | 0 | 0 | 1 | 0 | 0 | 0 | 0 | 0 | 0 | 1 | 0 | 1.0783
LV Generation Intermittent | 0 | 0 | 0 | 0 | 0 | 0 | 1 | 0 | 0 | 0 | 0 | 0 | 0 | 1 | 1.0873
LV Generation Non-Intermittent | 0 | 0 | 0 | 0 | 0 | 0 | 1 | 0 | 0 | 0 | 0 | 0 | 0 | 1 | 1.0873
LV Sub Generation Intermittent | 0 | 0 | 0 | 0 | 0 | 1 | 0 | 0 | 0 | 0 | 0 | 0 | 1 | 0 | 1.0783
LV Sub Generation Non-Intermittent | 0 | 0 | 0 | 0 | 0 | 1 | 0 | 0 | 0 | 0 | 0 | 0 | 1 | 0 | 1.0783
HV Generation Intermittent | 0 | 0 | 0 | 0 | 1 | 0 | 0 | 0 | 0 | 0 | 0 | 1 | 0 | 0 | 1.0651
HV Generation Non-Intermittent | 0 | 0 | 0 | 0 | 1 | 0 | 0 | 0 | 0 | 0 | 0 | 1 | 0 | 0 | 1.0651
HV Sub Generation Non-Intermittent | 0 | 0 | 0 | 1 | 0 | 0 | 0 | 0 | 0 | 0 | 1 | 0 | 0 | 0 | 1.0421
HV Sub Generation Intermittent | 0 | 0 | 0 | 1 | 0 | 0 | 0 | 0 | 0 | 0 | 1 | 0 | 0 | 0 | 1.0421
2002. Mapping of DRM network levels to core network levels
| 132kV | 132kV/EHV | EHV | EHV/HV | HV | HV/LV | LV circuits
132kV | 1 | 0 | 0 | 0 | 0 | 0 | 0
132kV/EHV | 0 | 1 | 0 | 0 | 0 | 0 | 0
EHV | 0 | 0 | 1 | 0 | 0 | 0 | 0
EHV/HV | 0 | 0 | 0 | 1 | 0 | 0 | 0
132kV/HV | 0 | 0 | 0 | 1 | 0 | 0 | 0
HV | 0 | 0 | 0 | 0 | 1 | 0 | 0
HV/LV | 0 | 0 | 0 | 0 | 0 | 1 | 0
LV circuits | 0 | 0 | 0 | 0 | 0 | 0 | 1
2003. Loss adjustment factor to transmission for each DRM network level
Sum-product calculation =SUMPRODUCT(x1, x2)
Data sources:
x1 = 2002. Mapping of DRM network levels to core network levels
x2 = 1032. Loss adjustment factors to transmission
Loss adjustment factor to transmission for each DRM network level
132kV | 1.0124
132kV/EHV | 1.0167
EHV | 1.0317
EHV/HV | 1.0421
132kV/HV | 1.0421
HV | 1.0651
HV/LV | 1.0783
LV circuits | 1.0873
2004. Loss adjustment factor to transmission for each network level
Combine tables = x1 or x2
Data sources:
x1 = 2003. Loss adjustment factor to transmission for each DRM network level
x2 = 1 for GSP level
| GSPs | 132kV | 132kV/EHV | EHV | EHV/HV | 132kV/HV | HV | HV/LV | LV circuits
Loss adjustment factor to transmission for each network level | 1 | 1.0124 | 1.0167 | 1.0317 | 1.0421 | 1.0421 | 1.0651 | 1.0783 | 1.0873
2005. Network use factors
These network use factors indicate to what extent each network level is used by each tariff.
This table reflects the policy that generators receive credits only in respect of network levels above the voltage of connection. Generators do not receive credits at the voltage of connection.
| GSPs | 132kV | 132kV/EHV | EHV | EHV/HV | HV | HV/LV | LV circuits
Domestic Unrestricted | 1 | 1 | 1 | 1 | 1 | 1 | 1 | 1
Domestic Two Rate | 1 | 1 | 1 | 1 | 1 | 1 | 1 | 1
Domestic Off Peak (related MPAN) | 1 | 1 | 1 | 1 | 1 | 1 | 1 | 1
Small Non Domestic Unrestricted | 1 | 1 | 1 | 1 | 1 | 1 | 1 | 1
Small Non Domestic Two Rate | 1 | 1 | 1 | 1 | 1 | 1 | 1 | 1
Small Non Domestic Off Peak (related MPAN) | 1 | 1 | 1 | 1 | 1 | 1 | 1 | 1
LV Medium Non-Domestic | 1 | 1 | 1 | 1 | 1 | 1 | 1 | 1
LV Sub Medium Non-Domestic | 1 | 1 | 1 | 1 | 1 | 1 | 1 | 0
HV Medium Non-Domestic | 1 | 1 | 1 | 1 | 1 | 1 | 0 | 0
LV HH Metered | 1 | 1 | 1 | 1 | 1 | 1 | 1 | 1
LV Sub HH Metered | 1 | 1 | 1 | 1 | 1 | 1 | 1 | 0
HV HH Metered | 1 | 1 | 1 | 1 | 1 | 1 | 0 | 0
HV Sub HH Metered | 1 | 1 | 1 | 1 | 1 | 0 | 0 | 0
NHH UMS | 1 | 1 | 1 | 1 | 1 | 1 | 1 | 1
LV UMS (Pseudo HH Metered) | 1 | 1 | 1 | 1 | 1 | 1 | 1 | 1
LV Generation NHH | 1 | 1 | 1 | 1 | 1 | 1 | 1 | 0
LV Sub Generation NHH | 1 | 1 | 1 | 1 | 1 | 1 | 0 | 0
LV Generation Intermittent | 1 | 1 | 1 | 1 | 1 | 1 | 1 | 0
LV Generation Non-Intermittent | 1 | 1 | 1 | 1 | 1 | 1 | 1 | 0
LV Sub Generation Intermittent | 1 | 1 | 1 | 1 | 1 | 1 | 0 | 0
LV Sub Generation Non-Intermittent | 1 | 1 | 1 | 1 | 1 | 1 | 0 | 0
HV Generation Intermittent | 1 | 1 | 1 | 1 | 1 | 0 | 0 | 0
HV Generation Non-Intermittent | 1 | 1 | 1 | 1 | 1 | 0 | 0 | 0
HV Sub Generation Non-Intermittent | 1 | 1 | 1 | 1 | 0 | 0 | 0 | 0
HV Sub Generation Intermittent | 1 | 1 | 1 | 1 | 0 | 0 | 0 | 0
2006. Proportion going through 132kV/EHV
Cell-by-cell calculation =1-x1
Data sources:
x1 = 1018. Proportion of relevant load going through 132kV/HV direct transformation
132kV/EHV
132kV/EHV | 100%
2007. Proportion going through EHV
Cell-by-cell calculation =1-x1
Data sources:
x1 = 1018. Proportion of relevant load going through 132kV/HV direct transformation
EHV
EHV | 100%
2008. Proportion going through EHV/HV
Cell-by-cell calculation =1-x1
Data sources:
x1 = 1018. Proportion of relevant load going through 132kV/HV direct transformation
EHV/HV
EHV/HV | 100%
2009. Rerouteing matrix for all network levels
Combine tables = x1 or x2 or x3 or x4 or x5 or x6
Data sources:
x1 = 1018. Proportion of relevant load going through 132kV/HV direct transformation
x2 = 2006. Proportion going through 132kV/EHV
x3 = 2007. Proportion going through EHV
x4 = 2008. Proportion going through EHV/HV
x5 = Rerouteing matrix: default elements
x6 = Map GSP to GSP
| GSPs | 132kV | 132kV/EHV | EHV | EHV/HV | HV | HV/LV | LV circuits
GSPs | 1
132kV |  | 100% | 0% | 0% | 0% | 0% | 0% | 0%
132kV/EHV |  | 0% | 100% | 0% | 0% | 0% | 0% | 0%
EHV |  | 0% | 0% | 100% | 0% | 0% | 0% | 0%
EHV/HV |  | 0% | 0% | 0% | 100% | 0% | 0% | 0%
132kV/HV |  | 0% | 0% | 0% | 0% | 0% | 0% | 0%
HV |  | 0% | 0% | 0% | 0% | 100% | 0% | 0%
HV/LV |  | 0% | 0% | 0% | 0% | 0% | 100% | 0%
LV circuits |  | 0% | 0% | 0% | 0% | 0% | 0% | 100%
2010. Network use factors including 132kV/HV (except for HV Sub)
Sum-product calculation =SUMPRODUCT(x1, x2)
Data sources:
x1 = 2005. Network use factors
x2 = 2009. Rerouteing matrix for all network levels
| GSPs | 132kV | 132kV/EHV | EHV | EHV/HV | 132kV/HV | HV | HV/LV | LV circuits
Domestic Unrestricted | 1 | 1 | 1 | 1 | 1 | 0 | 1 | 1 | 1
Domestic Two Rate | 1 | 1 | 1 | 1 | 1 | 0 | 1 | 1 | 1
Domestic Off Peak (related MPAN) | 1 | 1 | 1 | 1 | 1 | 0 | 1 | 1 | 1
Small Non Domestic Unrestricted | 1 | 1 | 1 | 1 | 1 | 0 | 1 | 1 | 1
Small Non Domestic Two Rate | 1 | 1 | 1 | 1 | 1 | 0 | 1 | 1 | 1
Small Non Domestic Off Peak (related MPAN) | 1 | 1 | 1 | 1 | 1 | 0 | 1 | 1 | 1
LV Medium Non-Domestic | 1 | 1 | 1 | 1 | 1 | 0 | 1 | 1 | 1
LV Sub Medium Non-Domestic | 1 | 1 | 1 | 1 | 1 | 0 | 1 | 1 | 0
HV Medium Non-Domestic | 1 | 1 | 1 | 1 | 1 | 0 | 1 | 0 | 0
LV HH Metered | 1 | 1 | 1 | 1 | 1 | 0 | 1 | 1 | 1
LV Sub HH Metered | 1 | 1 | 1 | 1 | 1 | 0 | 1 | 1 | 0
HV HH Metered | 1 | 1 | 1 | 1 | 1 | 0 | 1 | 0 | 0
HV Sub HH Metered | 1 | 1 | 1 | 1 | 1 | 0 | 0 | 0 | 0
NHH UMS | 1 | 1 | 1 | 1 | 1 | 0 | 1 | 1 | 1
LV UMS (Pseudo HH Metered) | 1 | 1 | 1 | 1 | 1 | 0 | 1 | 1 | 1
LV Generation NHH | 1 | 1 | 1 | 1 | 1 | 0 | 1 | 1 | 0
LV Sub Generation NHH | 1 | 1 | 1 | 1 | 1 | 0 | 1 | 0 | 0
LV Generation Intermittent | 1 | 1 | 1 | 1 | 1 | 0 | 1 | 1 | 0
LV Generation Non-Intermittent | 1 | 1 | 1 | 1 | 1 | 0 | 1 | 1 | 0
LV Sub Generation Intermittent | 1 | 1 | 1 | 1 | 1 | 0 | 1 | 0 | 0
LV Sub Generation Non-Intermittent | 1 | 1 | 1 | 1 | 1 | 0 | 1 | 0 | 0
HV Generation Intermittent | 1 | 1 | 1 | 1 | 1 | 0 | 0 | 0 | 0
HV Generation Non-Intermittent | 1 | 1 | 1 | 1 | 1 | 0 | 0 | 0 | 0
HV Sub Generation Non-Intermittent | 1 | 1 | 1 | 1 | 0 | 0 | 0 | 0 | 0
HV Sub Generation Intermittent | 1 | 1 | 1 | 1 | 0 | 0 | 0 | 0 | 0
2011. Network use factors including 132kV/HV
Combine tables = x1 or x2
Data sources:
x1 = Network use factors including 132kV/HV for HV Sub tariffs
x2 = 2010. Network use factors including 132kV/HV (except for HV Sub)
| GSPs | 132kV | 132kV/EHV | EHV | EHV/HV | 132kV/HV | HV | HV/LV | LV circuits
Domestic Unrestricted | 1 | 1 | 1 | 1 | 1 | 0 | 1 | 1 | 1
Domestic Two Rate | 1 | 1 | 1 | 1 | 1 | 0 | 1 | 1 | 1
Domestic Off Peak (related MPAN) | 1 | 1 | 1 | 1 | 1 | 0 | 1 | 1 | 1
Small Non Domestic Unrestricted | 1 | 1 | 1 | 1 | 1 | 0 | 1 | 1 | 1
Small Non Domestic Two Rate | 1 | 1 | 1 | 1 | 1 | 0 | 1 | 1 | 1
Small Non Domestic Off Peak (related MPAN) | 1 | 1 | 1 | 1 | 1 | 0 | 1 | 1 | 1
LV Medium Non-Domestic | 1 | 1 | 1 | 1 | 1 | 0 | 1 | 1 | 1
LV Sub Medium Non-Domestic | 1 | 1 | 1 | 1 | 1 | 0 | 1 | 1 | 0
HV Medium Non-Domestic | 1 | 1 | 1 | 1 | 1 | 0 | 1 | 0 | 0
LV HH Metered | 1 | 1 | 1 | 1 | 1 | 0 | 1 | 1 | 1
LV Sub HH Metered | 1 | 1 | 1 | 1 | 1 | 0 | 1 | 1 | 0
HV HH Metered | 1 | 1 | 1 | 1 | 1 | 0 | 1 | 0 | 0
HV Sub HH Metered | 1 | 1 | 1 | 1 | 1 | 0 | 0 | 0 | 0
NHH UMS | 1 | 1 | 1 | 1 | 1 | 0 | 1 | 1 | 1
LV UMS (Pseudo HH Metered) | 1 | 1 | 1 | 1 | 1 | 0 | 1 | 1 | 1
LV Generation NHH | 1 | 1 | 1 | 1 | 1 | 0 | 1 | 1 | 0
LV Sub Generation NHH | 1 | 1 | 1 | 1 | 1 | 0 | 1 | 0 | 0
LV Generation Intermittent | 1 | 1 | 1 | 1 | 1 | 0 | 1 | 1 | 0
LV Generation Non-Intermittent | 1 | 1 | 1 | 1 | 1 | 0 | 1 | 1 | 0
LV Sub Generation Intermittent | 1 | 1 | 1 | 1 | 1 | 0 | 1 | 0 | 0
LV Sub Generation Non-Intermittent | 1 | 1 | 1 | 1 | 1 | 0 | 1 | 0 | 0
HV Generation Intermittent | 1 | 1 | 1 | 1 | 1 | 0 | 0 | 0 | 0
HV Generation Non-Intermittent | 1 | 1 | 1 | 1 | 1 | 0 | 0 | 0 | 0
HV Sub Generation Non-Intermittent | 1 | 1 | 1 | 1 | 0 | 0 | 0 | 0 | 0
HV Sub Generation Intermittent | 1 | 1 | 1 | 1 | 0 | 0 | 0 | 0 | 0
2012. Loss adjustment factors between end user meter reading and each network level, scaled by network use
Cell-by-cell calculation =IF(x1="",x2,x2*x3/x1)
Data sources:
x1 = 2004. Loss adjustment factor to transmission for each network level
x2 = 2011. Network use factors including 132kV/HV
x3 = 2001. Loss adjustment factor to transmission (in Loss adjustment factors to transmission)
| GSPs | 132kV | 132kV/EHV | EHV | EHV/HV | 132kV/HV | HV | HV/LV | LV circuits
Domestic Unrestricted | 1.0873 | 1.074 | 1.0694 | 1.0539 | 1.0434 | 0 | 1.0208 | 1.0083 | 1
Domestic Two Rate | 1.0873 | 1.074 | 1.0694 | 1.0539 | 1.0434 | 0 | 1.0208 | 1.0083 | 1
Domestic Off Peak (related MPAN) | 1.0873 | 1.074 | 1.0694 | 1.0539 | 1.0434 | 0 | 1.0208 | 1.0083 | 1
Small Non Domestic Unrestricted | 1.0873 | 1.074 | 1.0694 | 1.0539 | 1.0434 | 0 | 1.0208 | 1.0083 | 1
Small Non Domestic Two Rate | 1.0873 | 1.074 | 1.0694 | 1.0539 | 1.0434 | 0 | 1.0208 | 1.0083 | 1
Small Non Domestic Off Peak (related MPAN) | 1.0873 | 1.074 | 1.0694 | 1.0539 | 1.0434 | 0 | 1.0208 | 1.0083 | 1
LV Medium Non-Domestic | 1.0873 | 1.074 | 1.0694 | 1.0539 | 1.0434 | 0 | 1.0208 | 1.0083 | 1
LV Sub Medium Non-Domestic | 1.0783 | 1.0651 | 1.0606 | 1.0452 | 1.0347 | 0 | 1.0124 | 1 | 0
HV Medium Non-Domestic | 1.0651 | 1.0521 | 1.0476 | 1.0324 | 1.0221 | 0 | 1 | 0 | 0
LV HH Metered | 1.0873 | 1.074 | 1.0694 | 1.0539 | 1.0434 | 0 | 1.0208 | 1.0083 | 1
LV Sub HH Metered | 1.0783 | 1.0651 | 1.0606 | 1.0452 | 1.0347 | 0 | 1.0124 | 1 | 0
HV HH Metered | 1.0651 | 1.0521 | 1.0476 | 1.0324 | 1.0221 | 0 | 1 | 0 | 0
HV Sub HH Metered | 1.0421 | 1.0293 | 1.025 | 1.0101 | 1 | 0 | 0 | 0 | 0
NHH UMS | 1.0873 | 1.074 | 1.0694 | 1.0539 | 1.0434 | 0 | 1.0208 | 1.0083 | 1
LV UMS (Pseudo HH Metered) | 1.0873 | 1.074 | 1.0694 | 1.0539 | 1.0434 | 0 | 1.0208 | 1.0083 | 1
LV Generation NHH | 1.0873 | 1.074 | 1.0694 | 1.0539 | 1.0434 | 0 | 1.0208 | 1.0083 | 0
LV Sub Generation NHH | 1.0783 | 1.0651 | 1.0606 | 1.0452 | 1.0347 | 0 | 1.0124 | 0 | 0
LV Generation Intermittent | 1.0873 | 1.074 | 1.0694 | 1.0539 | 1.0434 | 0 | 1.0208 | 1.0083 | 0
LV Generation Non-Intermittent | 1.0873 | 1.074 | 1.0694 | 1.0539 | 1.0434 | 0 | 1.0208 | 1.0083 | 0
LV Sub Generation Intermittent | 1.0783 | 1.0651 | 1.0606 | 1.0452 | 1.0347 | 0 | 1.0124 | 0 | 0
LV Sub Generation Non-Intermittent | 1.0783 | 1.0651 | 1.0606 | 1.0452 | 1.0347 | 0 | 1.0124 | 0 | 0
HV Generation Intermittent | 1.0651 | 1.0521 | 1.0476 | 1.0324 | 1.0221 | 0 | 0 | 0 | 0
HV Generation Non-Intermittent | 1.0651 | 1.0521 | 1.0476 | 1.0324 | 1.0221 | 0 | 0 | 0 | 0
HV Sub Generation Non-Intermittent | 1.0421 | 1.0293 | 1.025 | 1.0101 | 0 | 0 | 0 | 0 | 0
HV Sub Generation Intermittent | 1.0421 | 1.0293 | 1.025 | 1.0101 | 0 | 0 | 0 | 0 | 0

## DRM
CDCM model 100: Network model |  | WPD South West |  | 2012/13 |  | model version 2441 April 2012 Price Change
This sheet collects data from a network model and calculates aggregated annuitised unit costs from these data.
2101. Annuity rate
Cell-by-cell calculation =PMT(x1,x2,-1)*IF(OR(x3>366,x3<365),x3/365.25,1)
Data sources:
x1 = 1010. Rate of return (in Financial and general assumptions)
x2 = 1010. Annualisation period (years) (in Financial and general assumptions)
x3 = 1010. Days in the charging period (in Financial and general assumptions)
Annuity rate
Annuity rate | 6.314%
2102. Loss adjustment factor to transmission for each core level
Combine tables = x1 or x2
Data sources:
x1 = 1032. Loss adjustment factors to transmission
x2 = 1 for GSP level
| GSPs | 132kV | 132kV/EHV | EHV | EHV/HV | HV | HV/LV | LV circuits
Loss adjustment factor to transmission for each core level | 1 | 1.0124 | 1.0167 | 1.0317 | 1.0421 | 1.0651 | 1.0783 | 1.0873
2103. Loss adjustment factors
Data sources:
x1 = 2102. Loss adjustment factor to transmission for each core level
x2 = Loss adjustment factor to transmission for network level exit (in Loss adjustment factors)
Kind: | Copy cells | Special copy
Formula: | =x1 | = x2
| Loss adjustment factor to transmission for network level exit | Loss adjustment factor to transmission for network level entry
GSPs | 1
132kV | 1.0124 | 1
132kV/EHV | 1.0167 | 1.0124
EHV | 1.0317 | 1.0167
EHV/HV | 1.0421 | 1.0317
HV | 1.0651 | 1.0421
HV/LV | 1.0783 | 1.0651
LV circuits | 1.0873 | 1.0783
2104. Diversity calculations
Data sources:
x1 = 1017. Diversity allowance between top and bottom of network level
x2 = Coincidence to system peak at level exit (in Diversity calculations)
Kind: | Special calculation | Special calculation | Special calculation
Formula: | =previous/(1+x1) | =previous/(1+x1) | =1/x2-1
| Coincidence to GSP peak at level exit | Coincidence to system peak at level exit | Diversity allowance between level exit and GSP Group
GSPs |  | 97.85% | 2.2%
132kV | 96.99% | 94.91% | 5.368%
132kV/EHV | 96.99% | 94.91% | 5.368%
EHV | 90.23% | 88.28% | 13.27%
EHV/HV | 90.23% | 88.28% | 13.27%
HV | 65.86% | 64.44% | 55.18%
HV/LV | 65.86% | 64.44% | 55.18%
LV circuits | 65.86% | 64.44%
2105. Network model total maximum demand at substation (MW)
Cell-by-cell calculation =x1/x2
Data sources:
x1 = 1019. Network model GSP peak demand (MW)
x2 = 2104. Coincidence to GSP peak at level exit (in Diversity calculations)
Network model total maximum demand at substation (MW)
132kV | 515.5
132kV/EHV | 515.5
EHV | 554.1625
EHV/HV | 554.1625
HV | 759.2026
HV/LV | 759.2026
LV circuits | 759.2026
2106. Network model contribution to system maximum load measured at network level exit (MW)
Cell-by-cell calculation =x1*x2/x3
Data sources:
x1 = 2105. Network model total maximum demand at substation (MW)
x2 = 2104. Coincidence to system peak at level exit (in Diversity calculations)
x3 = 2103. Loss adjustment factor to transmission for network level exit (in Loss adjustment factors)
Network model contribution to system maximum load measured at network level exit (MW)
132kV | 483.2446
132kV/EHV | 481.2007
EHV | 474.2045
EHV/HV | 469.472
HV | 459.3341
HV/LV | 453.7112
LV circuits | 449.9557
2107. Rerouteing matrix for DRM network levels
Combine tables = x1 or x2 or x3 or x4 or x5
Data sources:
x1 = 1018. Proportion of relevant load going through 132kV/HV direct transformation
x2 = 2006. Proportion going through 132kV/EHV
x3 = 2007. Proportion going through EHV
x4 = 2008. Proportion going through EHV/HV
x5 = Rerouteing matrix: default elements
| 132kV | 132kV/EHV | EHV | EHV/HV | 132kV/HV | HV | HV/LV | LV circuits
132kV | 100% | 0% | 0% | 0% | 0% | 0% | 0% | 0%
132kV/EHV | 0% | 100% | 0% | 0% | 0% | 0% | 0% | 0%
EHV | 0% | 0% | 100% | 0% | 0% | 0% | 0% | 0%
EHV/HV | 0% | 0% | 0% | 100% | 0% | 0% | 0% | 0%
HV | 0% | 0% | 0% | 0% | 0% | 100% | 0% | 0%
HV/LV | 0% | 0% | 0% | 0% | 0% | 0% | 100% | 0%
LV circuits | 0% | 0% | 0% | 0% | 0% | 0% | 0% | 100%
2108. GSP simultaneous maximum load assumed through each network level (MW)
Sum-product calculation =SUMPRODUCT(x1, x2)
Data sources:
x1 = 2106. Network model contribution to system maximum load measured at network level exit (MW)
x2 = 2107. Rerouteing matrix for DRM network levels
GSP simultaneous maximum load assumed through each network level (MW)
132kV | 483.2446
132kV/EHV | 481.2007
EHV | 474.2045
EHV/HV | 469.472
132kV/HV | 0
HV | 459.3341
HV/LV | 453.7112
LV circuits | 449.9557
2109. Network model annuity by simultaneous maximum load for each network level (£/kW/year)
Cell-by-cell calculation =IF(x1,0.001*x2*x3/x1,0)
Data sources:
x1 = 2108. GSP simultaneous maximum load assumed through each network level (MW)
x2 = 1020. Gross asset cost by network level (£)
x3 = 2101. Annuity rate
Model £/kW SML
Assets 132kV | 13.5345
Assets 132kV/EHV | 2.0244
Assets EHV | 6.0614
Assets EHV/HV | 4.8942
Assets 132kV/HV | 0
Assets HV | 20.9109
Assets HV/LV | 8.2619
Assets LV circuits | 18.5781

## SM
CDCM model 100: Service models |  | WPD South West |  | 2012/13 | model version 2441 April 2012 Price Change
This sheet collects and processes data from the service models.
2201. Asset £/customer from LV service models
Sum-product calculation =SUMPRODUCT(x1, x2)
Data sources:
x1 = 1025. Matrix of applicability of LV service models to tariffs with fixed charges
x2 = 1022. LV service model asset cost (£)
Assets LV customer
Domestic Unrestricted | 227.6715
Domestic Two Rate | 227.6715
Small Non Domestic Unrestricted | 543.4733
Small Non Domestic Two Rate | 543.4733
LV Medium Non-Domestic | 618.9708
LV Sub Medium Non-Domestic | 471.8933
LV HH Metered | 1214.7513
LV Sub HH Metered | 877.825
LV Generation NHH | 0
LV Sub Generation NHH | 0
LV Generation Intermittent | 0
LV Generation Non-Intermittent | 0
LV Sub Generation Intermittent | 0
LV Sub Generation Non-Intermittent | 0
2202. Asset £/(MWh/year) from LV service models
Sum-product calculation =SUMPRODUCT(x1, x2)
Data sources:
x1 = 1026. Matrix of applicability of LV service models to unmetered tariffs
x2 = 1022. LV service model asset cost (£)
Assets LV customer
NHH UMS | 259.4564
LV UMS (Pseudo HH Metered) | 259.4564
2203. Service model asset p/kWh charge for unmetered tariffs
Cell-by-cell calculation =0.1*x1*x2*x3
Data sources:
x1 = 1010. Annuity proportion for customer-contributed assets (in Financial and general assumptions)
x2 = 2202. Asset £/(MWh/year) from LV service models
x3 = 2101. Annuity rate
Assets LV customer
NHH UMS | 0
LV UMS (Pseudo HH Metered) | 0
2204. Asset £/customer from HV service models
Sum-product calculation =SUMPRODUCT(x1, x2)
Data sources:
x1 = 1028. Matrix of applicability of HV service models to tariffs with fixed charges
x2 = 1023. HV service model asset cost (£)
Assets HV customer
HV Medium Non-Domestic | 9790.194
HV HH Metered | 9790.194
HV Sub HH Metered | 9790.194
HV Generation Intermittent | 4208
HV Generation Non-Intermittent | 4208
HV Sub Generation Non-Intermittent | 4208
HV Sub Generation Intermittent | 4208
2205. Service model assets by tariff (£)
Combine tables = x1 or x2
Data sources:
x1 = 2201. Asset £/customer from LV service models
x2 = 2204. Asset £/customer from HV service models
| Assets LV customer | Assets HV customer
Domestic Unrestricted | 227.6715
Domestic Two Rate | 227.6715
Domestic Off Peak (related MPAN)
Small Non Domestic Unrestricted | 543.4733
Small Non Domestic Two Rate | 543.4733
Small Non Domestic Off Peak (related MPAN)
LV Medium Non-Domestic | 618.9708
LV Sub Medium Non-Domestic | 471.8933
HV Medium Non-Domestic |  | 9790.194
LV HH Metered | 1214.7513
LV Sub HH Metered | 877.825
HV HH Metered |  | 9790.194
HV Sub HH Metered |  | 9790.194
NHH UMS
LV UMS (Pseudo HH Metered)
LV Generation NHH | 0
LV Sub Generation NHH | 0
LV Generation Intermittent | 0
LV Generation Non-Intermittent | 0
LV Sub Generation Intermittent | 0
LV Sub Generation Non-Intermittent | 0
HV Generation Intermittent |  | 4208
HV Generation Non-Intermittent |  | 4208
HV Sub Generation Non-Intermittent |  | 4208
HV Sub Generation Intermittent |  | 4208
2206. Replacement annuities for service models
Data sources:
x1 = 1010. Days in the charging period (in Financial and general assumptions)
x2 = 2205. Service model assets by tariff (£)
x3 = 2101. Annuity rate
x4 = 1010. Annuity proportion for customer-contributed assets (in Financial and general assumptions)
x5 = Service model p/MPAN/day charge (in Replacement annuities for service models)
Kind: | Cell-by-cell calculation |  | Cell summation
Formula: | =100/x1*x2*x3*x4 |  | =SUM(x5)
Service model p/MPAN/day charge
| Assets LV customer | Assets HV customer | Service model p/MPAN/day
Domestic Unrestricted | 0 | 0 | 0
Domestic Two Rate | 0 | 0 | 0
Domestic Off Peak (related MPAN) | 0 | 0 | 0
Small Non Domestic Unrestricted | 0 | 0 | 0
Small Non Domestic Two Rate | 0 | 0 | 0
Small Non Domestic Off Peak (related MPAN) | 0 | 0 | 0
LV Medium Non-Domestic | 0 | 0 | 0
LV Sub Medium Non-Domestic | 0 | 0 | 0
HV Medium Non-Domestic | 0 | 0 | 0
LV HH Metered | 0 | 0 | 0
LV Sub HH Metered | 0 | 0 | 0
HV HH Metered | 0 | 0 | 0
HV Sub HH Metered | 0 | 0 | 0
NHH UMS | 0 | 0 | 0
LV UMS (Pseudo HH Metered) | 0 | 0 | 0
LV Generation NHH | 0 | 0 | 0
LV Sub Generation NHH | 0 | 0 | 0
LV Generation Intermittent | 0 | 0 | 0
LV Generation Non-Intermittent | 0 | 0 | 0
LV Sub Generation Intermittent | 0 | 0 | 0
LV Sub Generation Non-Intermittent | 0 | 0 | 0
HV Generation Intermittent | 0 | 0 | 0
HV Generation Non-Intermittent | 0 | 0 | 0
HV Sub Generation Non-Intermittent | 0 | 0 | 0
HV Sub Generation Intermittent | 0 | 0 | 0

## Loads
CDCM model 100: Load characteristics |  | WPD South West |  | 2012/13 |  | model version 2441 April 2012 Price Change
This sheet compiles information about the assumed characteristics of network users.
A load factor represents the average load of a user or user group, relative to the maximum load level of that user or
user group. Load factors are numbers between 0 and 1.
A coincidence factor represents the expectation value of the load of a user or user group at the time of system maximum load,
relative to the maximum load level of that user or user group. Coincidence factors are numbers between 0 and 1.
A load coefficient is the expectation value of the load of a user or user group at the time of system maximum load, relative to the average load level of that user or user group.
For demand users, the load coefficient is a demand coefficient and can be calculated as the ratio of the coincidence factor to the load factor.
2301. Demand coefficient (load at time of system maximum load divided by average load)
Cell-by-cell calculation =x1/x2
Data sources:
x1 = 1041. Coincidence factor to system maximum load for each type of demand user (in Load profile data for demand users)
x2 = 1041. Load factor for each type of demand user (in Load profile data for demand users)
Demand coefficient
Domestic Unrestricted | 2.1957
Domestic Two Rate | 1.3899
Domestic Off Peak (related MPAN) | 0
Small Non Domestic Unrestricted | 2.0024
Small Non Domestic Two Rate | 1.4045
Small Non Domestic Off Peak (related MPAN) | 0
LV Medium Non-Domestic | 1.4754
LV Sub Medium Non-Domestic | 1.4085
HV Medium Non-Domestic | 1.7575
LV HH Metered | 1.4189
LV Sub HH Metered | 1.2981
HV HH Metered | 1.1316
HV Sub HH Metered | 1.0258
NHH UMS | 1.8937
LV UMS (Pseudo HH Metered) | 1.8937
2302. Load coefficient
Combine tables = x1 or x2
Data sources:
x1 = 2301. Demand coefficient (load at time of system maximum load divided by average load)
x2 = Negative of generation coefficient; set to -1
Load coefficient
Domestic Unrestricted | 2.1957
Domestic Two Rate | 1.3899
Domestic Off Peak (related MPAN) | 0
Small Non Domestic Unrestricted | 2.0024
Small Non Domestic Two Rate | 1.4045
Small Non Domestic Off Peak (related MPAN) | 0
LV Medium Non-Domestic | 1.4754
LV Sub Medium Non-Domestic | 1.4085
HV Medium Non-Domestic | 1.7575
LV HH Metered | 1.4189
LV Sub HH Metered | 1.2981
HV HH Metered | 1.1316
HV Sub HH Metered | 1.0258
NHH UMS | 1.8937
LV UMS (Pseudo HH Metered) | 1.8937
LV Generation NHH | -1
LV Sub Generation NHH | -1
LV Generation Intermittent | -1
LV Generation Non-Intermittent | -1
LV Sub Generation Intermittent | -1
LV Sub Generation Non-Intermittent | -1
HV Generation Intermittent | -1
HV Generation Non-Intermittent | -1
HV Sub Generation Non-Intermittent | -1
HV Sub Generation Intermittent | -1
2303. Discount map
| No discount | LDNO LV: LV user | LDNO HV: LV user | LDNO HV: LV sub user | LDNO HV: HV user
> Domestic Unrestricted
Domestic Unrestricted | 1 | 0 | 0 | 0 | 0
LDNO LV: Domestic Unrestricted | 0 | 1 | 0 | 0 | 0
LDNO HV: Domestic Unrestricted | 0 | 0 | 1 | 0 | 0
> Domestic Two Rate
Domestic Two Rate | 1 | 0 | 0 | 0 | 0
LDNO LV: Domestic Two Rate | 0 | 1 | 0 | 0 | 0
LDNO HV: Domestic Two Rate | 0 | 0 | 1 | 0 | 0
> Domestic Off Peak (related MPAN)
Domestic Off Peak (related MPAN) | 1 | 0 | 0 | 0 | 0
LDNO LV: Domestic Off Peak (related MPAN) | 0 | 1 | 0 | 0 | 0
LDNO HV: Domestic Off Peak (related MPAN) | 0 | 0 | 1 | 0 | 0
> Small Non Domestic Unrestricted
Small Non Domestic Unrestricted | 1 | 0 | 0 | 0 | 0
LDNO LV: Small Non Domestic Unrestricted | 0 | 1 | 0 | 0 | 0
LDNO HV: Small Non Domestic Unrestricted | 0 | 0 | 1 | 0 | 0
> Small Non Domestic Two Rate
Small Non Domestic Two Rate | 1 | 0 | 0 | 0 | 0
LDNO LV: Small Non Domestic Two Rate | 0 | 1 | 0 | 0 | 0
LDNO HV: Small Non Domestic Two Rate | 0 | 0 | 1 | 0 | 0
> Small Non Domestic Off Peak (related MPAN)
Small Non Domestic Off Peak (related MPAN) | 1 | 0 | 0 | 0 | 0
LDNO LV: Small Non Domestic Off Peak (related MPAN) | 0 | 1 | 0 | 0 | 0
LDNO HV: Small Non Domestic Off Peak (related MPAN) | 0 | 0 | 1 | 0 | 0
> LV Medium Non-Domestic
LV Medium Non-Domestic | 1 | 0 | 0 | 0 | 0
LDNO LV: LV Medium Non-Domestic | 0 | 1 | 0 | 0 | 0
LDNO HV: LV Medium Non-Domestic | 0 | 0 | 1 | 0 | 0
> LV Sub Medium Non-Domestic
LV Sub Medium Non-Domestic | 1 | 0 | 0 | 0 | 0
> HV Medium Non-Domestic
HV Medium Non-Domestic | 1 | 0 | 0 | 0 | 0
> LV HH Metered
LV HH Metered | 1 | 0 | 0 | 0 | 0
LDNO LV: LV HH Metered | 0 | 1 | 0 | 0 | 0
LDNO HV: LV HH Metered | 0 | 0 | 1 | 0 | 0
> LV Sub HH Metered
LV Sub HH Metered | 1 | 0 | 0 | 0 | 0
LDNO HV: LV Sub HH Metered | 0 | 0 | 0 | 1 | 0
> HV HH Metered
HV HH Metered | 1 | 0 | 0 | 0 | 0
LDNO HV: HV HH Metered | 0 | 0 | 0 | 0 | 1
> HV Sub HH Metered
HV Sub HH Metered | 1 | 0 | 0 | 0 | 0
> NHH UMS
NHH UMS | 1 | 0 | 0 | 0 | 0
LDNO LV: NHH UMS | 0 | 1 | 0 | 0 | 0
LDNO HV: NHH UMS | 0 | 0 | 1 | 0 | 0
> LV UMS (Pseudo HH Metered)
LV UMS (Pseudo HH Metered) | 1 | 0 | 0 | 0 | 0
LDNO LV: LV UMS (Pseudo HH Metered) | 0 | 1 | 0 | 0 | 0
LDNO HV: LV UMS (Pseudo HH Metered) | 0 | 0 | 1 | 0 | 0
> LV Generation NHH
LV Generation NHH | 1 | 0 | 0 | 0 | 0
LDNO LV: LV Generation NHH | 1 | 0 | 0 | 0 | 0
LDNO HV: LV Generation NHH | 1 | 0 | 0 | 0 | 0
> LV Sub Generation NHH
LV Sub Generation NHH | 1 | 0 | 0 | 0 | 0
LDNO HV: LV Sub Generation NHH | 1 | 0 | 0 | 0 | 0
> LV Generation Intermittent
LV Generation Intermittent | 1 | 0 | 0 | 0 | 0
LDNO LV: LV Generation Intermittent | 1 | 0 | 0 | 0 | 0
LDNO HV: LV Generation Intermittent | 1 | 0 | 0 | 0 | 0
> LV Generation Non-Intermittent
LV Generation Non-Intermittent | 1 | 0 | 0 | 0 | 0
LDNO LV: LV Generation Non-Intermittent | 1 | 0 | 0 | 0 | 0
LDNO HV: LV Generation Non-Intermittent | 1 | 0 | 0 | 0 | 0
> LV Sub Generation Intermittent
LV Sub Generation Intermittent | 1 | 0 | 0 | 0 | 0
LDNO HV: LV Sub Generation Intermittent | 1 | 0 | 0 | 0 | 0
> LV Sub Generation Non-Intermittent
LV Sub Generation Non-Intermittent | 1 | 0 | 0 | 0 | 0
LDNO HV: LV Sub Generation Non-Intermittent | 1 | 0 | 0 | 0 | 0
> HV Generation Intermittent
HV Generation Intermittent | 1 | 0 | 0 | 0 | 0
LDNO HV: HV Generation Intermittent | 1 | 0 | 0 | 0 | 0
> HV Generation Non-Intermittent
HV Generation Non-Intermittent | 1 | 0 | 0 | 0 | 0
LDNO HV: HV Generation Non-Intermittent | 1 | 0 | 0 | 0 | 0
> HV Sub Generation Non-Intermittent
HV Sub Generation Non-Intermittent | 1 | 0 | 0 | 0 | 0
> HV Sub Generation Intermittent
HV Sub Generation Intermittent | 1 | 0 | 0 | 0 | 0
2304. LDNO discounts and volumes adjusted for discount
Data sources:
x1 = 2303. Discount map
x2 = 1037. Embedded network (LDNO) discounts
x3 = 100 per cent discount for generators on LDNO networks
x4 = Discount for each tariff (except for fixed charges) (in LDNO discounts and volumes adjusted for discount)
x5 = 1053. Rate 1 units (MWh) by tariff (in Volume forecasts for the charging year)
x6 = 1053. Rate 2 units (MWh) by tariff (in Volume forecasts for the charging year)
x7 = 1053. Rate 3 units (MWh) by tariff (in Volume forecasts for the charging year)
x8 = 1053. MPANs by tariff (in Volume forecasts for the charging year)
x9 = Discount for each tariff for fixed charges only (in LDNO discounts and volumes adjusted for discount)
x10 = 1053. Import capacity (kVA) by tariff (in Volume forecasts for the charging year)
x11 = 1053. Reactive power units (MVArh) by tariff (in Volume forecasts for the charging year)
Kind: | Sum-product calculation | Combine tables | Cell-by-cell calculation | Cell-by-cell calculation | Cell-by-cell calculation | Cell-by-cell calculation | Cell-by-cell calculation | Cell-by-cell calculation
Formula: | =SUMPRODUCT(x1, x2) | = x3 or x4 | =x5*(1-x4) | =x6*(1-x4) | =x7*(1-x4) | =x8*(1-x9) | =x10*(1-x4) | =x11*(1-x4)
| Discount for each tariff (except for fixed charges) | Discount for each tariff for fixed charges only | Rate 1 units (MWh) | Rate 2 units (MWh) | Rate 3 units (MWh) | MPANs | Import capacity (kVA) | Reactive power units (MVArh)
> Domestic Unrestricted
Domestic Unrestricted | 0% | 0% | 4329286.1228 | 0 | 0 | 1171197.2616 | 0 | 0
LDNO LV: Domestic Unrestricted | 35.8% | 35.8% | 1431.7001 | 0 | 0 | 918.0569 | 0 | 0
LDNO HV: Domestic Unrestricted | 62.62% | 62.62% | 1471.3114 | 0 | 0 | 429.8432 | 0 | 0
> Domestic Two Rate
Domestic Two Rate | 0% | 0% | 770751.9921 | 848879.2158 | 0 | 232989.2482 | 0 | 0
LDNO LV: Domestic Two Rate | 35.8% | 35.8% | 117.8381 | 119.115 | 0 | 51.3598 | 0 | 0
LDNO HV: Domestic Two Rate | 62.62% | 62.62% | 50.0259 | 30.4662 | 0 | 16.82 | 0 | 0
> Domestic Off Peak (related MPAN)
Domestic Off Peak (related MPAN) | 0% | 0% | 88210.2026 | 0 | 0 | 0 | 0 | 0
LDNO LV: Domestic Off Peak (related MPAN) | 35.8% | 35.8% | 0 | 0 | 0 | 0 | 0 | 0
LDNO HV: Domestic Off Peak (related MPAN) | 62.62% | 62.62% | 0 | 0 | 0 | 0 | 0 | 0
> Small Non Domestic Unrestricted
Small Non Domestic Unrestricted | 0% | 0% | 1198550.3115 | 0 | 0 | 105697.3489 | 0 | 0
LDNO LV: Small Non Domestic Unrestricted | 35.8% | 35.8% | 158.8181 | 0 | 0 | 80.8917 | 0 | 0
LDNO HV: Small Non Domestic Unrestricted | 62.62% | 62.62% | 1879.1459 | 0 | 0 | 17.1937 | 0 | 0
> Small Non Domestic Two Rate
Small Non Domestic Two Rate | 0% | 0% | 353052.2797 | 184203.7544 | 0 | 26268.7635 | 0 | 0
LDNO LV: Small Non Domestic Two Rate | 35.8% | 35.8% | 4.2937 | 2.9224 | 0 | 0 | 0 | 0
LDNO HV: Small Non Domestic Two Rate | 62.62% | 62.62% | 141.8613 | 34.9821 | 0 | 3.364 | 0 | 0
> Small Non Domestic Off Peak (related MPAN)
Small Non Domestic Off Peak (related MPAN) | 0% | 0% | 31953.2235 | 0 | 0 | 0 | 0 | 0
LDNO LV: Small Non Domestic Off Peak (related MPAN) | 35.8% | 35.8% | 0 | 0 | 0 | 0 | 0 | 0
LDNO HV: Small Non Domestic Off Peak (related MPAN) | 62.62% | 62.62% | 0 | 0 | 0 | 0 | 0 | 0
> LV Medium Non-Domestic
LV Medium Non-Domestic | 0% | 0% | 731949.0383 | 183028.3606 | 0 | 9178.1289 | 0 | 0
LDNO LV: LV Medium Non-Domestic | 35.8% | 35.8% | 0 | 0 | 0 | 0 | 0 | 0
LDNO HV: LV Medium Non-Domestic | 62.62% | 62.62% | 1342.7808 | 237.8345 | 0 | 11.9609 | 0 | 0
> LV Sub Medium Non-Domestic
LV Sub Medium Non-Domestic | 0% | 0% | 82850.4321 | 23404.3756 | 0 | 750 | 0 | 0
> HV Medium Non-Domestic
HV Medium Non-Domestic | 0% | 0% | 1602.511 | 452.068 | 0 | 22 | 0 | 0
> LV HH Metered
LV HH Metered | 0% | 0% | 51993.5623 | 373426.6619 | 314281.314 | 2700 | 347000 | 64041.5429
LDNO LV: LV HH Metered | 35.8% | 35.8% | 3.2877 | 23.6592 | 20.1238 | 0 | 0 | 0
LDNO HV: LV HH Metered | 62.62% | 62.62% | 547.1243 | 3932.522 | 3328.0186 | 0 | 0 | 0
> LV Sub HH Metered
LV Sub HH Metered | 0% | 0% | 52046.347 | 386564.3099 | 346649.431 | 1312 | 326100 | 74242.5358
LDNO HV: LV Sub HH Metered | 39.99% | 39.99% | 0 | 0 | 0 | 0 | 0 | 0
> HV HH Metered
HV HH Metered | 0% | 0% | 185314.9089 | 1315082.0031 | 1372504.2623 | 912 | 983500 | 214455.4059
LDNO HV: HV HH Metered | 29.44% | 29.44% | 0 | 0 | 0 | 0 | 0 | 0
> HV Sub HH Metered
HV Sub HH Metered | 0% | 0% | 0 | 0 | 0 | 0 | 0 | 0
> NHH UMS
NHH UMS | 0% | 0% | 24051.601 | 0 | 0 | 0 | 0 | 0
LDNO LV: NHH UMS | 35.8% | 35.8% | 2.8184 | 0 | 0 | 0 | 0 | 0
LDNO HV: NHH UMS | 62.62% | 62.62% | 41.3692 | 0 | 0 | 0 | 0 | 0
> LV UMS (Pseudo HH Metered)
LV UMS (Pseudo HH Metered) | 0% | 0% | 6964.6955 | 27023.1719 | 115577.3353 | 0 | 0 | 0
LDNO LV: LV UMS (Pseudo HH Metered) | 35.8% | 35.8% | 0 | 0 | 0 | 0 | 0 | 0
LDNO HV: LV UMS (Pseudo HH Metered) | 62.62% | 62.62% | 0 | 0 | 0 | 0 | 0 | 0
> LV Generation NHH
LV Generation NHH | 0% | 0% | 1072.217 | 0 | 0 | 0 | 0 | 0
LDNO LV: LV Generation NHH | 0% | 100% | 0 | 0 | 0 | 0 | 0 | 0
LDNO HV: LV Generation NHH | 0% | 100% | 0 | 0 | 0 | 0 | 0 | 0
> LV Sub Generation NHH
LV Sub Generation NHH | 0% | 0% | 0 | 0 | 0 | 0 | 0 | 0
LDNO HV: LV Sub Generation NHH | 0% | 100% | 0 | 0 | 0 | 0 | 0 | 0
> LV Generation Intermittent
LV Generation Intermittent | 0% | 0% | 8426.343 | 0 | 0 | 0 | 0 | 40.2189
LDNO LV: LV Generation Intermittent | 0% | 100% | 0 | 0 | 0 | 0 | 0 | 0
LDNO HV: LV Generation Intermittent | 0% | 100% | 0 | 0 | 0 | 0 | 0 | 0
> LV Generation Non-Intermittent
LV Generation Non-Intermittent | 0% | 0% | 35.484 | 17.5656 | 2.472 | 0 | 0 | 0.023669
LDNO LV: LV Generation Non-Intermittent | 0% | 100% | 0 | 0 | 0 | 0 | 0 | 0
LDNO HV: LV Generation Non-Intermittent | 0% | 100% | 0 | 0 | 0 | 0 | 0 | 0
> LV Sub Generation Intermittent
LV Sub Generation Intermittent | 0% | 0% | 269.756 | 0 | 0 | 0 | 0 | 0.081633
LDNO HV: LV Sub Generation Intermittent | 0% | 100% | 0 | 0 | 0 | 0 | 0 | 0
> LV Sub Generation Non-Intermittent
LV Sub Generation Non-Intermittent | 0% | 0% | 29.8935 | 94.615 | 584.31 | 0 | 0 | 0.16327
LDNO HV: LV Sub Generation Non-Intermittent | 0% | 100% | 0 | 0 | 0 | 0 | 0 | 0
> HV Generation Intermittent
HV Generation Intermittent | 0% | 0% | 14943.667 | 0 | 0 | 19 | 0 | 282.2547
LDNO HV: HV Generation Intermittent | 0% | 100% | 0 | 0 | 0 | 0 | 0 | 0
> HV Generation Non-Intermittent
HV Generation Non-Intermittent | 0% | 0% | 11184.979 | 69917.535 | 99086.381 | 45 | 0 | 207.6698
LDNO HV: HV Generation Non-Intermittent | 0% | 100% | 0 | 0 | 0 | 0 | 0 | 0
> HV Sub Generation Non-Intermittent
HV Sub Generation Non-Intermittent | 0% | 0% | 0 | 0 | 0 | 0 | 0 | 0
> HV Sub Generation Intermittent
HV Sub Generation Intermittent | 0% | 0% | 37.98 | 0 | 0 | 1 | 0 | 0
2305. Equivalent volume for each end user
Data sources:
x1 = 2304. Rate 1 units (MWh) (in LDNO discounts and volumes adjusted for discount)
x2 = 2304. Rate 2 units (MWh) (in LDNO discounts and volumes adjusted for discount)
x3 = 2304. Rate 3 units (MWh) (in LDNO discounts and volumes adjusted for discount)
x4 = 2304. MPANs (in LDNO discounts and volumes adjusted for discount)
x5 = 2304. Import capacity (kVA) (in LDNO discounts and volumes adjusted for discount)
x6 = 2304. Reactive power units (MVArh) (in LDNO discounts and volumes adjusted for discount)
Kind: | Cell summation | Cell summation | Cell summation | Cell summation | Cell summation | Cell summation
Formula: | =SUM(x1) | =SUM(x2) | =SUM(x3) | =SUM(x4) | =SUM(x5) | =SUM(x6)
| Rate 1 units (MWh) | Rate 2 units (MWh) | Rate 3 units (MWh) | MPANs | Import capacity (kVA) | Reactive power units (MVArh)
Domestic Unrestricted | 4332189.1343 | 0 | 0 | 1172545.1617 | 0 | 0
Domestic Two Rate | 770919.8561 | 849028.797 | 0 | 233057.428 | 0 | 0
Domestic Off Peak (related MPAN) | 88210.2026 | 0 | 0 | 0 | 0 | 0
Small Non Domestic Unrestricted | 1200588.2755 | 0 | 0 | 105795.4344 | 0 | 0
Small Non Domestic Two Rate | 353198.4347 | 184241.6589 | 0 | 26272.1274 | 0 | 0
Small Non Domestic Off Peak (related MPAN) | 31953.2235 | 0 | 0 | 0 | 0 | 0
LV Medium Non-Domestic | 733291.8192 | 183266.1951 | 0 | 9190.0898 | 0 | 0
LV Sub Medium Non-Domestic | 82850.4321 | 23404.3756 | 0 | 750 | 0 | 0
HV Medium Non-Domestic | 1602.511 | 452.068 | 0 | 22 | 0 | 0
LV HH Metered | 52543.9742 | 377382.8431 | 317629.4564 | 2700 | 347000 | 64041.5429
LV Sub HH Metered | 52046.347 | 386564.3099 | 346649.431 | 1312 | 326100 | 74242.5358
HV HH Metered | 185314.9089 | 1315082.0031 | 1372504.2623 | 912 | 983500 | 214455.4059
HV Sub HH Metered | 0 | 0 | 0 | 0 | 0 | 0
NHH UMS | 24095.7886 | 0 | 0 | 0 | 0 | 0
LV UMS (Pseudo HH Metered) | 6964.6955 | 27023.1719 | 115577.3353 | 0 | 0 | 0
LV Generation NHH | 1072.217 | 0 | 0 | 0 | 0 | 0
LV Sub Generation NHH | 0 | 0 | 0 | 0 | 0 | 0
LV Generation Intermittent | 8426.343 | 0 | 0 | 0 | 0 | 40.2189
LV Generation Non-Intermittent | 35.484 | 17.5656 | 2.472 | 0 | 0 | 0.023669
LV Sub Generation Intermittent | 269.756 | 0 | 0 | 0 | 0 | 0.081633
LV Sub Generation Non-Intermittent | 29.8935 | 94.615 | 584.31 | 0 | 0 | 0.16327
HV Generation Intermittent | 14943.667 | 0 | 0 | 19 | 0 | 282.2547
HV Generation Non-Intermittent | 11184.979 | 69917.535 | 99086.381 | 45 | 0 | 207.6698
HV Sub Generation Non-Intermittent | 0 | 0 | 0 | 0 | 0 | 0
HV Sub Generation Intermittent | 37.98 | 0 | 0 | 1 | 0 | 0

## Multi
CDCM model 100: Load characteristics for multiple unit rates |  | WPD South West |  | 2012/13 |  | model version 2441 April 2012 Price Change
2401. Adjust annual hours by distribution time band to match days in year
Data sources:
x1 = 1068. Typical annual hours by distribution time band
x2 = 1010. Days in the charging period (in Financial and general assumptions)
x3 = Total hours in the year according to time band hours input data (in Adjust annual hours by distribution time band to match days in year)
Kind: | Cell summation | Cell-by-cell calculation
Formula: | =SUM(x1) | =x1*24*x2/x3
Annual hours by distribution time band (reconciled to days in year)
| Hours aggregate | Red | Amber | Green
Adjust annual hours by distribution time band to match days in year | 8760 | 520 | 3435 | 4805
2402. Normalisation of split of rate 1 units
Data sources:
x1 = 1061. Average split of rate 1 units by distribution time band
x2 = Total split (should be 100%) (in Normalisation of split of rate 1 units)
x3 = 1068. Typical annual hours by distribution time band
x4 = 2401. Total hours in the year according to time band hours input data (in Adjust annual hours by distribution time band to match days in year)
Kind: | Cell summation | Cell-by-cell calculation
Formula: | =SUM(x1) | =IF(x2,x1/x2,x3/x4)
Normalised split of rate 1 units by distribution time band
| Total split (should be 100%) | Red | Amber | Green
Domestic Two Rate | 100% | 11.16% | 53.27% | 35.57%
Domestic Off Peak (related MPAN) | 100% | 0.3174% | 14.13% | 85.56%
Small Non Domestic Two Rate | 100% | 8.154% | 63.8% | 28.04%
Small Non Domestic Off Peak (related MPAN) | 100% | 0.3266% | 17.87% | 81.8%
LV Medium Non-Domestic | 100% | 7.242% | 55.3% | 37.46%
LV Sub Medium Non-Domestic | 100% | 7.217% | 56.06% | 36.72%
HV Medium Non-Domestic | 100% | 6.974% | 54.66% | 38.37%
2403. Split of rate 1 units between distribution time bands
Combine tables = x1 or x2
Data sources:
x1 = 2402. Normalised split of rate 1 units by distribution time band (in Normalisation of split of rate 1 units)
x2 = Split of rate 1 units between distribution time bands (default)
| Red | Amber | Green
Domestic Two Rate | 11.16% | 53.27% | 35.57%
Domestic Off Peak (related MPAN) | 0.3174% | 14.13% | 85.56%
Small Non Domestic Two Rate | 8.154% | 63.8% | 28.04%
Small Non Domestic Off Peak (related MPAN) | 0.3266% | 17.87% | 81.8%
LV Medium Non-Domestic | 7.242% | 55.3% | 37.46%
LV Sub Medium Non-Domestic | 7.217% | 56.06% | 36.72%
HV Medium Non-Domestic | 6.974% | 54.66% | 38.37%
LV HH Metered | 100% | 0% | 0%
LV Sub HH Metered | 100% | 0% | 0%
HV HH Metered | 100% | 0% | 0%
HV Sub HH Metered | 100% | 0% | 0%
LV UMS (Pseudo HH Metered) | 100% | 0% | 0%
LV Generation Non-Intermittent | 100% | 0% | 0%
LV Sub Generation Non-Intermittent | 100% | 0% | 0%
HV Generation Non-Intermittent | 100% | 0% | 0%
HV Sub Generation Non-Intermittent | 100% | 0% | 0%
2404. Normalisation of split of rate 2 units
Data sources:
x1 = 1062. Average split of rate 2 units by distribution time band
x2 = Total split (should be 100%) (in Normalisation of split of rate 2 units)
x3 = 1068. Typical annual hours by distribution time band
x4 = 2401. Total hours in the year according to time band hours input data (in Adjust annual hours by distribution time band to match days in year)
Kind: | Cell summation | Cell-by-cell calculation
Formula: | =SUM(x1) | =IF(x2,x1/x2,x3/x4)
Normalised split of rate 2 units by distribution time band
| Total split (should be 100%) | Red | Amber | Green
Domestic Two Rate | 100% | 0% | 2.794% | 97.21%
Small Non Domestic Two Rate | 100% | 0% | 2.01% | 97.99%
LV Medium Non-Domestic | 100% | 0% | 0.05565% | 99.94%
LV Sub Medium Non-Domestic | 100% | 0% | 0.1278% | 99.87%
HV Medium Non-Domestic | 100% | 0% | 0.0492% | 99.95%
2405. Split of rate 2 units between distribution time bands
Combine tables = x1 or x2
Data sources:
x1 = 2404. Normalised split of rate 2 units by distribution time band (in Normalisation of split of rate 2 units)
x2 = Split of rate 2 units between distribution time bands (default)
| Red | Amber | Green
Domestic Two Rate | 0% | 2.794% | 97.21%
Small Non Domestic Two Rate | 0% | 2.01% | 97.99%
LV Medium Non-Domestic | 0% | 0.05565% | 99.94%
LV Sub Medium Non-Domestic | 0% | 0.1278% | 99.87%
HV Medium Non-Domestic | 0% | 0.0492% | 99.95%
LV HH Metered | 0% | 100% | 0%
LV Sub HH Metered | 0% | 100% | 0%
HV HH Metered | 0% | 100% | 0%
HV Sub HH Metered | 0% | 100% | 0%
LV UMS (Pseudo HH Metered) | 0% | 100% | 0%
LV Generation Non-Intermittent | 0% | 100% | 0%
LV Sub Generation Non-Intermittent | 0% | 100% | 0%
HV Generation Non-Intermittent | 0% | 100% | 0%
HV Sub Generation Non-Intermittent | 0% | 100% | 0%
2406. Split of rate 3 units between distribution time bands (default)
| Red | Amber | Green
LV HH Metered | 0% | 0% | 100%
LV Sub HH Metered | 0% | 0% | 100%
HV HH Metered | 0% | 0% | 100%
HV Sub HH Metered | 0% | 0% | 100%
LV UMS (Pseudo HH Metered) | 0% | 0% | 100%
LV Generation Non-Intermittent | 0% | 0% | 100%
LV Sub Generation Non-Intermittent | 0% | 0% | 100%
HV Generation Non-Intermittent | 0% | 0% | 100%
HV Sub Generation Non-Intermittent | 0% | 0% | 100%
2407. All units (MWh)
Cell-by-cell calculation =x1+x2+x3
Data sources:
x1 = 2305. Rate 1 units (MWh) (in Equivalent volume for each end user)
x2 = 2305. Rate 2 units (MWh) (in Equivalent volume for each end user)
x3 = 2305. Rate 3 units (MWh) (in Equivalent volume for each end user)
All units (MWh)
Domestic Unrestricted | 4332189.1343
Domestic Two Rate | 1619948.6531
Domestic Off Peak (related MPAN) | 88210.2026
Small Non Domestic Unrestricted | 1200588.2755
Small Non Domestic Two Rate | 537440.0935
Small Non Domestic Off Peak (related MPAN) | 31953.2235
LV Medium Non-Domestic | 916558.0143
LV Sub Medium Non-Domestic | 106254.8077
HV Medium Non-Domestic | 2054.5789
LV HH Metered | 747556.2738
LV Sub HH Metered | 785260.0879
HV HH Metered | 2872901.1744
HV Sub HH Metered | 0
NHH UMS | 24095.7886
LV UMS (Pseudo HH Metered) | 149565.2027
LV Generation NHH | 1072.217
LV Sub Generation NHH | 0
LV Generation Intermittent | 8426.343
LV Generation Non-Intermittent | 55.5216
LV Sub Generation Intermittent | 269.756
LV Sub Generation Non-Intermittent | 708.8185
HV Generation Intermittent | 14943.667
HV Generation Non-Intermittent | 180188.895
HV Sub Generation Non-Intermittent | 0
HV Sub Generation Intermittent | 37.98
2408. Calculation of implied load coefficients for two-rate users
Data sources:
x1 = 2407. All units (MWh)
x2 = 2305. Rate 1 units (MWh) (in Equivalent volume for each end user)
x3 = 2403. Split of rate 1 units between distribution time bands
x4 = 2305. Rate 2 units (MWh) (in Equivalent volume for each end user)
x5 = 2405. Split of rate 2 units between distribution time bands
x6 = 2401. Annual hours by distribution time band (reconciled to days in year) (in Adjust annual hours by distribution time band to match days in year)
x7 = Use of distribution time bands by units in demand forecast for two-rate tariffs (in Calculation of implied load coefficients for two-rate users)
x8 = 1010. Days in the charging period (in Financial and general assumptions)
Kind: | Cell-by-cell calculation |  |  | Cell-by-cell calculation
Formula: | =IF(x1>0,(x2*x3+x4*x5)/x1,0) |  |  | =IF(x6>0,x7*x8*24/x6,0)
Use of distribution time bands by units in demand forecast for two-rate tariffs
| Red | Amber | Green | Implied load coefficient elements for two-rate tariffs, at total system level
Domestic Two Rate | 5.311% | 26.81% | 67.87% | 0.89466
Small Non Domestic Two Rate | 5.359% | 42.62% | 52.02% | 0.90277
LV Medium Non-Domestic | 5.794% | 44.25% | 49.95% | 0.97603
LV Sub Medium Non-Domestic | 5.627% | 43.74% | 50.63% | 0.94794
HV Medium Non-Domestic | 5.439% | 42.64% | 51.92% | 0.9163
2409. Calculation of implied load coefficients for three-rate users
Data sources:
x1 = 2407. All units (MWh)
x2 = 2305. Rate 1 units (MWh) (in Equivalent volume for each end user)
x3 = 2403. Split of rate 1 units between distribution time bands
x4 = 2305. Rate 2 units (MWh) (in Equivalent volume for each end user)
x5 = 2405. Split of rate 2 units between distribution time bands
x6 = 2305. Rate 3 units (MWh) (in Equivalent volume for each end user)
x7 = 2406. Split of rate 3 units between distribution time bands (default)
x8 = 2401. Annual hours by distribution time band (reconciled to days in year) (in Adjust annual hours by distribution time band to match days in year)
x9 = Use of distribution time bands by units in demand forecast for three-rate tariffs (in Calculation of implied load coefficients for three-rate users)
x10 = 1010. Days in the charging period (in Financial and general assumptions)
Kind: | Cell-by-cell calculation |  |  | Cell-by-cell calculation
Formula: | =IF(x1>0,(x2*x3+x4*x5+x6*x7)/x1,0) |  |  | =IF(x8>0,x9*x10*24/x8,0)
Use of distribution time bands by units in demand forecast for three-rate tariffs
| Red | Amber | Green | Implied load coefficient elements for three-rate tariffs, at total system level
LV HH Metered | 7.029% | 50.48% | 42.49% | 1.1841
LV Sub HH Metered | 6.628% | 49.23% | 44.14% | 1.1165
HV HH Metered | 6.45% | 45.78% | 47.77% | 1.0867
HV Sub HH Metered | 0% | 0% | 0% | 0
LV UMS (Pseudo HH Metered) | 4.657% | 18.07% | 77.28% | 0.78446
2410. Calculation of adjusted time band load coefficients
Data sources:
x1 = 2408. Implied load coefficient elements for two-rate tariffs, at total system level (in Calculation of implied load coefficients for two-rate users)
x2 = 2409. Implied load coefficient elements for three-rate tariffs, at total system level (in Calculation of implied load coefficients for three-rate users)
x3 = Implied load coefficient against system peak (in Calculation of adjusted time band load coefficients)
x4 = 2302. Load coefficient
Kind: | Combine tables | Cell-by-cell calculation
Formula: | = x1 or x2 | =IF(x3<>0,x4/x3,IF(x4<0,-1,1))
| Implied load coefficient against system peak | Rescaled time band load coefficient
Domestic Two Rate | 0.89466 | 1.5535
Domestic Off Peak (related MPAN) |  | 1
Small Non Domestic Two Rate | 0.90277 | 1.5558
Small Non Domestic Off Peak (related MPAN) |  | 1
LV Medium Non-Domestic | 0.97603 | 1.5117
LV Sub Medium Non-Domestic | 0.94794 | 1.4859
HV Medium Non-Domestic | 0.9163 | 1.918
LV HH Metered | 1.1841 | 1.1983
LV Sub HH Metered | 1.1165 | 1.1626
HV HH Metered | 1.0867 | 1.0414
HV Sub HH Metered | 0 | 1
LV UMS (Pseudo HH Metered) | 0.78446 | 2.414
LV Generation Non-Intermittent |  | -1
LV Sub Generation Non-Intermittent |  | -1
HV Generation Non-Intermittent |  | -1
HV Sub Generation Non-Intermittent |  | -1
2411. Normalisation of peaking probabilities
Data sources:
x1 = 1069. Peaking probabilities by network level
x2 = Total probability (should be 100%) (in Normalisation of peaking probabilities)
x3 = 1068. Typical annual hours by distribution time band
x4 = 2401. Total hours in the year according to time band hours input data (in Adjust annual hours by distribution time band to match days in year)
Kind: | Cell summation | Cell-by-cell calculation
Formula: | =SUM(x1) | =IF(x2,x1/x2,x3/x4)
Normalised peaking probabilities
| Total probability (should be 100%) | Red | Amber | Green
GSPs | 100% | 100% | 0% | 0%
132kV | 100% | 83.29% | 4.929% | 11.78%
132kV/EHV | 100% | 83.29% | 4.929% | 11.78%
EHV | 100% | 55.88% | 27.42% | 16.71%
EHV/HV | 100% | 55.88% | 27.42% | 16.71%
132kV/HV | 100% | 83.29% | 4.929% | 11.78%
HV | 100% | 55.88% | 27.42% | 16.71%
HV/LV | 100% | 55.88% | 27.42% | 16.71%
LV circuits | 100% | 55.88% | 27.42% | 16.71%
2412. Peaking probabilities by network level (reshaped)
Reshape table = x1
Data sources:
x1 = 2411. Normalised peaking probabilities (in Normalisation of peaking probabilities)
| GSPs | Red | Amber | Green | 132kV | Red | Amber | Green | 132kV/EHV | Red | Amber | Green | EHV | Red | Amber | Green | EHV/HV | Red | Amber | Green | 132kV/HV | Red | Amber | Green | HV | Red | Amber | Green | HV/LV | Red | Amber | Green | LV circuits | Red | Amber | Green
Probability of peak within timeband |  | 100% | 0% | 0% |  | 83.29% | 4.929% | 11.78% |  | 83.29% | 4.929% | 11.78% |  | 55.88% | 27.42% | 16.71% |  | 55.88% | 27.42% | 16.71% |  | 83.29% | 4.929% | 11.78% |  | 55.88% | 27.42% | 16.71% |  | 55.88% | 27.42% | 16.71% |  | 55.88% | 27.42% | 16.71%
2413. Pseudo load coefficient by time band and network level
Cell-by-cell calculation =IF(x1>0,x2*x3*24*x4/x1,0)
Data sources:
x1 = 2401. Annual hours by distribution time band (reconciled to days in year) (in Adjust annual hours by distribution time band to match days in year)
x2 = 2410. Rescaled time band load coefficient (kW at peak in band / average band kW) (in Calculation of adjusted time band load coefficients)
x3 = 2412. Peaking probabilities by network level (reshaped)
x4 = 1010. Days in the charging period (in Financial and general assumptions)
| GSPs | Red | Amber | Green | 132kV | Red | Amber | Green | 132kV/EHV | Red | Amber | Green | EHV | Red | Amber | Green | EHV/HV | Red | Amber | Green | 132kV/HV | Red | Amber | Green | HV | Red | Amber | Green | HV/LV | Red | Amber | Green | LV circuits | Red | Amber | Green
Domestic Two Rate |  | 26.1711 | 0 | 0 |  | 21.7979 | 0.1953 | 0.33366 |  | 21.7979 | 0.1953 | 0.33366 |  | 14.6237 | 1.0862 | 0.47316 |  | 14.6237 | 1.0862 | 0.47316 |  | 21.7979 | 0.1953 | 0.33366 |  | 14.6237 | 1.0862 | 0.47316 |  | 14.6237 | 1.0862 | 0.47316 |  | 14.6237 | 1.0862 | 0.47316
Domestic Off Peak (related MPAN) |  | 16.8462 | 0 | 0 |  | 14.0311 | 0.12571 | 0.21477 |  | 14.0311 | 0.12571 | 0.21477 |  | 9.4132 | 0.69918 | 0.30457 |  | 9.4132 | 0.69918 | 0.30457 |  | 14.0311 | 0.12571 | 0.21477 |  | 9.4132 | 0.69918 | 0.30457 |  | 9.4132 | 0.69918 | 0.30457 |  | 9.4132 | 0.69918 | 0.30457
Small Non Domestic Two Rate |  | 26.2094 | 0 | 0 |  | 21.8297 | 0.19558 | 0.33415 |  | 21.8297 | 0.19558 | 0.33415 |  | 14.6451 | 1.0878 | 0.47385 |  | 14.6451 | 1.0878 | 0.47385 |  | 21.8297 | 0.19558 | 0.33415 |  | 14.6451 | 1.0878 | 0.47385 |  | 14.6451 | 1.0878 | 0.47385 |  | 14.6451 | 1.0878 | 0.47385
Small Non Domestic Off Peak (related MPAN) |  | 16.8462 | 0 | 0 |  | 14.0311 | 0.12571 | 0.21477 |  | 14.0311 | 0.12571 | 0.21477 |  | 9.4132 | 0.69918 | 0.30457 |  | 9.4132 | 0.69918 | 0.30457 |  | 14.0311 | 0.12571 | 0.21477 |  | 9.4132 | 0.69918 | 0.30457 |  | 9.4132 | 0.69918 | 0.30457 |  | 9.4132 | 0.69918 | 0.30457
LV Medium Non-Domestic |  | 25.4659 | 0 | 0 |  | 21.2105 | 0.19004 | 0.32467 |  | 21.2105 | 0.19004 | 0.32467 |  | 14.2296 | 1.0569 | 0.46041 |  | 14.2296 | 1.0569 | 0.46041 |  | 21.2105 | 0.19004 | 0.32467 |  | 14.2296 | 1.0569 | 0.46041 |  | 14.2296 | 1.0569 | 0.46041 |  | 14.2296 | 1.0569 | 0.46041
LV Sub Medium Non-Domestic |  | 25.0317 | 0 | 0 |  | 20.8488 | 0.1868 | 0.31913 |  | 20.8488 | 0.1868 | 0.31913 |  | 13.987 | 1.0389 | 0.45256 |  | 13.987 | 1.0389 | 0.45256 |  | 20.8488 | 0.1868 | 0.31913 |  | 13.987 | 1.0389 | 0.45256 |  | 13.987 | 1.0389 | 0.45256 |  | 13.987 | 1.0389 | 0.45256
HV Medium Non-Domestic |  | 32.3111 | 0 | 0 |  | 26.9118 | 0.24112 | 0.41194 |  | 26.9118 | 0.24112 | 0.41194 |  | 18.0545 | 1.341 | 0.58417 |  | 18.0545 | 1.341 | 0.58417 |  | 26.9118 | 0.24112 | 0.41194 |  | 18.0545 | 1.341 | 0.58417 |  | 18.0545 | 1.341 | 0.58417 |  | 18.0545 | 1.341 | 0.58417
LV HH Metered |  | 20.1866 | 0 | 0 |  | 16.8134 | 0.15064 | 0.25736 |  | 16.8134 | 0.15064 | 0.25736 |  | 11.2797 | 0.83783 | 0.36496 |  | 11.2797 | 0.83783 | 0.36496 |  | 16.8134 | 0.15064 | 0.25736 |  | 11.2797 | 0.83783 | 0.36496 |  | 11.2797 | 0.83783 | 0.36496 |  | 11.2797 | 0.83783 | 0.36496
LV Sub HH Metered |  | 19.5851 | 0 | 0 |  | 16.3124 | 0.14615 | 0.24969 |  | 16.3124 | 0.14615 | 0.24969 |  | 10.9436 | 0.81286 | 0.35409 |  | 10.9436 | 0.81286 | 0.35409 |  | 16.3124 | 0.14615 | 0.24969 |  | 10.9436 | 0.81286 | 0.35409 |  | 10.9436 | 0.81286 | 0.35409 |  | 10.9436 | 0.81286 | 0.35409
HV HH Metered |  | 17.5428 | 0 | 0 |  | 14.6114 | 0.13091 | 0.22366 |  | 14.6114 | 0.13091 | 0.22366 |  | 9.8024 | 0.7281 | 0.31717 |  | 9.8024 | 0.7281 | 0.31717 |  | 14.6114 | 0.13091 | 0.22366 |  | 9.8024 | 0.7281 | 0.31717 |  | 9.8024 | 0.7281 | 0.31717 |  | 9.8024 | 0.7281 | 0.31717
HV Sub HH Metered |  | 16.8462 | 0 | 0 |  | 14.0311 | 0.12571 | 0.21477 |  | 14.0311 | 0.12571 | 0.21477 |  | 9.4132 | 0.69918 | 0.30457 |  | 9.4132 | 0.69918 | 0.30457 |  | 14.0311 | 0.12571 | 0.21477 |  | 9.4132 | 0.69918 | 0.30457 |  | 9.4132 | 0.69918 | 0.30457 |  | 9.4132 | 0.69918 | 0.30457
LV UMS (Pseudo HH Metered) |  | 40.6664 | 0 | 0 |  | 33.8709 | 0.30347 | 0.51846 |  | 33.8709 | 0.30347 | 0.51846 |  | 22.7232 | 1.6878 | 0.73523 |  | 22.7232 | 1.6878 | 0.73523 |  | 33.8709 | 0.30347 | 0.51846 |  | 22.7232 | 1.6878 | 0.73523 |  | 22.7232 | 1.6878 | 0.73523 |  | 22.7232 | 1.6878 | 0.73523
LV Generation Non-Intermittent |  | -16.8462 | 0 | 0 |  | -14.0311 | -0.12571 | -0.21477 |  | -14.0311 | -0.12571 | -0.21477 |  | -9.4132 | -0.69918 | -0.30457 |  | -9.4132 | -0.69918 | -0.30457 |  | -14.0311 | -0.12571 | -0.21477 |  | -9.4132 | -0.69918 | -0.30457 |  | -9.4132 | -0.69918 | -0.30457 |  | -9.4132 | -0.69918 | -0.30457
LV Sub Generation Non-Intermittent |  | -16.8462 | 0 | 0 |  | -14.0311 | -0.12571 | -0.21477 |  | -14.0311 | -0.12571 | -0.21477 |  | -9.4132 | -0.69918 | -0.30457 |  | -9.4132 | -0.69918 | -0.30457 |  | -14.0311 | -0.12571 | -0.21477 |  | -9.4132 | -0.69918 | -0.30457 |  | -9.4132 | -0.69918 | -0.30457 |  | -9.4132 | -0.69918 | -0.30457
HV Generation Non-Intermittent |  | -16.8462 | 0 | 0 |  | -14.0311 | -0.12571 | -0.21477 |  | -14.0311 | -0.12571 | -0.21477 |  | -9.4132 | -0.69918 | -0.30457 |  | -9.4132 | -0.69918 | -0.30457 |  | -14.0311 | -0.12571 | -0.21477 |  | -9.4132 | -0.69918 | -0.30457 |  | -9.4132 | -0.69918 | -0.30457 |  | -9.4132 | -0.69918 | -0.30457
HV Sub Generation Non-Intermittent |  | -16.8462 | 0 | 0 |  | -14.0311 | -0.12571 | -0.21477 |  | -14.0311 | -0.12571 | -0.21477 |  | -9.4132 | -0.69918 | -0.30457 |  | -9.4132 | -0.69918 | -0.30457 |  | -14.0311 | -0.12571 | -0.21477 |  | -9.4132 | -0.69918 | -0.30457 |  | -9.4132 | -0.69918 | -0.30457 |  | -9.4132 | -0.69918 | -0.30457
2414. Unit rate 1 pseudo load coefficient by network level
Sum-product calculation =SUMPRODUCT(x1, x2)
Data sources:
x1 = 2413. Pseudo load coefficient by time band and network level
x2 = 2403. Split of rate 1 units between distribution time bands
| GSPs | 132kV | 132kV/EHV | EHV | EHV/HV | 132kV/HV | HV | HV/LV | LV circuits
Domestic Two Rate | 2.9206 | 2.6553 | 2.6553 | 2.3789 | 2.3789 | 2.6553 | 2.3789 | 2.3789 | 2.3789
Domestic Off Peak (related MPAN) | 0.053466 | 0.24604 | 0.24604 | 0.38922 | 0.38922 | 0.24604 | 0.38922 | 0.38922 | 0.38922
Small Non Domestic Two Rate | 2.1372 | 1.9986 | 1.9986 | 2.0211 | 2.0211 | 1.9986 | 2.0211 | 2.0211 | 2.0211
Small Non Domestic Off Peak (related MPAN) | 0.055019 | 0.24398 | 0.24398 | 0.40484 | 0.40484 | 0.24398 | 0.40484 | 0.40484 | 0.40484
LV Medium Non-Domestic | 1.8442 | 1.7627 | 1.7627 | 1.7874 | 1.7874 | 1.7627 | 1.7874 | 1.7874 | 1.7874
LV Sub Medium Non-Domestic | 1.8064 | 1.7265 | 1.7265 | 1.758 | 1.758 | 1.7265 | 1.758 | 1.758 | 1.758
HV Medium Non-Domestic | 2.2533 | 2.1666 | 2.1666 | 2.2162 | 2.2162 | 2.1666 | 2.2162 | 2.2162 | 2.2162
LV HH Metered | 20.1866 | 16.8134 | 16.8134 | 11.2797 | 11.2797 | 16.8134 | 11.2797 | 11.2797 | 11.2797
LV Sub HH Metered | 19.5851 | 16.3124 | 16.3124 | 10.9436 | 10.9436 | 16.3124 | 10.9436 | 10.9436 | 10.9436
HV HH Metered | 17.5428 | 14.6114 | 14.6114 | 9.8024 | 9.8024 | 14.6114 | 9.8024 | 9.8024 | 9.8024
HV Sub HH Metered | 16.8462 | 14.0311 | 14.0311 | 9.4132 | 9.4132 | 14.0311 | 9.4132 | 9.4132 | 9.4132
LV UMS (Pseudo HH Metered) | 40.6664 | 33.8709 | 33.8709 | 22.7232 | 22.7232 | 33.8709 | 22.7232 | 22.7232 | 22.7232
LV Generation Non-Intermittent | -16.8462 | -14.0311 | -14.0311 | -9.4132 | -9.4132 | -14.0311 | -9.4132 | -9.4132 | -9.4132
LV Sub Generation Non-Intermittent | -16.8462 | -14.0311 | -14.0311 | -9.4132 | -9.4132 | -14.0311 | -9.4132 | -9.4132 | -9.4132
HV Generation Non-Intermittent | -16.8462 | -14.0311 | -14.0311 | -9.4132 | -9.4132 | -14.0311 | -9.4132 | -9.4132 | -9.4132
HV Sub Generation Non-Intermittent | -16.8462 | -14.0311 | -14.0311 | -9.4132 | -9.4132 | -14.0311 | -9.4132 | -9.4132 | -9.4132
2415. Unit rate 2 pseudo load coefficient by network level
Sum-product calculation =SUMPRODUCT(x1, x2)
Data sources:
x1 = 2413. Pseudo load coefficient by time band and network level
x2 = 2405. Split of rate 2 units between distribution time bands
| GSPs | 132kV | 132kV/EHV | EHV | EHV/HV | 132kV/HV | HV | HV/LV | LV circuits
Domestic Two Rate | 0 | 0.32979 | 0.32979 | 0.49029 | 0.49029 | 0.32979 | 0.49029 | 0.49029 | 0.49029
Small Non Domestic Two Rate | 0 | 0.33136 | 0.33136 | 0.48619 | 0.48619 | 0.33136 | 0.48619 | 0.48619 | 0.48619
LV Medium Non-Domestic | 0 | 0.32459 | 0.32459 | 0.46074 | 0.46074 | 0.32459 | 0.46074 | 0.46074 | 0.46074
LV Sub Medium Non-Domestic | 0 | 0.31896 | 0.31896 | 0.45331 | 0.45331 | 0.31896 | 0.45331 | 0.45331 | 0.45331
HV Medium Non-Domestic | 0 | 0.41186 | 0.41186 | 0.58454 | 0.58454 | 0.41186 | 0.58454 | 0.58454 | 0.58454
LV HH Metered | 0 | 0.15064 | 0.15064 | 0.83783 | 0.83783 | 0.15064 | 0.83783 | 0.83783 | 0.83783
LV Sub HH Metered | 0 | 0.14615 | 0.14615 | 0.81286 | 0.81286 | 0.14615 | 0.81286 | 0.81286 | 0.81286
HV HH Metered | 0 | 0.13091 | 0.13091 | 0.7281 | 0.7281 | 0.13091 | 0.7281 | 0.7281 | 0.7281
HV Sub HH Metered | 0 | 0.12571 | 0.12571 | 0.69918 | 0.69918 | 0.12571 | 0.69918 | 0.69918 | 0.69918
LV UMS (Pseudo HH Metered) | 0 | 0.30347 | 0.30347 | 1.6878 | 1.6878 | 0.30347 | 1.6878 | 1.6878 | 1.6878
LV Generation Non-Intermittent | 0 | -0.12571 | -0.12571 | -0.69918 | -0.69918 | -0.12571 | -0.69918 | -0.69918 | -0.69918
LV Sub Generation Non-Intermittent | 0 | -0.12571 | -0.12571 | -0.69918 | -0.69918 | -0.12571 | -0.69918 | -0.69918 | -0.69918
HV Generation Non-Intermittent | 0 | -0.12571 | -0.12571 | -0.69918 | -0.69918 | -0.12571 | -0.69918 | -0.69918 | -0.69918
HV Sub Generation Non-Intermittent | 0 | -0.12571 | -0.12571 | -0.69918 | -0.69918 | -0.12571 | -0.69918 | -0.69918 | -0.69918
2416. Unit rate 3 pseudo load coefficient by network level
Sum-product calculation =SUMPRODUCT(x1, x2)
Data sources:
x1 = 2413. Pseudo load coefficient by time band and network level
x2 = 2406. Split of rate 3 units between distribution time bands (default)
| GSPs | 132kV | 132kV/EHV | EHV | EHV/HV | 132kV/HV | HV | HV/LV | LV circuits
LV HH Metered | 0 | 0.25736 | 0.25736 | 0.36496 | 0.36496 | 0.25736 | 0.36496 | 0.36496 | 0.36496
LV Sub HH Metered | 0 | 0.24969 | 0.24969 | 0.35409 | 0.35409 | 0.24969 | 0.35409 | 0.35409 | 0.35409
HV HH Metered | 0 | 0.22366 | 0.22366 | 0.31717 | 0.31717 | 0.22366 | 0.31717 | 0.31717 | 0.31717
HV Sub HH Metered | 0 | 0.21477 | 0.21477 | 0.30457 | 0.30457 | 0.21477 | 0.30457 | 0.30457 | 0.30457
LV UMS (Pseudo HH Metered) | 0 | 0.51846 | 0.51846 | 0.73523 | 0.73523 | 0.51846 | 0.73523 | 0.73523 | 0.73523
LV Generation Non-Intermittent | 0 | -0.21477 | -0.21477 | -0.30457 | -0.30457 | -0.21477 | -0.30457 | -0.30457 | -0.30457
LV Sub Generation Non-Intermittent | 0 | -0.21477 | -0.21477 | -0.30457 | -0.30457 | -0.21477 | -0.30457 | -0.30457 | -0.30457
HV Generation Non-Intermittent | 0 | -0.21477 | -0.21477 | -0.30457 | -0.30457 | -0.21477 | -0.30457 | -0.30457 | -0.30457
HV Sub Generation Non-Intermittent | 0 | -0.21477 | -0.21477 | -0.30457 | -0.30457 | -0.21477 | -0.30457 | -0.30457 | -0.30457

## SMD
CDCM model 100: Forecast simultaneous maximum load |  | WPD South West |  | 2012/13 |  | model version 2441 April 2012 Price Change
2501. Contributions of users on one-rate multi tariffs to system simultaneous maximum load by network level (kW)
Cell-by-cell calculation =(x1*x2)*x3/(24*x4)*1000
Data sources:
x1 = 2305. Rate 1 units (MWh) (in Equivalent volume for each end user)
x2 = 2414. Unit rate 1 pseudo load coefficient by network level
x3 = 2012. Loss adjustment factors between end user meter reading and each network level, scaled by network use
x4 = 1010. Days in the charging period (in Financial and general assumptions)
| GSPs | 132kV | 132kV/EHV | EHV | EHV/HV | 132kV/HV | HV | HV/LV | LV circuits
Domestic Off Peak (related MPAN) | 585.3894 | 2660.8793 | 2649.6255 | 4130.5534 | 4089.3311 | 0 | 4001.0252 | 3952.0467 | 3919.3341
Small Non Domestic Off Peak (related MPAN) | 218.2083 | 955.7946 | 951.7521 | 1556.2993 | 1540.7677 | 0 | 1507.496 | 1489.042 | 1476.7166
2502. Contributions of users on two-rate multi tariffs to system simultaneous maximum load by network level (kW)
Cell-by-cell calculation =(x1*x2+x3*x4)*x5/(24*x6)*1000
Data sources:
x1 = 2305. Rate 1 units (MWh) (in Equivalent volume for each end user)
x2 = 2414. Unit rate 1 pseudo load coefficient by network level
x3 = 2305. Rate 2 units (MWh) (in Equivalent volume for each end user)
x4 = 2415. Unit rate 2 pseudo load coefficient by network level
x5 = 2012. Loss adjustment factors between end user meter reading and each network level, scaled by network use
x6 = 1010. Days in the charging period (in Financial and general assumptions)
| GSPs | 132kV | 132kV/EHV | EHV | EHV/HV | 132kV/HV | HV | HV/LV | LV circuits
Domestic Two Rate | 279463.161 | 285292.6817 | 284086.0735 | 270713.5887 | 268011.9081 | 0 | 262224.4009 | 259014.3832 | 256870.4216
Small Non Domestic Two Rate | 93693.3524 | 94027.2428 | 93629.5668 | 96659.8202 | 95695.1699 | 0 | 93628.7077 | 92482.5527 | 91717.039
LV Medium Non-Domestic | 167851.8981 | 165765.8282 | 165064.7432 | 167845.0216 | 166169.9538 | 0 | 162581.6438 | 160591.402 | 159262.1253
LV Sub Medium Non-Domestic | 18422.7627 | 18299.4198 | 18222.0247 | 18643.7741 | 18457.7121 | 0 | 18059.1323 | 17838.0615 | 0
HV Medium Non-Domestic | 439.0342 | 439.3361 | 437.4779 | 449.6804 | 445.1927 | 0 | 435.5791 | 0 | 0
2503. Contributions of users on three-rate multi tariffs to system simultaneous maximum load by network level (kW)
Cell-by-cell calculation =(x1*x2+x3*x4+x5*x6)*x7/(24*x8)*1000
Data sources:
x1 = 2305. Rate 1 units (MWh) (in Equivalent volume for each end user)
x2 = 2414. Unit rate 1 pseudo load coefficient by network level
x3 = 2305. Rate 2 units (MWh) (in Equivalent volume for each end user)
x4 = 2415. Unit rate 2 pseudo load coefficient by network level
x5 = 2305. Rate 3 units (MWh) (in Equivalent volume for each end user)
x6 = 2416. Unit rate 3 pseudo load coefficient by network level
x7 = 2012. Loss adjustment factors between end user meter reading and each network level, scaled by network use
x8 = 1010. Days in the charging period (in Financial and general assumptions)
| GSPs | 132kV | 132kV/EHV | EHV | EHV/HV | 132kV/HV | HV | HV/LV | LV circuits
LV HH Metered | 131653.4166 | 125302.6739 | 124772.7226 | 123289.3097 | 122058.9011 | 0 | 119423.1347 | 117961.2175 | 116984.8071
LV Sub HH Metered | 125473.2671 | 120619.6613 | 120109.5161 | 120091.9596 | 118893.46 | 0 | 116326.0489 | 114902.0446 | 0
HV HH Metered | 395272.313 | 382731.3504 | 381112.638 | 378225.9969 | 374451.3588 | 0 | 366365.375 | 0 | 0
HV Sub HH Metered | 0 | 0 | 0 | 0 | 0 | 0 | 0 | 0 | 0
LV UMS (Pseudo HH Metered) | 35154.6743 | 37273.5891 | 37115.9453 | 34750.3328 | 34403.5298 | 0 | 33660.6125 | 33248.5564 | 32973.3453
LV Generation Non-Intermittent | -74.1957 | -61.3763 | -61.1167 | -41.7527 | -41.3361 | 0 | -40.4434 | -39.9484 | 0
LV Sub Generation Non-Intermittent | -61.9888 | -67.7025 | -67.4162 | -62.6992 | -62.0735 | 0 | -60.7331 | 0 | 0
HV Generation Non-Intermittent | -22909.8483 | -22459.2739 | -22364.2853 | -21725.8077 | -21508.9874 | 0 | 0 | 0 | 0
HV Sub Generation Non-Intermittent | 0 | 0 | 0 | 0 | 0 | 0 | 0 | 0 | 0
2504. Estimated contributions of users on each tariff to system simultaneous maximum load by network level (kW)
Cell-by-cell calculation =x1*x2*x3/(24*x4)*1000
Data sources:
x1 = 2407. All units (MWh)
x2 = 2302. Load coefficient
x3 = 2012. Loss adjustment factors between end user meter reading and each network level, scaled by network use
x4 = 1010. Days in the charging period (in Financial and general assumptions)
| GSPs | 132kV | 132kV/EHV | EHV | EHV/HV | 132kV/HV | HV | HV/LV | LV circuits
Domestic Unrestricted | 1180653.5027 | 1166192.713 | 1161260.4531 | 1144376.7594 | 1132956.0529 | 0 | 1108490.7546 | 1094921.1747 | 1085858.0913
Domestic Two Rate | 279463.161 | 276040.2618 | 274872.7855 | 270876.3798 | 268173.0746 | 0 | 262382.0872 | 259170.1391 | 257024.8883
Domestic Off Peak (related MPAN) | 0 | 0 | 0 | 0 | 0 | 0 | 0 | 0 | 0
Small Non Domestic Unrestricted | 298389.4619 | 294734.751 | 293488.2088 | 289221.1514 | 286334.7682 | 0 | 280151.5932 | 276722.1199 | 274431.5846
Small Non Domestic Two Rate | 93693.3524 | 92545.7847 | 92154.3743 | 90814.5317 | 89908.2165 | 0 | 87966.719 | 86889.8752 | 86170.6543
Small Non Domestic Off Peak (related MPAN) | 0 | 0 | 0 | 0 | 0 | 0 | 0 | 0 | 0
LV Medium Non-Domestic | 167851.8981 | 165796.0273 | 165094.8147 | 162694.483 | 161070.8167 | 0 | 157592.6186 | 155663.4499 | 154374.9637
LV Sub Medium Non-Domestic | 18422.7627 | 18197.1184 | 18120.1561 | 17856.7051 | 17678.4979 | 0 | 17296.7446 | 17085.0066 | 0
HV Medium Non-Domestic | 439.0342 | 433.6569 | 431.8228 | 425.5444 | 421.2976 | 0 | 412.2 | 0 | 0
LV HH Metered | 131653.4166 | 130040.9094 | 129490.9183 | 127608.2356 | 126334.7247 | 0 | 123606.6253 | 122093.4959 | 121082.8811
LV Sub HH Metered | 125473.2671 | 123936.4551 | 123412.282 | 121617.9772 | 120404.2483 | 0 | 117804.2129 | 116362.1136 | 0
HV HH Metered | 395272.313 | 390430.969 | 388779.6921 | 383127.1814 | 379303.6302 | 0 | 371112.8655 | 0 | 0
HV Sub HH Metered | 0 | 0 | 0 | 0 | 0 | 0 | 0 | 0 | 0
NHH UMS | 5663.6142 | 5594.2455 | 5570.5854 | 5489.594 | 5434.8087 | 0 | 5317.4483 | 5252.3548 | 5208.879
LV UMS (Pseudo HH Metered) | 35154.6743 | 34724.0955 | 34577.2345 | 34074.5123 | 33734.4538 | 0 | 33005.9847 | 32601.9422 | 32332.0834
LV Generation NHH | -133.0847 | -131.4546 | -130.8986 | -128.9955 | -127.7081 | 0 | -124.9504 | -123.4208 | 0
LV Sub Generation NHH | 0 | 0 | 0 | 0 | 0 | 0 | 0 | 0 | 0
LV Generation Intermittent | -1045.8862 | -1033.076 | -1028.7068 | -1013.7503 | -1003.6332 | 0 | -981.9605 | -969.9399 | 0
LV Generation Non-Intermittent | -6.8914 | -6.807 | -6.7782 | -6.6797 | -6.613 | 0 | -6.4702 | -6.391 | 0
LV Sub Generation Intermittent | -33.2052 | -32.7985 | -32.6598 | -32.185 | -31.8638 | 0 | -31.1757 | 0 | 0
LV Sub Generation Non-Intermittent | -87.251 | -86.1824 | -85.8179 | -84.5702 | -83.7262 | 0 | -81.9182 | 0 | 0
HV Generation Intermittent | -1816.952 | -1794.6978 | -1787.1073 | -1761.1244 | -1743.5486 | 0 | 0 | 0 | 0
HV Generation Non-Intermittent | -21908.5836 | -21640.2445 | -21548.7199 | -21235.4207 | -21023.4945 | 0 | 0 | 0 | 0
HV Sub Generation Non-Intermittent | 0 | 0 | 0 | 0 | 0 | 0 | 0 | 0 | 0
HV Sub Generation Intermittent | -4.5181 | -4.4628 | -4.4439 | -4.3793 | 0 | 0 | 0 | 0 | 0
2505. Contributions of users on each tariff to system simultaneous maximum load by network level (kW)
Combine tables = x1 or x2 or x3 or x4
Data sources:
x1 = 2501. Contributions of users on one-rate multi tariffs to system simultaneous maximum load by network level (kW)
x2 = 2502. Contributions of users on two-rate multi tariffs to system simultaneous maximum load by network level (kW)
x3 = 2503. Contributions of users on three-rate multi tariffs to system simultaneous maximum load by network level (kW)
x4 = 2504. Estimated contributions of users on each tariff to system simultaneous maximum load by network level (kW)
| GSPs | 132kV | 132kV/EHV | EHV | EHV/HV | 132kV/HV | HV | HV/LV | LV circuits
Domestic Unrestricted | 1180653.5027 | 1166192.713 | 1161260.4531 | 1144376.7594 | 1132956.0529 | 0 | 1108490.7546 | 1094921.1747 | 1085858.0913
Domestic Two Rate | 279463.161 | 285292.6817 | 284086.0735 | 270713.5887 | 268011.9081 | 0 | 262224.4009 | 259014.3832 | 256870.4216
Domestic Off Peak (related MPAN) | 585.3894 | 2660.8793 | 2649.6255 | 4130.5534 | 4089.3311 | 0 | 4001.0252 | 3952.0467 | 3919.3341
Small Non Domestic Unrestricted | 298389.4619 | 294734.751 | 293488.2088 | 289221.1514 | 286334.7682 | 0 | 280151.5932 | 276722.1199 | 274431.5846
Small Non Domestic Two Rate | 93693.3524 | 94027.2428 | 93629.5668 | 96659.8202 | 95695.1699 | 0 | 93628.7077 | 92482.5527 | 91717.039
Small Non Domestic Off Peak (related MPAN) | 218.2083 | 955.7946 | 951.7521 | 1556.2993 | 1540.7677 | 0 | 1507.496 | 1489.042 | 1476.7166
LV Medium Non-Domestic | 167851.8981 | 165765.8282 | 165064.7432 | 167845.0216 | 166169.9538 | 0 | 162581.6438 | 160591.402 | 159262.1253
LV Sub Medium Non-Domestic | 18422.7627 | 18299.4198 | 18222.0247 | 18643.7741 | 18457.7121 | 0 | 18059.1323 | 17838.0615 | 0
HV Medium Non-Domestic | 439.0342 | 439.3361 | 437.4779 | 449.6804 | 445.1927 | 0 | 435.5791 | 0 | 0
LV HH Metered | 131653.4166 | 125302.6739 | 124772.7226 | 123289.3097 | 122058.9011 | 0 | 119423.1347 | 117961.2175 | 116984.8071
LV Sub HH Metered | 125473.2671 | 120619.6613 | 120109.5161 | 120091.9596 | 118893.46 | 0 | 116326.0489 | 114902.0446 | 0
HV HH Metered | 395272.313 | 382731.3504 | 381112.638 | 378225.9969 | 374451.3588 | 0 | 366365.375 | 0 | 0
HV Sub HH Metered | 0 | 0 | 0 | 0 | 0 | 0 | 0 | 0 | 0
NHH UMS | 5663.6142 | 5594.2455 | 5570.5854 | 5489.594 | 5434.8087 | 0 | 5317.4483 | 5252.3548 | 5208.879
LV UMS (Pseudo HH Metered) | 35154.6743 | 37273.5891 | 37115.9453 | 34750.3328 | 34403.5298 | 0 | 33660.6125 | 33248.5564 | 32973.3453
LV Generation NHH | -133.0847 | -131.4546 | -130.8986 | -128.9955 | -127.7081 | 0 | -124.9504 | -123.4208 | 0
LV Sub Generation NHH | 0 | 0 | 0 | 0 | 0 | 0 | 0 | 0 | 0
LV Generation Intermittent | -1045.8862 | -1033.076 | -1028.7068 | -1013.7503 | -1003.6332 | 0 | -981.9605 | -969.9399 | 0
LV Generation Non-Intermittent | -74.1957 | -61.3763 | -61.1167 | -41.7527 | -41.3361 | 0 | -40.4434 | -39.9484 | 0
LV Sub Generation Intermittent | -33.2052 | -32.7985 | -32.6598 | -32.185 | -31.8638 | 0 | -31.1757 | 0 | 0
LV Sub Generation Non-Intermittent | -61.9888 | -67.7025 | -67.4162 | -62.6992 | -62.0735 | 0 | -60.7331 | 0 | 0
HV Generation Intermittent | -1816.952 | -1794.6978 | -1787.1073 | -1761.1244 | -1743.5486 | 0 | 0 | 0 | 0
HV Generation Non-Intermittent | -22909.8483 | -22459.2739 | -22364.2853 | -21725.8077 | -21508.9874 | 0 | 0 | 0 | 0
HV Sub Generation Non-Intermittent | 0 | 0 | 0 | 0 | 0 | 0 | 0 | 0 | 0
HV Sub Generation Intermittent | -4.5181 | -4.4628 | -4.4439 | -4.3793 | 0 | 0 | 0 | 0 | 0
2506. Forecast system simultaneous maximum load (kW) from forecast units
Cell summation =SUM(x1)
Data sources:
x1 = 2505. Contributions of users on each tariff to system simultaneous maximum load by network level (kW)
| GSPs | 132kV | 132kV/EHV | EHV | EHV/HV | 132kV/HV | HV | HV/LV | LV circuits
Forecast system simultaneous maximum load (kW) from forecast units | 2706854.3768 | 2674305.3239 | 2662994.6984 | 2630673.1475 | 2604423.764 | 0 | 2570933.6891 | 2177241.647 | 2028702.344

## AMD
CDCM model 100: Forecast aggregate maximum load |  | WPD South West |  | 2012/13 |  | model version 2441 April 2012 Price Change
2601. Pre-processing of data for standing charge factors
Data sources:
x1 = Standing charges factors (in Pre-processing of data for standing charge factors)
x2 = 1018. Proportion of relevant load going through 132kV/HV direct transformation
x3 = Standing charges factors for 132kV/HV (in Pre-processing of data for standing charge factors)
Kind: | Fixed data | [7 empty] | Fixed data | Cell-by-cell calculation
Formula: | [9 empty] | =x1+0.2*x2*x3
Standing charges factor
| GSPs | 132kV | 132kV/EHV | EHV | EHV/HV | HV | HV/LV | LV circuits | Standing charges factors for 132kV/HV | Adjusted standing charges factors for 132kV
Domestic Unrestricted | 0% | 0% | 0% | 0% | 0% | 0% | 0% | 100% | 0 | 0
Domestic Two Rate | 0% | 0% | 0% | 0% | 0% | 0% | 0% | 100% | 0 | 0
Domestic Off Peak (related MPAN) | 0% | 0% | 0% | 0% | 0% | 0% | 0% | 100% | 0 | 0
Small Non Domestic Unrestricted | 0% | 0% | 0% | 0% | 0% | 0% | 0% | 100% | 0 | 0
Small Non Domestic Two Rate | 0% | 0% | 0% | 0% | 0% | 0% | 0% | 100% | 0 | 0
Small Non Domestic Off Peak (related MPAN) | 0% | 0% | 0% | 0% | 0% | 0% | 0% | 100% | 0 | 0
LV Medium Non-Domestic | 0% | 0% | 0% | 0% | 0% | 0% | 0% | 100% | 0 | 0
LV Sub Medium Non-Domestic | 0% | 0% | 0% | 0% | 0% | 0% | 100% | 0% | 0 | 0
HV Medium Non-Domestic | 0% | 0% | 0% | 20% | 100% | 100% | 0% | 0% | 1 | 0
LV HH Metered | 0% | 0% | 0% | 0% | 0% | 20% | 100% | 100% | 0 | 0
LV Sub HH Metered | 0% | 0% | 0% | 0% | 0% | 100% | 100% | 0% | 0 | 0
HV HH Metered | 0% | 0% | 0% | 20% | 100% | 100% | 0% | 0% | 1 | 0
HV Sub HH Metered | 0% | 0% | 0% | 100% | 100% | 0% | 0% | 0% | 0 | 0
NHH UMS | 0% | 0% | 0% | 0% | 0% | 0% | 0% | 0% | 0 | 0
LV UMS (Pseudo HH Metered) | 0% | 0% | 0% | 0% | 0% | 0% | 0% | 0% | 0 | 0
2602. Standing charges factors adapted to use 132kV/HV
Combine tables = x1 or x2 or x3
Data sources:
x1 = 2601. Standing charges factors for 132kV/HV (in Pre-processing of data for standing charge factors)
x2 = 2601. Adjusted standing charges factors for 132kV (in Pre-processing of data for standing charge factors)
x3 = 2601. Standing charges factors (in Pre-processing of data for standing charge factors)
| GSPs | 132kV | 132kV/EHV | EHV | EHV/HV | 132kV/HV | HV | HV/LV | LV circuits
Domestic Unrestricted | 0 | 0 | 0 | 0 | 0 | 0 | 0 | 0 | 1
Domestic Two Rate | 0 | 0 | 0 | 0 | 0 | 0 | 0 | 0 | 1
Domestic Off Peak (related MPAN) | 0 | 0 | 0 | 0 | 0 | 0 | 0 | 0 | 1
Small Non Domestic Unrestricted | 0 | 0 | 0 | 0 | 0 | 0 | 0 | 0 | 1
Small Non Domestic Two Rate | 0 | 0 | 0 | 0 | 0 | 0 | 0 | 0 | 1
Small Non Domestic Off Peak (related MPAN) | 0 | 0 | 0 | 0 | 0 | 0 | 0 | 0 | 1
LV Medium Non-Domestic | 0 | 0 | 0 | 0 | 0 | 0 | 0 | 0 | 1
LV Sub Medium Non-Domestic | 0 | 0 | 0 | 0 | 0 | 0 | 0 | 1 | 0
HV Medium Non-Domestic | 0 | 0 | 0 | 0.2 | 1 | 1 | 1 | 0 | 0
LV HH Metered | 0 | 0 | 0 | 0 | 0 | 0 | 0.2 | 1 | 1
LV Sub HH Metered | 0 | 0 | 0 | 0 | 0 | 0 | 1 | 1 | 0
HV HH Metered | 0 | 0 | 0 | 0.2 | 1 | 1 | 1 | 0 | 0
HV Sub HH Metered | 0 | 0 | 0 | 1 | 1 | 0 | 0 | 0 | 0
NHH UMS | 0 | 0 | 0 | 0 | 0 | 0 | 0 | 0 | 0
LV UMS (Pseudo HH Metered) | 0 | 0 | 0 | 0 | 0 | 0 | 0 | 0 | 0
2603. Capacity-based contributions to chargeable aggregate maximum load by network level (kW)
Cell-by-cell calculation =x1*x2*x3*x4
Data sources:
x1 = 2305. Import capacity (kVA) (in Equivalent volume for each end user)
x2 = 1010. Power factor for all flows in the network model (in Financial and general assumptions)
x3 = 2602. Standing charges factors adapted to use 132kV/HV
x4 = 2012. Loss adjustment factors between end user meter reading and each network level, scaled by network use
| GSPs | 132kV | 132kV/EHV | EHV | EHV/HV | 132kV/HV | HV | HV/LV | LV circuits
LV HH Metered | 0 | 0 | 0 | 0 | 0 | 0 | 67304.1865 | 332401.4143 | 329650
LV Sub HH Metered | 0 | 0 | 0 | 0 | 0 | 0 | 313634.3522 | 309795 | 0
HV HH Metered | 0 | 0 | 0 | 192914.5212 | 954946.3175 | 0 | 934325 | 0 | 0
HV Sub HH Metered | 0 | 0 | 0 | 0 | 0 | 0 | 0 | 0 | 0
2604. Unit-based contributions to chargeable aggregate maximum load (kW)
Cell-by-cell calculation =x1/x2*x3*x4/(24*x5)*1000
Data sources:
x1 = 2407. All units (MWh)
x2 = 1041. Load factor for each type of demand user (in Load profile data for demand users)
x3 = 2602. Standing charges factors adapted to use 132kV/HV
x4 = 2012. Loss adjustment factors between end user meter reading and each network level, scaled by network use
x5 = 1010. Days in the charging period (in Financial and general assumptions)
| GSPs | 132kV | 132kV/EHV | EHV | EHV/HV | 132kV/HV | HV | HV/LV | LV circuits
Domestic Unrestricted | 0 | 0 | 0 | 0 | 0 | 0 | 0 | 0 | 1240224.0567
Domestic Two Rate | 0 | 0 | 0 | 0 | 0 | 0 | 0 | 0 | 840875.1435
Domestic Off Peak (related MPAN) | 0 | 0 | 0 | 0 | 0 | 0 | 0 | 0 | 62847.3897
Small Non Domestic Unrestricted | 0 | 0 | 0 | 0 | 0 | 0 | 0 | 0 | 403167.6777
Small Non Domestic Two Rate | 0 | 0 | 0 | 0 | 0 | 0 | 0 | 0 | 155939.7164
Small Non Domestic Off Peak (related MPAN) | 0 | 0 | 0 | 0 | 0 | 0 | 0 | 0 | 17581.7319
LV Medium Non-Domestic | 0 | 0 | 0 | 0 | 0 | 0 | 0 | 0 | 188683.6776
LV Sub Medium Non-Domestic | 0 | 0 | 0 | 0 | 0 | 0 | 0 | 21467.7425 | 0
HV Medium Non-Domestic | 0 | 0 | 0 | 112.7568 | 558.1575 | 0 | 546.1045 | 0 | 0
LV HH Metered | 0 | 0 | 0 | 0 | 0 | 0 | 29623.4146 | 146303.899 | 145092.8854
LV Sub HH Metered | 0 | 0 | 0 | 0 | 0 | 0 | 148266.9564 | 146451.9478 | 0
HV HH Metered | 0 | 0 | 0 | 94077.6109 | 465693.653 | 0 | 455637.3634 | 0 | 0
HV Sub HH Metered | 0 | 0 | 0 | 0 | 0 | 0 | 0 | 0 | 0
NHH UMS | 0 | 0 | 0 | 0 | 0 | 0 | 0 | 0 | 0
LV UMS (Pseudo HH Metered) | 0 | 0 | 0 | 0 | 0 | 0 | 0 | 0 | 0
2605. Contributions to aggregate maximum load by network level (kW)
Combine tables = x1 or x2
Data sources:
x1 = 2603. Capacity-based contributions to chargeable aggregate maximum load by network level (kW)
x2 = 2604. Unit-based contributions to chargeable aggregate maximum load (kW)
| GSPs | 132kV | 132kV/EHV | EHV | EHV/HV | 132kV/HV | HV | HV/LV | LV circuits
Domestic Unrestricted | 0 | 0 | 0 | 0 | 0 | 0 | 0 | 0 | 1240224.0567
Domestic Two Rate | 0 | 0 | 0 | 0 | 0 | 0 | 0 | 0 | 840875.1435
Small Non Domestic Unrestricted | 0 | 0 | 0 | 0 | 0 | 0 | 0 | 0 | 403167.6777
Small Non Domestic Two Rate | 0 | 0 | 0 | 0 | 0 | 0 | 0 | 0 | 155939.7164
LV Medium Non-Domestic | 0 | 0 | 0 | 0 | 0 | 0 | 0 | 0 | 188683.6776
LV Sub Medium Non-Domestic | 0 | 0 | 0 | 0 | 0 | 0 | 0 | 21467.7425 | 0
HV Medium Non-Domestic | 0 | 0 | 0 | 112.7568 | 558.1575 | 0 | 546.1045 | 0 | 0
LV HH Metered | 0 | 0 | 0 | 0 | 0 | 0 | 67304.1865 | 332401.4143 | 329650
LV Sub HH Metered | 0 | 0 | 0 | 0 | 0 | 0 | 313634.3522 | 309795 | 0
HV HH Metered | 0 | 0 | 0 | 192914.5212 | 954946.3175 | 0 | 934325 | 0 | 0
HV Sub HH Metered | 0 | 0 | 0 | 0 | 0 | 0 | 0 | 0 | 0
NHH UMS | 0 | 0 | 0 | 0 | 0 | 0 | 0 | 0 | 0
LV UMS (Pseudo HH Metered) | 0 | 0 | 0 | 0 | 0 | 0 | 0 | 0 | 0
2606. Forecast chargeable aggregate maximum load (kW)
Cell summation =SUM(x1)
Data sources:
x1 = 2605. Contributions to aggregate maximum load by network level (kW)
| GSPs | 132kV | 132kV/EHV | EHV | EHV/HV | 132kV/HV | HV | HV/LV | LV circuits
Forecast chargeable aggregate maximum load (kW) | 0 | 0 | 0 | 193027.278 | 955504.475 | 0 | 1315809.6432 | 663664.1567 | 3158540.2719
2607. Forecast simultaneous load subject to standing charge factors (kW)
Cell-by-cell calculation =x1*x2
Data sources:
x1 = 2505. Contributions of users on each tariff to system simultaneous maximum load by network level (kW)
x2 = 2602. Standing charges factors adapted to use 132kV/HV
| GSPs | 132kV | 132kV/EHV | EHV | EHV/HV | 132kV/HV | HV | HV/LV | LV circuits
Domestic Unrestricted | 0 | 0 | 0 | 0 | 0 | 0 | 0 | 0 | 1085858.0913
Domestic Two Rate | 0 | 0 | 0 | 0 | 0 | 0 | 0 | 0 | 256870.4216
Domestic Off Peak (related MPAN) | 0 | 0 | 0 | 0 | 0 | 0 | 0 | 0 | 3919.3341
Small Non Domestic Unrestricted | 0 | 0 | 0 | 0 | 0 | 0 | 0 | 0 | 274431.5846
Small Non Domestic Two Rate | 0 | 0 | 0 | 0 | 0 | 0 | 0 | 0 | 91717.039
Small Non Domestic Off Peak (related MPAN) | 0 | 0 | 0 | 0 | 0 | 0 | 0 | 0 | 1476.7166
LV Medium Non-Domestic | 0 | 0 | 0 | 0 | 0 | 0 | 0 | 0 | 159262.1253
LV Sub Medium Non-Domestic | 0 | 0 | 0 | 0 | 0 | 0 | 0 | 17838.0615 | 0
HV Medium Non-Domestic | 0 | 0 | 0 | 89.9361 | 445.1927 | 0 | 435.5791 | 0 | 0
LV HH Metered | 0 | 0 | 0 | 0 | 0 | 0 | 23884.6269 | 117961.2175 | 116984.8071
LV Sub HH Metered | 0 | 0 | 0 | 0 | 0 | 0 | 116326.0489 | 114902.0446 | 0
HV HH Metered | 0 | 0 | 0 | 75645.1994 | 374451.3588 | 0 | 366365.375 | 0 | 0
HV Sub HH Metered | 0 | 0 | 0 | 0 | 0 | 0 | 0 | 0 | 0
NHH UMS | 0 | 0 | 0 | 0 | 0 | 0 | 0 | 0 | 0
LV UMS (Pseudo HH Metered) | 0 | 0 | 0 | 0 | 0 | 0 | 0 | 0 | 0
2608. Forecast simultaneous load replaced by standing charge (kW)
Cell summation =SUM(x1)
Data sources:
x1 = 2607. Forecast simultaneous load subject to standing charge factors (kW)
| GSPs | 132kV | 132kV/EHV | EHV | EHV/HV | 132kV/HV | HV | HV/LV | LV circuits
Forecast simultaneous load replaced by standing charge (kW) | 0 | 0 | 0 | 75735.1355 | 374896.5515 | 0 | 507011.63 | 250701.3236 | 1990520.1196
2609. Calculated LV diversity allowance
Cell-by-cell calculation =x1/x2-1
Data sources:
x1 = 2606. Forecast chargeable aggregate maximum load (kW)
x2 = 2608. Forecast simultaneous load replaced by standing charge (kW)
LV circuits
Calculated LV diversity allowance | 58.68%
2610. Network level mapping for diversity allowances
| GSPs | 132kV | 132kV/EHV | EHV | EHV/HV | 132kV/HV | HV | HV/LV | LV circuits
GSPs | 100% | 0% | 0% | 0% | 0% | 0% | 0% | 0% | 0%
132kV | 0% | 100% | 0% | 0% | 0% | 0% | 0% | 0% | 0%
132kV/EHV | 0% | 0% | 100% | 0% | 0% | 100% | 0% | 0% | 0%
EHV | 0% | 0% | 0% | 100% | 0% | 0% | 0% | 0% | 0%
EHV/HV | 0% | 0% | 0% | 0% | 100% | 0% | 0% | 0% | 0%
HV | 0% | 0% | 0% | 0% | 0% | 0% | 100% | 0% | 0%
HV/LV | 0% | 0% | 0% | 0% | 0% | 0% | 0% | 100% | 0%
LV circuits | 0% | 0% | 0% | 0% | 0% | 0% | 0% | 0% | 100%
2611. Diversity allowances including 132kV/HV
Sum-product calculation =SUMPRODUCT(x1, x2)
Data sources:
x1 = 2104. Diversity allowance between level exit and GSP Group (in Diversity calculations)
x2 = 2610. Network level mapping for diversity allowances
Diversity allowances including 132kV/HV
GSPs | 2.2%
132kV | 5.368%
132kV/EHV | 5.368%
EHV | 13.27%
EHV/HV | 13.27%
132kV/HV | 5.368%
HV | 55.18%
HV/LV | 55.18%
LV circuits | 0%
2612. Diversity allowances (including calculated LV value)
Combine tables = x1 or x2
Data sources:
x1 = 2609. Calculated LV diversity allowance
x2 = 2611. Diversity allowances including 132kV/HV
| GSPs | 132kV | 132kV/EHV | EHV | EHV/HV | 132kV/HV | HV | HV/LV | LV circuits
Diversity allowances (including calculated LV value) | 2.2% | 5.368% | 5.368% | 13.27% | 13.27% | 5.368% | 55.18% | 55.18% | 58.68%
2613. Forecast simultaneous maximum load (kW) adjusted for standing charges
Cell-by-cell calculation =x1-x2+x3/(1+x4)
Data sources:
x1 = 2506. Forecast system simultaneous maximum load (kW) from forecast units
x2 = 2608. Forecast simultaneous load replaced by standing charge (kW)
x3 = 2606. Forecast chargeable aggregate maximum load (kW)
x4 = 2612. Diversity allowances (including calculated LV value)
| GSPs | 132kV | 132kV/EHV | EHV | EHV/HV | 132kV/HV | HV | HV/LV | LV circuits
Forecast simultaneous maximum load (kW) adjusted for standing charges | 2706854.3768 | 2674305.3239 | 2662994.6984 | 2725350.2034 | 3073084.73 | 0 | 2911841.2649 | 2354211.2921 | 2028702.344

## Otex
CDCM model 100: Other expenditure |  | WPD South West |  | 2012/13 |  | model version 2441 April 2012 Price Change
2701. Operating expenditure coded by network level (£/year)
Combine tables = x1 or x2
Data sources:
x1 = 1055. Transmission exit charges (£/year)
x2 = Zero for levels other than transmission exit
| Transmission exit | Operating 132kV | Operating 132kV/EHV | Operating EHV | Operating EHV/HV | Operating 132kV/HV | Operating HV | Operating HV/LV | Operating LV circuits | Operating LV customer | Operating HV customer
Operating expenditure coded by network level (£/year) | 7351596 | 0 | 0 | 0 | 0 | 0 | 0 | 0 | 0 | 0 | 0
2702. Network model assets (£) scaled by load forecast
Cell-by-cell calculation =IF(x1,x2*x3/x1/1000,0)
Data sources:
x1 = 2108. GSP simultaneous maximum load assumed through each network level (MW)
x2 = 2613. Forecast simultaneous maximum load (kW) adjusted for standing charges
x3 = 1020. Gross asset cost by network level (£)
| Assets 132kV | Assets 132kV/EHV | Assets EHV | Assets EHV/HV | Assets 132kV/HV | Assets HV | Assets HV/LV | Assets LV circuits
Network model assets (£) scaled by load forecast | 573248737.1945 | 85381807.19 | 261626362.4699 | 238203463.7529 | 0 | 964336789.8335 | 308044815.1047 | 596910169.0567
2703. Annual consumption by tariff for unmetered users (MWh)
Copy cells = x1
Data sources:
x1 = 2407. All units (MWh)
Annual consumption by tariff for unmetered users (MWh)
NHH UMS | 24095.7886
LV UMS (Pseudo HH Metered) | 149565.2027
2704. Service model asset data
Data sources:
x1 = 2205. Service model assets by tariff (£)
x2 = 2305. MPANs (in Equivalent volume for each end user)
x3 = 2202. Asset £/(MWh/year) from LV service models
x4 = 2703. Annual consumption by tariff for unmetered users (MWh)
x5 = Service model assets (£) scaled by annual MWh (in Service model asset data)
x6 = Service model assets (£) scaled by user count (in Service model asset data)
x7 = Service model assets (£) scaled by annual MWh (in Service model asset data)
Kind: | Sum-product calculation |  | Sum-product calculation | Copy cells |  | Cell-by-cell calculation
Formula: | =SUMPRODUCT(x1, x2) |  | =SUMPRODUCT(x3, x4) | = x5 |  | =x6+x7
| Service model assets (£) scaled by user count |  |  | Service model assets (£) scaled by annual MWh |  | Service model assets (£)
| Assets LV customer | Assets HV customer | Service model assets (£) scaled by annual MWh | Assets LV customer | Assets HV customer | Assets LV customer | Assets HV customer
Service model asset data | 402264700.5819 | 9417561.196 | 45057455.6338 | 45057455.6338 |  | 447322156.2157 | 9417561.196
2705. Data for allocation of operating expenditure
Data sources:
x1 = 2702. Network model assets (£) scaled by load forecast
x2 = 2704. Service model assets (£) (in Service model asset data)
x3 = Model assets (£) scaled by demand forecast (in Data for allocation of operating expenditure)
Kind: | Combine tables | [10 empty] | Cell summation
Formula: | = x1 or x2 | [10 empty] | =SUM(x3)
Model assets (£) scaled by demand forecast
| GSPs | Assets 132kV | Assets 132kV/EHV | Assets EHV | Assets EHV/HV | Assets 132kV/HV | Assets HV | Assets HV/LV | Assets LV circuits | Assets LV customer | Assets HV customer | Denominator for allocation of operating expenditure
Data for allocation of operating expenditure |  | 573248737.1945 | 85381807.19 | 261626362.4699 | 238203463.7529 | 0 | 964336789.8335 | 308044815.1047 | 596910169.0567 | 447322156.2157 | 9417561.196 | 3484491862.014
2706. Amount of expenditure to be allocated according to asset values (£/year)
Cell-by-cell calculation =x1+x2+x3*x4
Data sources:
x1 = 1059. Direct cost (£/year) (in Other expenditure)
x2 = 1059. Network rates (£/year) (in Other expenditure)
x3 = 1059. Indirect cost (£/year) (in Other expenditure)
x4 = 1059. Indirect cost proportion (in Other expenditure)
Amount of expenditure to be allocated according to asset values (£/year)
Other expenditure | 88299251.6244
2707. Total operating expenditure by network level (£/year)
Cell-by-cell calculation =x1+x2/x3*x4
Data sources:
x1 = 2701. Operating expenditure coded by network level (£/year)
x2 = 2706. Amount of expenditure to be allocated according to asset values (£/year)
x3 = 2705. Denominator for allocation of operating expenditure (in Data for allocation of operating expenditure)
x4 = 2705. Model assets (£) scaled by demand forecast (in Data for allocation of operating expenditure)
| Transmission exit | Operating 132kV | Operating 132kV/EHV | Operating EHV | Operating EHV/HV | Operating 132kV/HV | Operating HV | Operating HV/LV | Operating LV circuits | Operating LV customer | Operating HV customer
Total operating expenditure by network level (£/year) | 7351596 | 14526489.5122 | 2163629.5838 | 6629779.2981 | 6036228.069 | 0 | 24436910.8117 | 7806052.566 | 15126085.3237 | 11335429.4379 | 238647.0219
2708. Operating expenditure percentage by network level
Cell-by-cell calculation =IF(x1="","",IF(x1>0,x2/x1,0))
Data sources:
x1 = 2705. Model assets (£) scaled by demand forecast (in Data for allocation of operating expenditure)
x2 = 2707. Total operating expenditure by network level (£/year)
| Transmission exit | Operating 132kV | Operating 132kV/EHV | Operating EHV | Operating EHV/HV | Operating 132kV/HV | Operating HV | Operating HV/LV | Operating LV circuits | Operating LV customer | Operating HV customer
Operating expenditure percentage by network level |  | 2.534% | 2.534% | 2.534% | 2.534% | 0% | 2.534% | 2.534% | 2.534% | 2.534% | 2.534%
2709. Unit operating expenditure based on simultaneous maximum load (£/kW/year)
Cell-by-cell calculation =IF(x1>0,x2/x1,0)
Data sources:
x1 = 2613. Forecast simultaneous maximum load (kW) adjusted for standing charges
x2 = 2707. Total operating expenditure by network level (£/year)
| Transmission exit | Operating 132kV | Operating 132kV/EHV | Operating EHV | Operating EHV/HV | Operating 132kV/HV | Operating HV | Operating HV/LV | Operating LV circuits
Unit operating expenditure based on simultaneous maximum load (£/kW/year) | 2.7159 | 5.4319 | 0.81248 | 2.4326 | 1.9642 | 0 | 8.3923 | 3.3158 | 7.456
2710. Operating expenditure for customer assets p/MPAN/day
Data sources:
x1 = 1010. Days in the charging period (in Financial and general assumptions)
x2 = 2708. Operating expenditure percentage by network level
x3 = 2205. Service model assets by tariff (£)
x4 = Operating expenditure p/MPAN/day by level (in Operating expenditure for customer assets p/MPAN/day)
Kind: | Cell-by-cell calculation |  | Cell summation
Formula: | =100/x1*x2*x3 |  | =SUM(x4)
Operating expenditure p/MPAN/day by level
| Operating LV customer | Operating HV customer | Operating expenditure for customer assets p/MPAN/day total
Domestic Unrestricted | 1.5806 | 0 | 1.5806
Domestic Two Rate | 1.5806 | 0 | 1.5806
Domestic Off Peak (related MPAN) | 0 | 0 | 0
Small Non Domestic Unrestricted | 3.7731 | 0 | 3.7731
Small Non Domestic Two Rate | 3.7731 | 0 | 3.7731
Small Non Domestic Off Peak (related MPAN) | 0 | 0 | 0
LV Medium Non-Domestic | 4.2973 | 0 | 4.2973
LV Sub Medium Non-Domestic | 3.2762 | 0 | 3.2762
HV Medium Non-Domestic | 0 | 67.9698 | 67.9698
LV HH Metered | 8.4336 | 0 | 8.4336
LV Sub HH Metered | 6.0944 | 0 | 6.0944
HV HH Metered | 0 | 67.9698 | 67.9698
HV Sub HH Metered | 0 | 67.9698 | 67.9698
NHH UMS | 0 | 0 | 0
LV UMS (Pseudo HH Metered) | 0 | 0 | 0
LV Generation NHH | 0 | 0 | 0
LV Sub Generation NHH | 0 | 0 | 0
LV Generation Intermittent | 0 | 0 | 0
LV Generation Non-Intermittent | 0 | 0 | 0
LV Sub Generation Intermittent | 0 | 0 | 0
LV Sub Generation Non-Intermittent | 0 | 0 | 0
HV Generation Intermittent | 0 | 29.2146 | 29.2146
HV Generation Non-Intermittent | 0 | 29.2146 | 29.2146
HV Sub Generation Non-Intermittent | 0 | 29.2146 | 29.2146
HV Sub Generation Intermittent | 0 | 29.2146 | 29.2146
2711. Operating expenditure for unmetered customer assets (p/kWh)
Cell-by-cell calculation =0.1*x1*x2
Data sources:
x1 = 2708. Operating expenditure percentage by network level
x2 = 2202. Asset £/(MWh/year) from LV service models
Operating LV customer
NHH UMS | 0.65748
LV UMS (Pseudo HH Metered) | 0.65748

## Contrib
CDCM model 100: Customer contributions |  | WPD South West |  | 2012/13 |  | model version 2441 April 2012 Price Change
This sheet calculates factors used to take account of the costs deemed to be covered by connection charges.
2801. Network level of supply (for customer contributions) by tariff
| LV network | LV substation | HV network | HV substation
Domestic Unrestricted | 100% | 0% | 0% | 0%
Domestic Two Rate | 100% | 0% | 0% | 0%
Domestic Off Peak (related MPAN) | 100% | 0% | 0% | 0%
Small Non Domestic Unrestricted | 100% | 0% | 0% | 0%
Small Non Domestic Two Rate | 100% | 0% | 0% | 0%
Small Non Domestic Off Peak (related MPAN) | 100% | 0% | 0% | 0%
LV Medium Non-Domestic | 100% | 0% | 0% | 0%
LV Sub Medium Non-Domestic | 0% | 100% | 0% | 0%
HV Medium Non-Domestic | 0% | 0% | 100% | 0%
LV HH Metered | 100% | 0% | 0% | 0%
LV Sub HH Metered | 0% | 100% | 0% | 0%
HV HH Metered | 0% | 0% | 100% | 0%
HV Sub HH Metered | 0% | 0% | 0% | 100%
NHH UMS | 100% | 0% | 0% | 0%
LV UMS (Pseudo HH Metered) | 100% | 0% | 0% | 0%
LV Generation NHH | 100% | 0% | 0% | 0%
LV Sub Generation NHH | 0% | 100% | 0% | 0%
LV Generation Intermittent | 100% | 0% | 0% | 0%
LV Generation Non-Intermittent | 100% | 0% | 0% | 0%
LV Sub Generation Intermittent | 0% | 100% | 0% | 0%
LV Sub Generation Non-Intermittent | 0% | 100% | 0% | 0%
HV Generation Intermittent | 0% | 0% | 100% | 0%
HV Generation Non-Intermittent | 0% | 0% | 100% | 0%
HV Sub Generation Non-Intermittent | 0% | 0% | 0% | 100%
HV Sub Generation Intermittent | 0% | 0% | 0% | 100%
2802. Contribution proportion by customer type and network level of assets (proportion of assets annuities deemed to be covered by customer contributions)
Cell-by-cell calculation =x1*(1-x2)
Data sources:
x1 = 1060. Customer contributions under current connection charging policy
x2 = 1010. Annuity proportion for customer-contributed assets (in Financial and general assumptions)
| LV network | LV substation | HV network | HV substation
Assets 132kV | 0% | 0% | 0% | 0%
Assets 132kV/EHV | 0% | 0% | 67% | 67%
Assets EHV | 0% | 0% | 67% | 67%
Assets EHV/HV | 81% | 81% | 100% | 100%
Assets 132kV/HV | 0% | 0% | 0% | 0%
Assets HV | 81% | 81% | 100% | 0%
Assets HV/LV | 95% | 95% | 0% | 0%
Assets LV circuits | 95% | 0% | 0% | 0%
2803. Contribution proportion by tariff and network level (proportion of assets annuities deemed to be covered by customer contributions)
Sum-product calculation =SUMPRODUCT(x1, x2)
Data sources:
x1 = 2801. Network level of supply (for customer contributions) by tariff
x2 = 2802. Contribution proportion by customer type and network level of assets (proportion of assets annuities deemed to be covered by customer contributions)
| Assets 132kV | Assets 132kV/EHV | Assets EHV | Assets EHV/HV | Assets 132kV/HV | Assets HV | Assets HV/LV | Assets LV circuits
Domestic Unrestricted | 0% | 0% | 0% | 81% | 0% | 81% | 95% | 95%
Domestic Two Rate | 0% | 0% | 0% | 81% | 0% | 81% | 95% | 95%
Domestic Off Peak (related MPAN) | 0% | 0% | 0% | 81% | 0% | 81% | 95% | 95%
Small Non Domestic Unrestricted | 0% | 0% | 0% | 81% | 0% | 81% | 95% | 95%
Small Non Domestic Two Rate | 0% | 0% | 0% | 81% | 0% | 81% | 95% | 95%
Small Non Domestic Off Peak (related MPAN) | 0% | 0% | 0% | 81% | 0% | 81% | 95% | 95%
LV Medium Non-Domestic | 0% | 0% | 0% | 81% | 0% | 81% | 95% | 95%
LV Sub Medium Non-Domestic | 0% | 0% | 0% | 81% | 0% | 81% | 95% | 0%
HV Medium Non-Domestic | 0% | 67% | 67% | 100% | 0% | 100% | 0% | 0%
LV HH Metered | 0% | 0% | 0% | 81% | 0% | 81% | 95% | 95%
LV Sub HH Metered | 0% | 0% | 0% | 81% | 0% | 81% | 95% | 0%
HV HH Metered | 0% | 67% | 67% | 100% | 0% | 100% | 0% | 0%
HV Sub HH Metered | 0% | 67% | 67% | 100% | 0% | 0% | 0% | 0%
NHH UMS | 0% | 0% | 0% | 81% | 0% | 81% | 95% | 95%
LV UMS (Pseudo HH Metered) | 0% | 0% | 0% | 81% | 0% | 81% | 95% | 95%
LV Generation NHH | 0% | 0% | 0% | 81% | 0% | 81% | 95% | 95%
LV Sub Generation NHH | 0% | 0% | 0% | 81% | 0% | 81% | 95% | 0%
LV Generation Intermittent | 0% | 0% | 0% | 81% | 0% | 81% | 95% | 95%
LV Generation Non-Intermittent | 0% | 0% | 0% | 81% | 0% | 81% | 95% | 95%
LV Sub Generation Intermittent | 0% | 0% | 0% | 81% | 0% | 81% | 95% | 0%
LV Sub Generation Non-Intermittent | 0% | 0% | 0% | 81% | 0% | 81% | 95% | 0%
HV Generation Intermittent | 0% | 67% | 67% | 100% | 0% | 100% | 0% | 0%
HV Generation Non-Intermittent | 0% | 67% | 67% | 100% | 0% | 100% | 0% | 0%
HV Sub Generation Non-Intermittent | 0% | 67% | 67% | 100% | 0% | 0% | 0% | 0%
HV Sub Generation Intermittent | 0% | 67% | 67% | 100% | 0% | 0% | 0% | 0%
2804. Proportion of annual charge covered by contributions (for all charging levels)
Combine tables = x1 or x2 or x3
Data sources:
x1 = Zero for operating expenditure
x2 = Zero for GSPs level
x3 = 2803. Contribution proportion by tariff and network level (proportion of assets annuities deemed to be covered by customer contributions)
| GSPs | Assets 132kV | Assets 132kV/EHV | Assets EHV | Assets EHV/HV | Assets 132kV/HV | Assets HV | Assets HV/LV | Assets LV circuits | Transmission exit | Operating 132kV | Operating 132kV/EHV | Operating EHV | Operating EHV/HV | Operating 132kV/HV | Operating HV | Operating HV/LV | Operating LV circuits
Domestic Unrestricted | 0% | 0% | 0% | 0% | 81% | 0% | 81% | 95% | 95% | 0% | 0% | 0% | 0% | 0% | 0% | 0% | 0% | 0%
Domestic Two Rate | 0% | 0% | 0% | 0% | 81% | 0% | 81% | 95% | 95% | 0% | 0% | 0% | 0% | 0% | 0% | 0% | 0% | 0%
Domestic Off Peak (related MPAN) | 0% | 0% | 0% | 0% | 81% | 0% | 81% | 95% | 95% | 0% | 0% | 0% | 0% | 0% | 0% | 0% | 0% | 0%
Small Non Domestic Unrestricted | 0% | 0% | 0% | 0% | 81% | 0% | 81% | 95% | 95% | 0% | 0% | 0% | 0% | 0% | 0% | 0% | 0% | 0%
Small Non Domestic Two Rate | 0% | 0% | 0% | 0% | 81% | 0% | 81% | 95% | 95% | 0% | 0% | 0% | 0% | 0% | 0% | 0% | 0% | 0%
Small Non Domestic Off Peak (related MPAN) | 0% | 0% | 0% | 0% | 81% | 0% | 81% | 95% | 95% | 0% | 0% | 0% | 0% | 0% | 0% | 0% | 0% | 0%
LV Medium Non-Domestic | 0% | 0% | 0% | 0% | 81% | 0% | 81% | 95% | 95% | 0% | 0% | 0% | 0% | 0% | 0% | 0% | 0% | 0%
LV Sub Medium Non-Domestic | 0% | 0% | 0% | 0% | 81% | 0% | 81% | 95% | 0% | 0% | 0% | 0% | 0% | 0% | 0% | 0% | 0% | 0%
HV Medium Non-Domestic | 0% | 0% | 67% | 67% | 100% | 0% | 100% | 0% | 0% | 0% | 0% | 0% | 0% | 0% | 0% | 0% | 0% | 0%
LV HH Metered | 0% | 0% | 0% | 0% | 81% | 0% | 81% | 95% | 95% | 0% | 0% | 0% | 0% | 0% | 0% | 0% | 0% | 0%
LV Sub HH Metered | 0% | 0% | 0% | 0% | 81% | 0% | 81% | 95% | 0% | 0% | 0% | 0% | 0% | 0% | 0% | 0% | 0% | 0%
HV HH Metered | 0% | 0% | 67% | 67% | 100% | 0% | 100% | 0% | 0% | 0% | 0% | 0% | 0% | 0% | 0% | 0% | 0% | 0%
HV Sub HH Metered | 0% | 0% | 67% | 67% | 100% | 0% | 0% | 0% | 0% | 0% | 0% | 0% | 0% | 0% | 0% | 0% | 0% | 0%
NHH UMS | 0% | 0% | 0% | 0% | 81% | 0% | 81% | 95% | 95% | 0% | 0% | 0% | 0% | 0% | 0% | 0% | 0% | 0%
LV UMS (Pseudo HH Metered) | 0% | 0% | 0% | 0% | 81% | 0% | 81% | 95% | 95% | 0% | 0% | 0% | 0% | 0% | 0% | 0% | 0% | 0%
LV Generation NHH | 0% | 0% | 0% | 0% | 81% | 0% | 81% | 95% | 95% | 0% | 0% | 0% | 0% | 0% | 0% | 0% | 0% | 0%
LV Sub Generation NHH | 0% | 0% | 0% | 0% | 81% | 0% | 81% | 95% | 0% | 0% | 0% | 0% | 0% | 0% | 0% | 0% | 0% | 0%
LV Generation Intermittent | 0% | 0% | 0% | 0% | 81% | 0% | 81% | 95% | 95% | 0% | 0% | 0% | 0% | 0% | 0% | 0% | 0% | 0%
LV Generation Non-Intermittent | 0% | 0% | 0% | 0% | 81% | 0% | 81% | 95% | 95% | 0% | 0% | 0% | 0% | 0% | 0% | 0% | 0% | 0%
LV Sub Generation Intermittent | 0% | 0% | 0% | 0% | 81% | 0% | 81% | 95% | 0% | 0% | 0% | 0% | 0% | 0% | 0% | 0% | 0% | 0%
LV Sub Generation Non-Intermittent | 0% | 0% | 0% | 0% | 81% | 0% | 81% | 95% | 0% | 0% | 0% | 0% | 0% | 0% | 0% | 0% | 0% | 0%
HV Generation Intermittent | 0% | 0% | 67% | 67% | 100% | 0% | 100% | 0% | 0% | 0% | 0% | 0% | 0% | 0% | 0% | 0% | 0% | 0%
HV Generation Non-Intermittent | 0% | 0% | 67% | 67% | 100% | 0% | 100% | 0% | 0% | 0% | 0% | 0% | 0% | 0% | 0% | 0% | 0% | 0%
HV Sub Generation Non-Intermittent | 0% | 0% | 67% | 67% | 100% | 0% | 0% | 0% | 0% | 0% | 0% | 0% | 0% | 0% | 0% | 0% | 0% | 0%
HV Sub Generation Intermittent | 0% | 0% | 67% | 67% | 100% | 0% | 0% | 0% | 0% | 0% | 0% | 0% | 0% | 0% | 0% | 0% | 0% | 0%

## Yard
CDCM model 100: Yardsticks |  | WPD South West |  | 2012/13 |  | model version 2441 April 2012 Price Change
This sheet calculates average p/kWh and p/kW/day charges that would apply if no costs were recovered through capacity or fixed charges.
2901. Unit cost at each level, £/kW/year (relative to system simultaneous maximum load)
Combine tables = x1 or x2
Data sources:
x1 = 2109. Network model annuity by simultaneous maximum load for each network level (£/kW/year)
x2 = 2709. Unit operating expenditure based on simultaneous maximum load (£/kW/year)
| GSPs | Assets 132kV | Assets 132kV/EHV | Assets EHV | Assets EHV/HV | Assets 132kV/HV | Assets HV | Assets HV/LV | Assets LV circuits | Transmission exit | Operating 132kV | Operating 132kV/EHV | Operating EHV | Operating EHV/HV | Operating 132kV/HV | Operating HV | Operating HV/LV | Operating LV circuits
Unit cost at each level, £/kW/year (relative to system simultaneous maximum load) |  | 13.5345 | 2.0244 | 6.0614 | 4.8942 | 0 | 20.9109 | 8.2619 | 18.5781 | 2.7159 | 5.4319 | 0.81248 | 2.4326 | 1.9642 | 0 | 8.3923 | 3.3158 | 7.456
2902. Pay-as-you-go yardstick unit costs by charging level (p/kWh)
Cell-by-cell calculation =x1*x2*x3*(1-x4)/(24*x5)*100
Data sources:
x1 = 2901. Unit cost at each level, £/kW/year (relative to system simultaneous maximum load)
x2 = 2302. Load coefficient
x3 = 2012. Loss adjustment factors between end user meter reading and each network level, scaled by network use
x4 = 2804. Proportion of annual charge covered by contributions (for all charging levels)
x5 = 1010. Days in the charging period (in Financial and general assumptions)
| GSPs | Assets 132kV | Assets 132kV/EHV | Assets EHV | Assets EHV/HV | Assets 132kV/HV | Assets HV | Assets HV/LV | Assets LV circuits | Transmission exit | Operating 132kV | Operating 132kV/EHV | Operating EHV | Operating EHV/HV | Operating 132kV/HV | Operating HV | Operating HV/LV | Operating LV circuits
Domestic Unrestricted | 0 | 0.36434 | 0.054266 | 0.16011 | 0.024319 | 0 | 0.10166 | 0.010441 | 0.023283 | 0.074017 | 0.14622 | 0.021779 | 0.06426 | 0.051368 | 0 | 0.21474 | 0.083803 | 0.18688
Domestic Two Rate | 0 | 0.23063 | 0.034351 | 0.10135 | 0.015394 | 0 | 0.064351 | 0.006609 | 0.014738 | 0.046853 | 0.092559 | 0.013786 | 0.040677 | 0.032517 | 0 | 0.13593 | 0.053048 | 0.1183
Domestic Off Peak (related MPAN) | 0 | 0 | 0 | 0 | 0 | 0 | 0 | 0 | 0 | 0 | 0 | 0 | 0 | 0 | 0 | 0 | 0 | 0
Small Non Domestic Unrestricted | 0 | 0.33226 | 0.049488 | 0.14602 | 0.022178 | 0 | 0.09271 | 0.0095214 | 0.021233 | 0.0675 | 0.13335 | 0.019861 | 0.058602 | 0.046846 | 0 | 0.19583 | 0.076425 | 0.17043
Small Non Domestic Two Rate | 0 | 0.23306 | 0.034713 | 0.10242 | 0.015556 | 0 | 0.06503 | 0.0066786 | 0.014894 | 0.047347 | 0.093535 | 0.013932 | 0.041106 | 0.032859 | 0 | 0.13736 | 0.053607 | 0.11955
Small Non Domestic Off Peak (related MPAN) | 0 | 0 | 0 | 0 | 0 | 0 | 0 | 0 | 0 | 0 | 0 | 0 | 0 | 0 | 0 | 0 | 0 | 0
LV Medium Non-Domestic | 0 | 0.24483 | 0.036465 | 0.10759 | 0.016342 | 0 | 0.068313 | 0.0070158 | 0.015645 | 0.049737 | 0.098257 | 0.014635 | 0.043181 | 0.034518 | 0 | 0.1443 | 0.056314 | 0.12558
LV Sub Medium Non-Domestic | 0 | 0.23179 | 0.034524 | 0.10186 | 0.015472 | 0 | 0.064676 | 0.0066423 | 0 | 0.047089 | 0.093026 | 0.013856 | 0.040882 | 0.03268 | 0 | 0.13661 | 0.053315 | 0
HV Medium Non-Domestic | 0 | 0.28567 | 0.014041 | 0.041429 | 0 | 0 | 0 | 0 | 0 | 0.058035 | 0.11465 | 0.017076 | 0.050385 | 0.040277 | 0 | 0.16837 | 0 | 0
LV HH Metered | 0 | 0.23544 | 0.035067 | 0.10347 | 0.015715 | 0 | 0.065694 | 0.0067468 | 0.015046 | 0.047831 | 0.09449 | 0.014074 | 0.041525 | 0.033195 | 0 | 0.13876 | 0.054155 | 0.12077
LV Sub HH Metered | 0 | 0.21361 | 0.031816 | 0.093876 | 0.014258 | 0 | 0.059604 | 0.0061214 | 0 | 0.043396 | 0.08573 | 0.012769 | 0.037676 | 0.030118 | 0 | 0.1259 | 0.049134 | 0
HV HH Metered | 0 | 0.18394 | 0.0090407 | 0.026675 | 0 | 0 | 0 | 0 | 0 | 0.037367 | 0.07382 | 0.010995 | 0.032441 | 0.025933 | 0 | 0.10841 | 0 | 0
HV Sub HH Metered | 0 | 0.16315 | 0.0080188 | 0.02366 | 0 | 0 | 0 | 0 | 0 | 0.033144 | 0.065476 | 0.0097522 | 0.028775 | 0.023002 | 0 | 0 | 0 | 0
NHH UMS | 0 | 0.31423 | 0.046802 | 0.13809 | 0.020974 | 0 | 0.087677 | 0.0090046 | 0.020081 | 0.063837 | 0.12611 | 0.018783 | 0.055421 | 0.044303 | 0 | 0.1852 | 0.072277 | 0.16118
LV UMS (Pseudo HH Metered) | 0 | 0.31423 | 0.046802 | 0.13809 | 0.020974 | 0 | 0.087677 | 0.0090046 | 0.020081 | 0.063837 | 0.12611 | 0.018783 | 0.055421 | 0.044303 | 0 | 0.1852 | 0.072277 | 0.16118
LV Generation NHH | 0 | -0.16593 | -0.024715 | -0.072923 | -0.011076 | 0 | -0.0463 | -0.004755 | 0 | -0.03371 | -0.066595 | -0.0099189 | -0.029266 | -0.023395 | 0 | -0.097799 | -0.038167 | 0
LV Sub Generation NHH | 0 | -0.16456 | -0.02451 | -0.072319 | -0.010984 | 0 | -0.045917 | 0 | 0 | -0.033431 | -0.066044 | -0.0098368 | -0.029024 | -0.023202 | 0 | -0.096989 | 0 | 0
LV Generation Intermittent | 0 | -0.16593 | -0.024715 | -0.072923 | -0.011076 | 0 | -0.0463 | -0.004755 | 0 | -0.03371 | -0.066595 | -0.0099189 | -0.029266 | -0.023395 | 0 | -0.097799 | -0.038167 | 0
LV Generation Non-Intermittent | 0 | -0.16593 | -0.024715 | -0.072923 | -0.011076 | 0 | -0.0463 | -0.004755 | 0 | -0.03371 | -0.066595 | -0.0099189 | -0.029266 | -0.023395 | 0 | -0.097799 | -0.038167 | 0
LV Sub Generation Intermittent | 0 | -0.16456 | -0.02451 | -0.072319 | -0.010984 | 0 | -0.045917 | 0 | 0 | -0.033431 | -0.066044 | -0.0098368 | -0.029024 | -0.023202 | 0 | -0.096989 | 0 | 0
LV Sub Generation Non-Intermittent | 0 | -0.16456 | -0.02451 | -0.072319 | -0.010984 | 0 | -0.045917 | 0 | 0 | -0.033431 | -0.066044 | -0.0098368 | -0.029024 | -0.023202 | 0 | -0.096989 | 0 | 0
HV Generation Intermittent | 0 | -0.16255 | -0.0079894 | -0.023573 | 0 | 0 | 0 | 0 | 0 | -0.033022 | -0.065235 | -0.0097164 | -0.028669 | -0.022918 | 0 | 0 | 0 | 0
HV Generation Non-Intermittent | 0 | -0.16255 | -0.0079894 | -0.023573 | 0 | 0 | 0 | 0 | 0 | -0.033022 | -0.065235 | -0.0097164 | -0.028669 | -0.022918 | 0 | 0 | 0 | 0
HV Sub Generation Non-Intermittent | 0 | -0.15904 | -0.0078169 | -0.023064 | 0 | 0 | 0 | 0 | 0 | -0.032309 | -0.063827 | -0.0095066 | -0.02805 | 0 | 0 | 0 | 0 | 0
HV Sub Generation Intermittent | 0 | -0.15904 | -0.0078169 | -0.023064 | 0 | 0 | 0 | 0 | 0 | -0.032309 | -0.063827 | -0.0095066 | -0.02805 | 0 | 0 | 0 | 0 | 0
2903. Pay-as-you-go unit rate 1 p/kWh
Data sources:
x1 = 2414. Unit rate 1 pseudo load coefficient by network level
x2 = 2901. Unit cost at each level, £/kW/year (relative to system simultaneous maximum load)
x3 = 2012. Loss adjustment factors between end user meter reading and each network level, scaled by network use
x4 = 2804. Proportion of annual charge covered by contributions (for all charging levels)
x5 = 1010. Days in the charging period (in Financial and general assumptions)
x6 = Contributions to pay-as-you-go unit rate 1 (p/kWh) (in Pay-as-you-go unit rate 1 p/kWh)
Kind: | Cell-by-cell calculation | [17 empty] | Cell summation
Formula: | =x1*x2*x3*(1-x4)*100/(24*x5) | [17 empty] | =SUM(x6)
Contributions to pay-as-you-go unit rate 1 (p/kWh)
| GSPs | Assets 132kV | Assets 132kV/EHV | Assets EHV | Assets EHV/HV | Assets 132kV/HV | Assets HV | Assets HV/LV | Assets LV circuits | Transmission exit | Operating 132kV | Operating 132kV/EHV | Operating EHV | Operating EHV/HV | Operating 132kV/HV | Operating HV | Operating HV/LV | Operating LV circuits | Pay-as-you-go unit rate 1 (p/kWh)
Domestic Two Rate | 0 | 0.4406 | 0.065625 | 0.17347 | 0.026348 | 0 | 0.11014 | 0.011312 | 0.025225 | 0.098454 | 0.17683 | 0.026337 | 0.069621 | 0.055654 | 0 | 0.23265 | 0.090795 | 0.20248 | 1.8055
Domestic Off Peak (related MPAN) | 0 | 0.040827 | 0.006081 | 0.028383 | 0.0043109 | 0 | 0.018021 | 0.0018508 | 0.0041273 | 0.0018024 | 0.016385 | 0.0024405 | 0.011391 | 0.0091059 | 0 | 0.038065 | 0.014856 | 0.033128 | 0.23078
Small Non Domestic Two Rate | 0 | 0.33163 | 0.049394 | 0.14739 | 0.022386 | 0 | 0.093579 | 0.0096106 | 0.021432 | 0.072045 | 0.13309 | 0.019824 | 0.059151 | 0.047285 | 0 | 0.19767 | 0.077142 | 0.17203 | 1.4537
Small Non Domestic Off Peak (related MPAN) | 0 | 0.040485 | 0.00603 | 0.029522 | 0.0044839 | 0 | 0.018744 | 0.001925 | 0.0042929 | 0.0018547 | 0.016248 | 0.00242 | 0.011848 | 0.0094714 | 0 | 0.039593 | 0.015452 | 0.034458 | 0.23683
LV Medium Non-Domestic | 0 | 0.2925 | 0.043566 | 0.13034 | 0.019797 | 0 | 0.082757 | 0.0084993 | 0.018954 | 0.062168 | 0.11739 | 0.017484 | 0.052311 | 0.041817 | 0 | 0.17481 | 0.068221 | 0.15214 | 1.2827
LV Sub Medium Non-Domestic | 0 | 0.28411 | 0.042317 | 0.12714 | 0.01931 | 0 | 0.080722 | 0.0082902 | 0 | 0.060392 | 0.11402 | 0.016983 | 0.051025 | 0.040789 | 0 | 0.17051 | 0.066543 | 0 | 1.0822
HV Medium Non-Domestic | 0 | 0.35217 | 0.01731 | 0.052242 | 0 | 0 | 0 | 0 | 0 | 0.074407 | 0.14134 | 0.021051 | 0.063535 | 0.050789 | 0 | 0.21231 | 0 | 0 | 0.98515
LV HH Metered | 0 | 2.7899 | 0.41554 | 0.82255 | 0.12493 | 0 | 0.52225 | 0.053636 | 0.11961 | 0.6805 | 1.1197 | 0.16677 | 0.33012 | 0.26389 | 0 | 1.1031 | 0.43052 | 0.96007 | 9.9031
LV Sub HH Metered | 0 | 2.6844 | 0.39982 | 0.79143 | 0.12021 | 0 | 0.50249 | 0.051607 | 0 | 0.65475 | 1.0773 | 0.16046 | 0.31763 | 0.25391 | 0 | 1.0614 | 0.41423 | 0 | 8.4897
HV HH Metered | 0 | 2.375 | 0.11674 | 0.23107 | 0 | 0 | 0 | 0 | 0 | 0.5793 | 0.95318 | 0.14197 | 0.28102 | 0.22465 | 0 | 0.93909 | 0 | 0 | 5.8421
HV Sub HH Metered | 0 | 2.2315 | 0.10968 | 0.21711 | 0 | 0 | 0 | 0 | 0 | 0.54428 | 0.89556 | 0.13339 | 0.26404 | 0.21107 | 0 | 0 | 0 | 0 | 4.6066
LV UMS (Pseudo HH Metered) | 0 | 5.6204 | 0.83712 | 1.657 | 0.25168 | 0 | 1.0521 | 0.10805 | 0.24096 | 1.3709 | 2.2556 | 0.33596 | 0.66503 | 0.53161 | 0 | 2.2223 | 0.86729 | 1.9341 | 19.9501
LV Generation Non-Intermittent | 0 | -2.3282 | -0.34678 | -0.68643 | -0.10426 | 0 | -0.43583 | -0.04476 | 0 | -0.56789 | -0.93441 | -0.13917 | -0.27549 | -0.22022 | 0 | -0.9206 | -0.35927 | 0 | -7.3633
LV Sub Generation Non-Intermittent | 0 | -2.309 | -0.34391 | -0.68075 | -0.10339 | 0 | -0.43222 | 0 | 0 | -0.56319 | -0.92667 | -0.13802 | -0.27321 | -0.2184 | 0 | -0.91298 | 0 | 0 | -6.9017
HV Generation Non-Intermittent | 0 | -2.2807 | -0.1121 | -0.2219 | 0 | 0 | 0 | 0 | 0 | -0.55629 | -0.91533 | -0.13633 | -0.26986 | -0.21573 | 0 | 0 | 0 | 0 | -4.7082
HV Sub Generation Non-Intermittent | 0 | -2.2315 | -0.10968 | -0.21711 | 0 | 0 | 0 | 0 | 0 | -0.54428 | -0.89556 | -0.13339 | -0.26404 | 0 | 0 | 0 | 0 | 0 | -4.3955
2904. Pay-as-you-go unit rate 2 p/kWh
Data sources:
x1 = 2415. Unit rate 2 pseudo load coefficient by network level
x2 = 2901. Unit cost at each level, £/kW/year (relative to system simultaneous maximum load)
x3 = 2012. Loss adjustment factors between end user meter reading and each network level, scaled by network use
x4 = 2804. Proportion of annual charge covered by contributions (for all charging levels)
x5 = 1010. Days in the charging period (in Financial and general assumptions)
x6 = Contributions to pay-as-you-go unit rate 2 (p/kWh) (in Pay-as-you-go unit rate 2 p/kWh)
Kind: | Cell-by-cell calculation | [17 empty] | Cell summation
Formula: | =x1*x2*x3*(1-x4)*100/(24*x5) | [17 empty] | =SUM(x6)
Contributions to pay-as-you-go unit rate 2 (p/kWh)
| GSPs | Assets 132kV | Assets 132kV/EHV | Assets EHV | Assets EHV/HV | Assets 132kV/HV | Assets HV | Assets HV/LV | Assets LV circuits | Transmission exit | Operating 132kV | Operating 132kV/EHV | Operating EHV | Operating EHV/HV | Operating 132kV/HV | Operating HV | Operating HV/LV | Operating LV circuits | Pay-as-you-go unit rate 2 (p/kWh)
Domestic Two Rate | 0 | 0.054724 | 0.0081508 | 0.035753 | 0.0054303 | 0 | 0.0227 | 0.0023313 | 0.005199 | 0 | 0.021963 | 0.0032712 | 0.014349 | 0.01147 | 0 | 0.047949 | 0.018713 | 0.041731 | 0.29374
Small Non Domestic Two Rate | 0 | 0.054985 | 0.0081896 | 0.035454 | 0.0053849 | 0 | 0.022511 | 0.0023119 | 0.0051555 | 0 | 0.022067 | 0.0032868 | 0.014229 | 0.011375 | 0 | 0.047549 | 0.018557 | 0.041382 | 0.29244
LV Medium Non-Domestic | 0 | 0.053861 | 0.0080223 | 0.033599 | 0.0051031 | 0 | 0.021332 | 0.0021909 | 0.0048857 | 0 | 0.021616 | 0.0032196 | 0.013484 | 0.010779 | 0 | 0.04506 | 0.017585 | 0.039216 | 0.27996
LV Sub Medium Non-Domestic | 0 | 0.052489 | 0.0078179 | 0.032783 | 0.0049792 | 0 | 0.020814 | 0.0021377 | 0 | 0 | 0.021066 | 0.0031376 | 0.013157 | 0.010517 | 0 | 0.043966 | 0.017158 | 0 | 0.23002
HV Medium Non-Domestic | 0 | 0.066946 | 0.0032905 | 0.013779 | 0 | 0 | 0 | 0 | 0 | 0 | 0.026868 | 0.0040018 | 0.016758 | 0.013396 | 0 | 0.056 | 0 | 0 | 0.20104
LV HH Metered | 0 | 0.024996 | 0.0037231 | 0.061097 | 0.0092796 | 0 | 0.038791 | 0.0039839 | 0.0088843 | 0 | 0.010032 | 0.0014942 | 0.02452 | 0.019601 | 0 | 0.081939 | 0.031978 | 0.071311 | 0.39163
LV Sub HH Metered | 0 | 0.024051 | 0.0035822 | 0.058785 | 0.0089285 | 0 | 0.037324 | 0.0038332 | 0 | 0 | 0.0096524 | 0.0014377 | 0.023593 | 0.01886 | 0 | 0.078839 | 0.030768 | 0 | 0.29965
HV HH Metered | 0 | 0.021279 | 0.0010459 | 0.017164 | 0 | 0 | 0 | 0 | 0 | 0 | 0.0085401 | 0.001272 | 0.020874 | 0.016686 | 0 | 0.069753 | 0 | 0 | 0.15661
HV Sub HH Metered | 0 | 0.019993 | 0.00098268 | 0.016126 | 0 | 0 | 0 | 0 | 0 | 0 | 0.0080238 | 0.0011951 | 0.019612 | 0.015678 | 0 | 0 | 0 | 0 | 0.08161
LV UMS (Pseudo HH Metered) | 0 | 0.050356 | 0.0075002 | 0.12308 | 0.018694 | 0 | 0.078146 | 0.0080257 | 0.017898 | 0 | 0.02021 | 0.0030101 | 0.049396 | 0.039487 | 0 | 0.16507 | 0.06442 | 0.14366 | 0.78895
LV Generation Non-Intermittent | 0 | -0.02086 | -0.003107 | -0.050986 | -0.007744 | 0 | -0.032372 | -0.0033247 | 0 | 0 | -0.0083719 | -0.0012469 | -0.020463 | -0.016358 | 0 | -0.068379 | -0.026686 | 0 | -0.2599
LV Sub Generation Non-Intermittent | 0 | -0.020687 | -0.0030813 | -0.050564 | -0.0076799 | 0 | -0.032104 | 0 | 0 | 0 | -0.0083026 | -0.0012366 | -0.020293 | -0.016222 | 0 | -0.067813 | 0 | 0 | -0.22799
HV Generation Non-Intermittent | 0 | -0.020434 | -0.0010044 | -0.016482 | 0 | 0 | 0 | 0 | 0 | 0 | -0.0082009 | -0.0012215 | -0.020045 | -0.016024 | 0 | 0 | 0 | 0 | -0.083411
HV Sub Generation Non-Intermittent | 0 | -0.019993 | -0.00098268 | -0.016126 | 0 | 0 | 0 | 0 | 0 | 0 | -0.0080238 | -0.0011951 | -0.019612 | 0 | 0 | 0 | 0 | 0 | -0.065932
2905. Pay-as-you-go unit rate 3 p/kWh
Data sources:
x1 = 2416. Unit rate 3 pseudo load coefficient by network level
x2 = 2901. Unit cost at each level, £/kW/year (relative to system simultaneous maximum load)
x3 = 2012. Loss adjustment factors between end user meter reading and each network level, scaled by network use
x4 = 2804. Proportion of annual charge covered by contributions (for all charging levels)
x5 = 1010. Days in the charging period (in Financial and general assumptions)
x6 = Contributions to pay-as-you-go unit rate 3 (p/kWh) (in Pay-as-you-go unit rate 3 p/kWh)
Kind: | Cell-by-cell calculation | [17 empty] | Cell summation
Formula: | =x1*x2*x3*(1-x4)*100/(24*x5) | [17 empty] | =SUM(x6)
Contributions to pay-as-you-go unit rate 3 (p/kWh)
| GSPs | Assets 132kV | Assets 132kV/EHV | Assets EHV | Assets EHV/HV | Assets 132kV/HV | Assets HV | Assets HV/LV | Assets LV circuits | Transmission exit | Operating 132kV | Operating 132kV/EHV | Operating EHV | Operating EHV/HV | Operating 132kV/HV | Operating HV | Operating HV/LV | Operating LV circuits | Pay-as-you-go unit rate 3 (p/kWh)
LV HH Metered | 0 | 0.042705 | 0.0063607 | 0.026614 | 0.0040423 | 0 | 0.016898 | 0.0017354 | 0.0038701 | 0 | 0.017139 | 0.0025528 | 0.010681 | 0.0085384 | 0 | 0.035693 | 0.01393 | 0.031064 | 0.22182
LV Sub HH Metered | 0 | 0.04109 | 0.0061201 | 0.025607 | 0.0038893 | 0 | 0.016259 | 0.0016698 | 0 | 0 | 0.016491 | 0.0024562 | 0.010277 | 0.0082154 | 0 | 0.034343 | 0.013403 | 0 | 0.17982
HV HH Metered | 0 | 0.036355 | 0.0017869 | 0.0074766 | 0 | 0 | 0 | 0 | 0 | 0 | 0.01459 | 0.0021731 | 0.0090928 | 0.0072687 | 0 | 0.030385 | 0 | 0 | 0.10913
HV Sub HH Metered | 0 | 0.034157 | 0.0016789 | 0.0070246 | 0 | 0 | 0 | 0 | 0 | 0 | 0.013708 | 0.0020418 | 0.0085431 | 0.0068293 | 0 | 0 | 0 | 0 | 0.073983
LV UMS (Pseudo HH Metered) | 0 | 0.086031 | 0.012814 | 0.053615 | 0.0081432 | 0 | 0.034041 | 0.003496 | 0.0077963 | 0 | 0.034527 | 0.0051426 | 0.021517 | 0.017201 | 0 | 0.071904 | 0.028062 | 0.062579 | 0.44687
LV Generation Non-Intermittent | 0 | -0.035638 | -0.0053081 | -0.02221 | -0.0033734 | 0 | -0.014102 | -0.0014482 | 0 | 0 | -0.014303 | -0.0021303 | -0.0089137 | -0.0071255 | 0 | -0.029787 | -0.011625 | 0 | -0.15596
LV Sub Generation Non-Intermittent | 0 | -0.035343 | -0.0052642 | -0.022026 | -0.0033454 | 0 | -0.013985 | 0 | 0 | 0 | -0.014185 | -0.0021127 | -0.0088399 | -0.0070665 | 0 | -0.02954 | 0 | 0 | -0.14171
HV Generation Non-Intermittent | 0 | -0.034911 | -0.0017159 | -0.0071797 | 0 | 0 | 0 | 0 | 0 | 0 | -0.014011 | -0.0020868 | -0.0087317 | -0.00698 | 0 | 0 | 0 | 0 | -0.075616
HV Sub Generation Non-Intermittent | 0 | -0.034157 | -0.0016789 | -0.0070246 | 0 | 0 | 0 | 0 | 0 | 0 | -0.013708 | -0.0020418 | -0.0085431 | 0 | 0 | 0 | 0 | 0 | -0.067154

## Standing
CDCM model 100: Allocation to standing charges |  | WPD South West |  | 2012/13 |  | model version 2441 April 2012 Price Change
This sheet reallocates some costs from unit charges to fixed or capacity charges, for demand users only.
3001. Costs based on aggregate maximum load (£/kW/year)
Cell-by-cell calculation =x1/(1+x2)
Data sources:
x1 = 2901. Unit cost at each level, £/kW/year (relative to system simultaneous maximum load)
x2 = 2612. Diversity allowances (including calculated LV value)
| GSPs | Assets 132kV | Assets 132kV/EHV | Assets EHV | Assets EHV/HV | Assets 132kV/HV | Assets HV | Assets HV/LV | Assets LV circuits | Transmission exit | Operating 132kV | Operating 132kV/EHV | Operating EHV | Operating EHV/HV | Operating 132kV/HV | Operating HV | Operating HV/LV | Operating LV circuits
Costs based on aggregate maximum load (£/kW/year) | 0 | 12.845 | 1.9213 | 5.3512 | 4.3208 | 0 | 13.4751 | 5.324 | 11.708 | 2.6575 | 5.1551 | 0.77109 | 2.1476 | 1.7341 | 0 | 5.408 | 2.1367 | 4.6988
3002. Capacity elements p/kVA/day
This calculation uses aggregate maximum load and no coincidence factor.
Cell-by-cell calculation =100*x1*x2*x3*x4/x5*(1-x6)
Data sources:
x1 = 2602. Standing charges factors adapted to use 132kV/HV
x2 = 2012. Loss adjustment factors between end user meter reading and each network level, scaled by network use
x3 = 3001. Costs based on aggregate maximum load (£/kW/year)
x4 = 1010. Power factor for all flows in the network model (in Financial and general assumptions)
x5 = 1010. Days in the charging period (in Financial and general assumptions)
x6 = 2804. Proportion of annual charge covered by contributions (for all charging levels)
| GSPs | Assets 132kV | Assets 132kV/EHV | Assets EHV | Assets EHV/HV | Assets 132kV/HV | Assets HV | Assets HV/LV | Assets LV circuits | Transmission exit | Operating 132kV | Operating 132kV/EHV | Operating EHV | Operating EHV/HV | Operating 132kV/HV | Operating HV | Operating HV/LV | Operating LV circuits
Domestic Unrestricted | 0 | 0 | 0 | 0 | 0 | 0 | 0 | 0 | 0.15236 | 0 | 0 | 0 | 0 | 0 | 0 | 0 | 0 | 1.223
Domestic Two Rate | 0 | 0 | 0 | 0 | 0 | 0 | 0 | 0 | 0.15236 | 0 | 0 | 0 | 0 | 0 | 0 | 0 | 0 | 1.223
Domestic Off Peak (related MPAN) | 0 | 0 | 0 | 0 | 0 | 0 | 0 | 0 | 0.15236 | 0 | 0 | 0 | 0 | 0 | 0 | 0 | 0 | 1.223
Small Non Domestic Unrestricted | 0 | 0 | 0 | 0 | 0 | 0 | 0 | 0 | 0.15236 | 0 | 0 | 0 | 0 | 0 | 0 | 0 | 0 | 1.223
Small Non Domestic Two Rate | 0 | 0 | 0 | 0 | 0 | 0 | 0 | 0 | 0.15236 | 0 | 0 | 0 | 0 | 0 | 0 | 0 | 0 | 1.223
Small Non Domestic Off Peak (related MPAN) | 0 | 0 | 0 | 0 | 0 | 0 | 0 | 0 | 0.15236 | 0 | 0 | 0 | 0 | 0 | 0 | 0 | 0 | 1.223
LV Medium Non-Domestic | 0 | 0 | 0 | 0 | 0 | 0 | 0 | 0 | 0.15236 | 0 | 0 | 0 | 0 | 0 | 0 | 0 | 0 | 1.223
LV Sub Medium Non-Domestic | 0 | 0 | 0 | 0 | 0 | 0 | 0 | 0.069285 | 0 | 0 | 0 | 0 | 0 | 0 | 0 | 0 | 0.55613 | 0
HV Medium Non-Domestic | 0 | 0 | 0 | 0.094899 | 0 | 0 | 0 | 0 | 0 | 0 | 0 | 0 | 0.11541 | 0.4613 | 0 | 1.4076 | 0 | 0
LV HH Metered | 0 | 0 | 0 | 0 | 0 | 0 | 0.13605 | 0.069864 | 0.15236 | 0 | 0 | 0 | 0 | 0 | 0 | 0.28738 | 0.56077 | 1.223
LV Sub HH Metered | 0 | 0 | 0 | 0 | 0 | 0 | 0.67463 | 0.069285 | 0 | 0 | 0 | 0 | 0 | 0 | 0 | 1.425 | 0.55613 | 0
HV HH Metered | 0 | 0 | 0 | 0.094899 | 0 | 0 | 0 | 0 | 0 | 0 | 0 | 0 | 0.11541 | 0.4613 | 0 | 1.4076 | 0 | 0
HV Sub HH Metered | 0 | 0 | 0 | 0.46425 | 0 | 0 | 0 | 0 | 0 | 0 | 0 | 0 | 0.56461 | 0.45134 | 0 | 0 | 0 | 0
NHH UMS | 0 | 0 | 0 | 0 | 0 | 0 | 0 | 0 | 0 | 0 | 0 | 0 | 0 | 0 | 0 | 0 | 0 | 0
LV UMS (Pseudo HH Metered) | 0 | 0 | 0 | 0 | 0 | 0 | 0 | 0 | 0 | 0 | 0 | 0 | 0 | 0 | 0 | 0 | 0 | 0
3003. Yardstick unit rate p/kWh (taking account of standing charges)
Data sources:
x1 = 2602. Standing charges factors adapted to use 132kV/HV
x2 = 2902. Pay-as-you-go yardstick unit costs by charging level (p/kWh)
x3 = Yardstick components p/kWh (taking account of standing charges) (in Yardstick unit rate p/kWh (taking account of standing charges))
Kind: | Cell-by-cell calculation | [17 empty] | Cell summation
Formula: | =(1-x1)*x2 | [17 empty] | =SUM(x3)
Yardstick components p/kWh (taking account of standing charges)
| GSPs | Assets 132kV | Assets 132kV/EHV | Assets EHV | Assets EHV/HV | Assets 132kV/HV | Assets HV | Assets HV/LV | Assets LV circuits | Transmission exit | Operating 132kV | Operating 132kV/EHV | Operating EHV | Operating EHV/HV | Operating 132kV/HV | Operating HV | Operating HV/LV | Operating LV circuits | Yardstick total p/kWh (taking account of standing charges)
Domestic Unrestricted | 0 | 0.36434 | 0.054266 | 0.16011 | 0.024319 | 0 | 0.10166 | 0.010441 | 0 | 0.074017 | 0.14622 | 0.021779 | 0.06426 | 0.051368 | 0 | 0.21474 | 0.083803 | 0 | 1.3713
Domestic Two Rate | 0 | 0.23063 | 0.034351 | 0.10135 | 0.015394 | 0 | 0.064351 | 0.006609 | 0 | 0.046853 | 0.092559 | 0.013786 | 0.040677 | 0.032517 | 0 | 0.13593 | 0.053048 | 0 | 0.86806
Domestic Off Peak (related MPAN) | 0 | 0 | 0 | 0 | 0 | 0 | 0 | 0 | 0 | 0 | 0 | 0 | 0 | 0 | 0 | 0 | 0 | 0 | 0
Small Non Domestic Unrestricted | 0 | 0.33226 | 0.049488 | 0.14602 | 0.022178 | 0 | 0.09271 | 0.0095214 | 0 | 0.0675 | 0.13335 | 0.019861 | 0.058602 | 0.046846 | 0 | 0.19583 | 0.076425 | 0 | 1.2506
Small Non Domestic Two Rate | 0 | 0.23306 | 0.034713 | 0.10242 | 0.015556 | 0 | 0.06503 | 0.0066786 | 0 | 0.047347 | 0.093535 | 0.013932 | 0.041106 | 0.032859 | 0 | 0.13736 | 0.053607 | 0 | 0.87721
Small Non Domestic Off Peak (related MPAN) | 0 | 0 | 0 | 0 | 0 | 0 | 0 | 0 | 0 | 0 | 0 | 0 | 0 | 0 | 0 | 0 | 0 | 0 | 0
LV Medium Non-Domestic | 0 | 0.24483 | 0.036465 | 0.10759 | 0.016342 | 0 | 0.068313 | 0.0070158 | 0 | 0.049737 | 0.098257 | 0.014635 | 0.043181 | 0.034518 | 0 | 0.1443 | 0.056314 | 0 | 0.92149
LV Sub Medium Non-Domestic | 0 | 0.23179 | 0.034524 | 0.10186 | 0.015472 | 0 | 0.064676 | 0 | 0 | 0.047089 | 0.093026 | 0.013856 | 0.040882 | 0.03268 | 0 | 0.13661 | 0 | 0 | 0.81247
HV Medium Non-Domestic | 0 | 0.28567 | 0.014041 | 0.033143 | 0 | 0 | 0 | 0 | 0 | 0.058035 | 0.11465 | 0.017076 | 0.040308 | 0 | 0 | 0 | 0 | 0 | 0.56292
LV HH Metered | 0 | 0.23544 | 0.035067 | 0.10347 | 0.015715 | 0 | 0.052555 | 0 | 0 | 0.047831 | 0.09449 | 0.014074 | 0.041525 | 0.033195 | 0 | 0.11101 | 0 | 0 | 0.78437
LV Sub HH Metered | 0 | 0.21361 | 0.031816 | 0.093876 | 0.014258 | 0 | 0 | 0 | 0 | 0.043396 | 0.08573 | 0.012769 | 0.037676 | 0.030118 | 0 | 0 | 0 | 0 | 0.56325
HV HH Metered | 0 | 0.18394 | 0.0090407 | 0.02134 | 0 | 0 | 0 | 0 | 0 | 0.037367 | 0.07382 | 0.010995 | 0.025953 | 0 | 0 | 0 | 0 | 0 | 0.36245
HV Sub HH Metered | 0 | 0.16315 | 0.0080188 | 0 | 0 | 0 | 0 | 0 | 0 | 0.033144 | 0.065476 | 0.0097522 | 0 | 0 | 0 | 0 | 0 | 0 | 0.27954
NHH UMS | 0 | 0.31423 | 0.046802 | 0.13809 | 0.020974 | 0 | 0.087677 | 0.0090046 | 0.020081 | 0.063837 | 0.12611 | 0.018783 | 0.055421 | 0.044303 | 0 | 0.1852 | 0.072277 | 0.16118 | 1.364
LV UMS (Pseudo HH Metered) | 0 | 0.31423 | 0.046802 | 0.13809 | 0.020974 | 0 | 0.087677 | 0.0090046 | 0.020081 | 0.063837 | 0.12611 | 0.018783 | 0.055421 | 0.044303 | 0 | 0.1852 | 0.072277 | 0.16118 | 1.364
3004. Unit rate 1 (taking account of standing charges)
Data sources:
x1 = 2602. Standing charges factors adapted to use 132kV/HV
x2 = 2903. Contributions to pay-as-you-go unit rate 1 (p/kWh) (in Pay-as-you-go unit rate 1 p/kWh)
x3 = Contributions to unit rate 1 p/kWh by network level (taking account of standing charges) (in Unit rate 1 (taking account of standing charges))
Kind: | Cell-by-cell calculation | [17 empty] | Cell summation
Formula: | =(1-x1)*x2 | [17 empty] | =SUM(x3)
Contributions to unit rate 1 p/kWh by network level (taking account of standing charges)
| GSPs | Assets 132kV | Assets 132kV/EHV | Assets EHV | Assets EHV/HV | Assets 132kV/HV | Assets HV | Assets HV/LV | Assets LV circuits | Transmission exit | Operating 132kV | Operating 132kV/EHV | Operating EHV | Operating EHV/HV | Operating 132kV/HV | Operating HV | Operating HV/LV | Operating LV circuits | Unit rate 1 total p/kWh (taking account of standing charges)
Domestic Two Rate | 0 | 0.4406 | 0.065625 | 0.17347 | 0.026348 | 0 | 0.11014 | 0.011312 | 0 | 0.098454 | 0.17683 | 0.026337 | 0.069621 | 0.055654 | 0 | 0.23265 | 0.090795 | 0 | 1.5778
Domestic Off Peak (related MPAN) | 0 | 0.040827 | 0.006081 | 0.028383 | 0.0043109 | 0 | 0.018021 | 0.0018508 | 0 | 0.0018024 | 0.016385 | 0.0024405 | 0.011391 | 0.0091059 | 0 | 0.038065 | 0.014856 | 0 | 0.19352
Small Non Domestic Two Rate | 0 | 0.33163 | 0.049394 | 0.14739 | 0.022386 | 0 | 0.093579 | 0.0096106 | 0 | 0.072045 | 0.13309 | 0.019824 | 0.059151 | 0.047285 | 0 | 0.19767 | 0.077142 | 0 | 1.2602
Small Non Domestic Off Peak (related MPAN) | 0 | 0.040485 | 0.00603 | 0.029522 | 0.0044839 | 0 | 0.018744 | 0.001925 | 0 | 0.0018547 | 0.016248 | 0.00242 | 0.011848 | 0.0094714 | 0 | 0.039593 | 0.015452 | 0 | 0.19808
LV Medium Non-Domestic | 0 | 0.2925 | 0.043566 | 0.13034 | 0.019797 | 0 | 0.082757 | 0.0084993 | 0 | 0.062168 | 0.11739 | 0.017484 | 0.052311 | 0.041817 | 0 | 0.17481 | 0.068221 | 0 | 1.1117
LV Sub Medium Non-Domestic | 0 | 0.28411 | 0.042317 | 0.12714 | 0.01931 | 0 | 0.080722 | 0 | 0 | 0.060392 | 0.11402 | 0.016983 | 0.051025 | 0.040789 | 0 | 0.17051 | 0 | 0 | 1.0073
HV Medium Non-Domestic | 0 | 0.35217 | 0.01731 | 0.041793 | 0 | 0 | 0 | 0 | 0 | 0.074407 | 0.14134 | 0.021051 | 0.050828 | 0 | 0 | 0 | 0 | 0 | 0.6989
LV HH Metered | 0 | 2.7899 | 0.41554 | 0.82255 | 0.12493 | 0 | 0.4178 | 0 | 0 | 0.6805 | 1.1197 | 0.16677 | 0.33012 | 0.26389 | 0 | 0.88251 | 0 | 0 | 8.0142
LV Sub HH Metered | 0 | 2.6844 | 0.39982 | 0.79143 | 0.12021 | 0 | 0 | 0 | 0 | 0.65475 | 1.0773 | 0.16046 | 0.31763 | 0.25391 | 0 | 0 | 0 | 0 | 6.4599
HV HH Metered | 0 | 2.375 | 0.11674 | 0.18486 | 0 | 0 | 0 | 0 | 0 | 0.5793 | 0.95318 | 0.14197 | 0.22482 | 0 | 0 | 0 | 0 | 0 | 4.5759
HV Sub HH Metered | 0 | 2.2315 | 0.10968 | 0 | 0 | 0 | 0 | 0 | 0 | 0.54428 | 0.89556 | 0.13339 | 0 | 0 | 0 | 0 | 0 | 0 | 3.9144
LV UMS (Pseudo HH Metered) | 0 | 5.6204 | 0.83712 | 1.657 | 0.25168 | 0 | 1.0521 | 0.10805 | 0.24096 | 1.3709 | 2.2556 | 0.33596 | 0.66503 | 0.53161 | 0 | 2.2223 | 0.86729 | 1.9341 | 19.9501
3005. Unit rate 2 (taking account of standing charges)
Data sources:
x1 = 2602. Standing charges factors adapted to use 132kV/HV
x2 = 2904. Contributions to pay-as-you-go unit rate 2 (p/kWh) (in Pay-as-you-go unit rate 2 p/kWh)
x3 = Contributions to unit rate 2 p/kWh by network level (taking account of standing charges) (in Unit rate 2 (taking account of standing charges))
Kind: | Cell-by-cell calculation | [17 empty] | Cell summation
Formula: | =(1-x1)*x2 | [17 empty] | =SUM(x3)
Contributions to unit rate 2 p/kWh by network level (taking account of standing charges)
| GSPs | Assets 132kV | Assets 132kV/EHV | Assets EHV | Assets EHV/HV | Assets 132kV/HV | Assets HV | Assets HV/LV | Assets LV circuits | Transmission exit | Operating 132kV | Operating 132kV/EHV | Operating EHV | Operating EHV/HV | Operating 132kV/HV | Operating HV | Operating HV/LV | Operating LV circuits | Unit rate 2 total p/kWh (taking account of standing charges)
Domestic Two Rate | 0 | 0.054724 | 0.0081508 | 0.035753 | 0.0054303 | 0 | 0.0227 | 0.0023313 | 0 | 0 | 0.021963 | 0.0032712 | 0.014349 | 0.01147 | 0 | 0.047949 | 0.018713 | 0 | 0.24681
Small Non Domestic Two Rate | 0 | 0.054985 | 0.0081896 | 0.035454 | 0.0053849 | 0 | 0.022511 | 0.0023119 | 0 | 0 | 0.022067 | 0.0032868 | 0.014229 | 0.011375 | 0 | 0.047549 | 0.018557 | 0 | 0.2459
LV Medium Non-Domestic | 0 | 0.053861 | 0.0080223 | 0.033599 | 0.0051031 | 0 | 0.021332 | 0.0021909 | 0 | 0 | 0.021616 | 0.0032196 | 0.013484 | 0.010779 | 0 | 0.04506 | 0.017585 | 0 | 0.23585
LV Sub Medium Non-Domestic | 0 | 0.052489 | 0.0078179 | 0.032783 | 0.0049792 | 0 | 0.020814 | 0 | 0 | 0 | 0.021066 | 0.0031376 | 0.013157 | 0.010517 | 0 | 0.043966 | 0 | 0 | 0.21073
HV Medium Non-Domestic | 0 | 0.066946 | 0.0032905 | 0.011024 | 0 | 0 | 0 | 0 | 0 | 0 | 0.026868 | 0.0040018 | 0.013406 | 0 | 0 | 0 | 0 | 0 | 0.12554
LV HH Metered | 0 | 0.024996 | 0.0037231 | 0.061097 | 0.0092796 | 0 | 0.031033 | 0 | 0 | 0 | 0.010032 | 0.0014942 | 0.02452 | 0.019601 | 0 | 0.065551 | 0 | 0 | 0.25133
LV Sub HH Metered | 0 | 0.024051 | 0.0035822 | 0.058785 | 0.0089285 | 0 | 0 | 0 | 0 | 0 | 0.0096524 | 0.0014377 | 0.023593 | 0.01886 | 0 | 0 | 0 | 0 | 0.14889
HV HH Metered | 0 | 0.021279 | 0.0010459 | 0.013731 | 0 | 0 | 0 | 0 | 0 | 0 | 0.0085401 | 0.001272 | 0.016699 | 0 | 0 | 0 | 0 | 0 | 0.062567
HV Sub HH Metered | 0 | 0.019993 | 0.00098268 | 0 | 0 | 0 | 0 | 0 | 0 | 0 | 0.0080238 | 0.0011951 | 0 | 0 | 0 | 0 | 0 | 0 | 0.030195
LV UMS (Pseudo HH Metered) | 0 | 0.050356 | 0.0075002 | 0.12308 | 0.018694 | 0 | 0.078146 | 0.0080257 | 0.017898 | 0 | 0.02021 | 0.0030101 | 0.049396 | 0.039487 | 0 | 0.16507 | 0.06442 | 0.14366 | 0.78895
3006. Unit rate 3 (taking account of standing charges)
Data sources:
x1 = 2602. Standing charges factors adapted to use 132kV/HV
x2 = 2905. Contributions to pay-as-you-go unit rate 3 (p/kWh) (in Pay-as-you-go unit rate 3 p/kWh)
x3 = Contributions to unit rate 3 p/kWh by network level (taking account of standing charges) (in Unit rate 3 (taking account of standing charges))
Kind: | Cell-by-cell calculation | [17 empty] | Cell summation
Formula: | =(1-x1)*x2 | [17 empty] | =SUM(x3)
Contributions to unit rate 3 p/kWh by network level (taking account of standing charges)
| GSPs | Assets 132kV | Assets 132kV/EHV | Assets EHV | Assets EHV/HV | Assets 132kV/HV | Assets HV | Assets HV/LV | Assets LV circuits | Transmission exit | Operating 132kV | Operating 132kV/EHV | Operating EHV | Operating EHV/HV | Operating 132kV/HV | Operating HV | Operating HV/LV | Operating LV circuits | Unit rate 3 total p/kWh (taking account of standing charges)
LV HH Metered | 0 | 0.042705 | 0.0063607 | 0.026614 | 0.0040423 | 0 | 0.013518 | 0 | 0 | 0 | 0.017139 | 0.0025528 | 0.010681 | 0.0085384 | 0 | 0.028554 | 0 | 0 | 0.16071
LV Sub HH Metered | 0 | 0.04109 | 0.0061201 | 0.025607 | 0.0038893 | 0 | 0 | 0 | 0 | 0 | 0.016491 | 0.0024562 | 0.010277 | 0.0082154 | 0 | 0 | 0 | 0 | 0.11415
HV HH Metered | 0 | 0.036355 | 0.0017869 | 0.0059813 | 0 | 0 | 0 | 0 | 0 | 0 | 0.01459 | 0.0021731 | 0.0072742 | 0 | 0 | 0 | 0 | 0 | 0.06816
HV Sub HH Metered | 0 | 0.034157 | 0.0016789 | 0 | 0 | 0 | 0 | 0 | 0 | 0 | 0.013708 | 0.0020418 | 0 | 0 | 0 | 0 | 0 | 0 | 0.051586
LV UMS (Pseudo HH Metered) | 0 | 0.086031 | 0.012814 | 0.053615 | 0.0081432 | 0 | 0.034041 | 0.003496 | 0.0077963 | 0 | 0.034527 | 0.0051426 | 0.021517 | 0.017201 | 0 | 0.071904 | 0.028062 | 0.062579 | 0.44687

## NHH
CDCM model 100: Standing charges as fixed charges |  | WPD South West |  | 2012/13 |  | model version 2441 April 2012 Price Change
This sheet allocates standing charges to fixed charges for non half hourly settled demand users.
3101. Average maximum kVA/MPAN by end user class, for user classes without an agreed import capacity
Cell-by-cell calculation =IF(x1>0,x2/x1/x3/x4/(24*x5)*1000,0)
Data sources:
x1 = 2305. MPANs (in Equivalent volume for each end user)
x2 = 2407. All units (MWh)
x3 = 1010. Power factor for all flows in the network model (in Financial and general assumptions)
x4 = 1041. Load factor for each type of demand user (in Load profile data for demand users)
x5 = 1010. Days in the charging period (in Financial and general assumptions)
Average maximum kVA/MPAN
Domestic Unrestricted | 1.1134
Domestic Two Rate | 3.7979
Small Non Domestic Unrestricted | 4.0114
Small Non Domestic Two Rate | 6.248
LV Medium Non-Domestic | 21.6118
LV Sub Medium Non-Domestic | 30.1302
HV Medium Non-Domestic | 26.1294
3102. Capacity-driven fixed charge elements from standing charges factors p/MPAN/day
Cell-by-cell calculation =x1*x2
Data sources:
x1 = 3002. Capacity elements p/kVA/day
x2 = 3101. Average maximum kVA/MPAN by end user class, for user classes without an agreed import capacity
| GSPs | Assets 132kV | Assets 132kV/EHV | Assets EHV | Assets EHV/HV | Assets 132kV/HV | Assets HV | Assets HV/LV | Assets LV circuits | Transmission exit | Operating 132kV | Operating 132kV/EHV | Operating EHV | Operating EHV/HV | Operating 132kV/HV | Operating HV | Operating HV/LV | Operating LV circuits
Domestic Unrestricted | 0 | 0 | 0 | 0 | 0 | 0 | 0 | 0 | 0.16964 | 0 | 0 | 0 | 0 | 0 | 0 | 0 | 0 | 1.3617
Domestic Two Rate | 0 | 0 | 0 | 0 | 0 | 0 | 0 | 0 | 0.57867 | 0 | 0 | 0 | 0 | 0 | 0 | 0 | 0 | 4.6448
Small Non Domestic Unrestricted | 0 | 0 | 0 | 0 | 0 | 0 | 0 | 0 | 0.61119 | 0 | 0 | 0 | 0 | 0 | 0 | 0 | 0 | 4.9059
Small Non Domestic Two Rate | 0 | 0 | 0 | 0 | 0 | 0 | 0 | 0 | 0.95196 | 0 | 0 | 0 | 0 | 0 | 0 | 0 | 0 | 7.6411
LV Medium Non-Domestic | 0 | 0 | 0 | 0 | 0 | 0 | 0 | 0 | 3.2929 | 0 | 0 | 0 | 0 | 0 | 0 | 0 | 0 | 26.4308
LV Sub Medium Non-Domestic | 0 | 0 | 0 | 0 | 0 | 0 | 0 | 2.0876 | 0 | 0 | 0 | 0 | 0 | 0 | 0 | 0 | 16.7564 | 0
HV Medium Non-Domestic | 0 | 0 | 0 | 2.4797 | 0 | 0 | 0 | 0 | 0 | 0 | 0 | 0 | 3.0157 | 12.0535 | 0 | 36.779 | 0 | 0
3103. Capacity used by LV users without an agreed capacity
Data sources:
x1 = 2012. Loss adjustment factors between end user meter reading and each network level, scaled by network use
x2 = 2407. All units (MWh)
x3 = 1041. Load factor for each type of demand user (in Load profile data for demand users)
x4 = 1010. Days in the charging period (in Financial and general assumptions)
x5 = Zero for related MPANs
x6 = 2305. MPANs (in Equivalent volume for each end user)
Kind: | Copy cells | Cell-by-cell calculation | Combine tables
Formula: | = x1 | =x2/x3/(24*x4)*1000 | = x5 or x6
| Use of LV circuits by each tariff | Unit-based contributions to aggregate maximum load by network level (kW) | Relevant MPAN count
Domestic Unrestricted | 1 | 1240224.0567 | 1172545.1617
Domestic Two Rate | 1 | 840875.1435 | 233057.428
Small Non Domestic Unrestricted | 1 | 403167.6777 | 105795.4344
Small Non Domestic Two Rate | 1 | 155939.7164 | 26272.1274
3104. Aggregate data for LV users without agreed capacity for allocation of LV circuit costs
Data sources:
x1 = 3103. Use of LV circuits by each tariff (in Capacity used by LV users without an agreed capacity)
x2 = 3103. Unit-based contributions to aggregate maximum load by network level (kW) (in Capacity used by LV users without an agreed capacity)
x3 = 3103. Relevant MPAN count (in Capacity used by LV users without an agreed capacity)
x4 = Aggregate capacity of LV users without agreed capacity (kW) (in Aggregate data for LV users without agreed capacity for allocation of LV circuit costs)
x5 = Aggregate number of LV users without agreed capacity (in Aggregate data for LV users without agreed capacity for allocation of LV circuit costs)
x6 = 1010. Power factor for all flows in the network model (in Financial and general assumptions)
Kind: | Sum-product calculation | Sum-product calculation | Cell-by-cell calculation
Formula: | =SUMPRODUCT(x1, x2) | =SUMPRODUCT(x1, x3) | =x4/x5/x6
| Aggregate capacity of LV users without agreed capacity (kW) | Aggregate number of LV users without agreed capacity | Average maximum kVA of all LV users without agreed capacity
Aggregate data for LV users without agreed capacity for allocation of LV circuit costs | 2640206.5943 | 1537670.1515 | 1.8074
3105. LV fixed charge elements from standing charges factors p/MPAN/day
Cell-by-cell calculation =x1*x2
Data sources:
x1 = 3002. Capacity elements p/kVA/day
x2 = 3104. Average maximum kVA of all LV users without agreed capacity (in Aggregate data for LV users without agreed capacity for allocation of LV circuit costs)
| Assets LV circuits | Operating LV circuits
Domestic Unrestricted | 0.27538 | 2.2104
Domestic Two Rate | 0.27538 | 2.2104
Small Non Domestic Unrestricted | 0.27538 | 2.2104
Small Non Domestic Two Rate | 0.27538 | 2.2104
3106. Fixed charge elements from standing charges factors p/MPAN/day
Combine tables = x1 or x2 or x3
Data sources:
x1 = Zero for related MPANs at LV circuit levels
x2 = 3105. LV fixed charge elements from standing charges factors p/MPAN/day
x3 = 3102. Capacity-driven fixed charge elements from standing charges factors p/MPAN/day
| GSPs | Assets 132kV | Assets 132kV/EHV | Assets EHV | Assets EHV/HV | Assets 132kV/HV | Assets HV | Assets HV/LV | Assets LV circuits | Transmission exit | Operating 132kV | Operating 132kV/EHV | Operating EHV | Operating EHV/HV | Operating 132kV/HV | Operating HV | Operating HV/LV | Operating LV circuits
Domestic Unrestricted | 0 | 0 | 0 | 0 | 0 | 0 | 0 | 0 | 0.27538 | 0 | 0 | 0 | 0 | 0 | 0 | 0 | 0 | 2.2104
Domestic Two Rate | 0 | 0 | 0 | 0 | 0 | 0 | 0 | 0 | 0.27538 | 0 | 0 | 0 | 0 | 0 | 0 | 0 | 0 | 2.2104
Small Non Domestic Unrestricted | 0 | 0 | 0 | 0 | 0 | 0 | 0 | 0 | 0.27538 | 0 | 0 | 0 | 0 | 0 | 0 | 0 | 0 | 2.2104
Small Non Domestic Two Rate | 0 | 0 | 0 | 0 | 0 | 0 | 0 | 0 | 0.27538 | 0 | 0 | 0 | 0 | 0 | 0 | 0 | 0 | 2.2104
LV Medium Non-Domestic | 0 | 0 | 0 | 0 | 0 | 0 | 0 | 0 | 3.2929 | 0 | 0 | 0 | 0 | 0 | 0 | 0 | 0 | 26.4308
LV Sub Medium Non-Domestic | 0 | 0 | 0 | 0 | 0 | 0 | 0 | 2.0876 | 0 | 0 | 0 | 0 | 0 | 0 | 0 | 0 | 16.7564 | 0
HV Medium Non-Domestic | 0 | 0 | 0 | 2.4797 | 0 | 0 | 0 | 0 | 0 | 0 | 0 | 0 | 3.0157 | 12.0535 | 0 | 36.779 | 0 | 0

## Reactive
CDCM model 100: Reactive power unit charges |  | WPD South West |  | 2012/13 |  | model version 2441 April 2012 Price Change
3201. Standard components p/kWh for reactive power (absolute value)
Cell-by-cell calculation =ABS(x1)
Data sources:
x1 = 3003. Yardstick components p/kWh (taking account of standing charges) (in Yardstick unit rate p/kWh (taking account of standing charges))
| GSPs | Assets 132kV | Assets 132kV/EHV | Assets EHV | Assets EHV/HV | Assets 132kV/HV | Assets HV | Assets HV/LV | Assets LV circuits | Transmission exit | Operating 132kV | Operating 132kV/EHV | Operating EHV | Operating EHV/HV | Operating 132kV/HV | Operating HV | Operating HV/LV | Operating LV circuits
LV HH Metered | 0 | 0.23544 | 0.035067 | 0.10347 | 0.015715 | 0 | 0.052555 | 0 | 0 | 0.047831 | 0.09449 | 0.014074 | 0.041525 | 0.033195 | 0 | 0.11101 | 0 | 0
LV Sub HH Metered | 0 | 0.21361 | 0.031816 | 0.093876 | 0.014258 | 0 | 0 | 0 | 0 | 0.043396 | 0.08573 | 0.012769 | 0.037676 | 0.030118 | 0 | 0 | 0 | 0
HV HH Metered | 0 | 0.18394 | 0.0090407 | 0.02134 | 0 | 0 | 0 | 0 | 0 | 0.037367 | 0.07382 | 0.010995 | 0.025953 | 0 | 0 | 0 | 0 | 0
HV Sub HH Metered | 0 | 0.16315 | 0.0080188 | 0 | 0 | 0 | 0 | 0 | 0 | 0.033144 | 0.065476 | 0.0097522 | 0 | 0 | 0 | 0 | 0 | 0
3202. Standard reactive p/kVArh
Cell-by-cell calculation =x1*x2*x3
Data sources:
x1 = 3201. Standard components p/kWh for reactive power (absolute value)
x2 = 1092. Average kVAr by kVA, by network level
x3 = 1010. Power factor for all flows in the network model (in Financial and general assumptions)
| GSPs | Assets 132kV | Assets 132kV/EHV | Assets EHV | Assets EHV/HV | Assets 132kV/HV | Assets HV | Assets HV/LV | Assets LV circuits | Transmission exit | Operating 132kV | Operating 132kV/EHV | Operating EHV | Operating EHV/HV | Operating 132kV/HV | Operating HV | Operating HV/LV | Operating LV circuits
LV HH Metered | 0 | 0.046176 | 0.0068776 | 0.020293 | 0.0030821 | 0 | 0.010307 | 0 | 0 | 0.0093808 | 0.018532 | 0.0027602 | 0.0081442 | 0.0065104 | 0 | 0.021772 | 0 | 0
LV Sub HH Metered | 0 | 0.041895 | 0.00624 | 0.018412 | 0.0027964 | 0 | 0 | 0 | 0 | 0.0085112 | 0.016814 | 0.0025043 | 0.0073892 | 0.0059068 | 0 | 0 | 0 | 0
HV HH Metered | 0 | 0.036075 | 0.0017731 | 0.0041853 | 0 | 0 | 0 | 0 | 0 | 0.0073287 | 0.014478 | 0.0021564 | 0.0050901 | 0 | 0 | 0 | 0 | 0
HV Sub HH Metered | 0 | 0.031997 | 0.0015727 | 0 | 0 | 0 | 0 | 0 | 0 | 0.0065003 | 0.012842 | 0.0019127 | 0 | 0 | 0 | 0 | 0 | 0
3203. Network use factors for generator reactive unit charges
These factors differ from the network use factors for active power charges/credits in the case of generators,
who do not qualify for active power credits at the voltage of connection but are charged reactive unit charges for costs caused at that voltage.
| GSPs | 132kV | 132kV/EHV | EHV | EHV/HV | 132kV/HV | HV | HV/LV | LV circuits
LV Generation Intermittent | 1 | 1 | 1 | 1 | 1 | 1 | 1 | 1 | 1
LV Generation Non-Intermittent | 1 | 1 | 1 | 1 | 1 | 1 | 1 | 1 | 1
LV Sub Generation Intermittent | 1 | 1 | 1 | 1 | 1 | 1 | 1 | 1 | 0
LV Sub Generation Non-Intermittent | 1 | 1 | 1 | 1 | 1 | 1 | 1 | 1 | 0
HV Generation Intermittent | 1 | 1 | 1 | 1 | 1 | 1 | 1 | 0 | 0
HV Generation Non-Intermittent | 1 | 1 | 1 | 1 | 1 | 1 | 1 | 0 | 0
HV Sub Generation Non-Intermittent | 1 | 1 | 1 | 1 | 0 | 1 | 0 | 0 | 0
HV Sub Generation Intermittent | 1 | 1 | 1 | 1 | 0 | 1 | 0 | 0 | 0
3204. Absolute value of load coefficient (kW peak / average kW)
Cell-by-cell calculation =ABS(x1)
Data sources:
x1 = 2302. Load coefficient
Absolute load coefficient
LV Generation Intermittent | 1
LV Generation Non-Intermittent | 1
LV Sub Generation Intermittent | 1
LV Sub Generation Non-Intermittent | 1
HV Generation Intermittent | 1
HV Generation Non-Intermittent | 1
HV Sub Generation Non-Intermittent | 1
HV Sub Generation Intermittent | 1
3205. Pay-as-you-go components p/kWh for reactive power (absolute value)
Cell-by-cell calculation =x1*x2*x3/x4*(1-x5)*x6/(24*x7)*100
Data sources:
x1 = 2901. Unit cost at each level, £/kW/year (relative to system simultaneous maximum load)
x2 = 3204. Absolute value of load coefficient (kW peak / average kW)
x3 = 2001. Loss adjustment factor to transmission (in Loss adjustment factors to transmission)
x4 = 2004. Loss adjustment factor to transmission for each network level
x5 = 2804. Proportion of annual charge covered by contributions (for all charging levels)
x6 = 3203. Network use factors for generator reactive unit charges
x7 = 1010. Days in the charging period (in Financial and general assumptions)
| GSPs | Assets 132kV | Assets 132kV/EHV | Assets EHV | Assets EHV/HV | Assets 132kV/HV | Assets HV | Assets HV/LV | Assets LV circuits | Transmission exit | Operating 132kV | Operating 132kV/EHV | Operating EHV | Operating EHV/HV | Operating 132kV/HV | Operating HV | Operating HV/LV | Operating LV circuits
LV Generation Intermittent | 0 | 0.16593 | 0.024715 | 0.072923 | 0.011076 | 0 | 0.0463 | 0.004755 | 0.010604 | 0.03371 | 0.066595 | 0.0099189 | 0.029266 | 0.023395 | 0 | 0.097799 | 0.038167 | 0.085115
LV Generation Non-Intermittent | 0 | 0.16593 | 0.024715 | 0.072923 | 0.011076 | 0 | 0.0463 | 0.004755 | 0.010604 | 0.03371 | 0.066595 | 0.0099189 | 0.029266 | 0.023395 | 0 | 0.097799 | 0.038167 | 0.085115
LV Sub Generation Intermittent | 0 | 0.16456 | 0.02451 | 0.072319 | 0.010984 | 0 | 0.045917 | 0.0047157 | 0 | 0.033431 | 0.066044 | 0.0098368 | 0.029024 | 0.023202 | 0 | 0.096989 | 0.037851 | 0
LV Sub Generation Non-Intermittent | 0 | 0.16456 | 0.02451 | 0.072319 | 0.010984 | 0 | 0.045917 | 0.0047157 | 0 | 0.033431 | 0.066044 | 0.0098368 | 0.029024 | 0.023202 | 0 | 0.096989 | 0.037851 | 0
HV Generation Intermittent | 0 | 0.16255 | 0.0079894 | 0.023573 | 0 | 0 | 0 | 0 | 0 | 0.033022 | 0.065235 | 0.0097164 | 0.028669 | 0.022918 | 0 | 0.095802 | 0 | 0
HV Generation Non-Intermittent | 0 | 0.16255 | 0.0079894 | 0.023573 | 0 | 0 | 0 | 0 | 0 | 0.033022 | 0.065235 | 0.0097164 | 0.028669 | 0.022918 | 0 | 0.095802 | 0 | 0
HV Sub Generation Non-Intermittent | 0 | 0.15904 | 0.0078169 | 0.023064 | 0 | 0 | 0 | 0 | 0 | 0.032309 | 0.063827 | 0.0095066 | 0.02805 | 0 | 0 | 0 | 0 | 0
HV Sub Generation Intermittent | 0 | 0.15904 | 0.0078169 | 0.023064 | 0 | 0 | 0 | 0 | 0 | 0.032309 | 0.063827 | 0.0095066 | 0.02805 | 0 | 0 | 0 | 0 | 0
3206. Pay-as-you-go reactive p/kVArh
Cell-by-cell calculation =x1*x2*x3
Data sources:
x1 = 3205. Pay-as-you-go components p/kWh for reactive power (absolute value)
x2 = 1092. Average kVAr by kVA, by network level
x3 = 1010. Power factor for all flows in the network model (in Financial and general assumptions)
| GSPs | Assets 132kV | Assets 132kV/EHV | Assets EHV | Assets EHV/HV | Assets 132kV/HV | Assets HV | Assets HV/LV | Assets LV circuits | Transmission exit | Operating 132kV | Operating 132kV/EHV | Operating EHV | Operating EHV/HV | Operating 132kV/HV | Operating HV | Operating HV/LV | Operating LV circuits
LV Generation Intermittent | 0 | 0.032544 | 0.0048472 | 0.014302 | 0.0021722 | 0 | 0.0090806 | 0.00093259 | 0.0020797 | 0.0066115 | 0.013061 | 0.0019454 | 0.0057399 | 0.0045884 | 0 | 0.019181 | 0.0074856 | 0.016693
LV Generation Non-Intermittent | 0 | 0.032544 | 0.0048472 | 0.014302 | 0.0021722 | 0 | 0.0090806 | 0.00093259 | 0.0020797 | 0.0066115 | 0.013061 | 0.0019454 | 0.0057399 | 0.0045884 | 0 | 0.019181 | 0.0074856 | 0.016693
LV Sub Generation Intermittent | 0 | 0.032275 | 0.0048071 | 0.014184 | 0.0021543 | 0 | 0.0090055 | 0.00092487 | 0 | 0.0065567 | 0.012953 | 0.0019293 | 0.0056924 | 0.0045504 | 0 | 0.019022 | 0.0074236 | 0
LV Sub Generation Non-Intermittent | 0 | 0.032275 | 0.0048071 | 0.014184 | 0.0021543 | 0 | 0.0090055 | 0.00092487 | 0 | 0.0065567 | 0.012953 | 0.0019293 | 0.0056924 | 0.0045504 | 0 | 0.019022 | 0.0074236 | 0
HV Generation Intermittent | 0 | 0.03188 | 0.0015669 | 0.0046233 | 0 | 0 | 0 | 0 | 0 | 0.0064765 | 0.012794 | 0.0019056 | 0.0056227 | 0.0044947 | 0 | 0.018789 | 0 | 0
HV Generation Non-Intermittent | 0 | 0.03188 | 0.0015669 | 0.0046233 | 0 | 0 | 0 | 0 | 0 | 0.0064765 | 0.012794 | 0.0019056 | 0.0056227 | 0.0044947 | 0 | 0.018789 | 0 | 0
HV Sub Generation Non-Intermittent | 0 | 0.031191 | 0.0015331 | 0.0045235 | 0 | 0 | 0 | 0 | 0 | 0.0063366 | 0.012518 | 0.0018645 | 0.0055013 | 0 | 0 | 0 | 0 | 0
HV Sub Generation Intermittent | 0 | 0.031191 | 0.0015331 | 0.0045235 | 0 | 0 | 0 | 0 | 0 | 0.0063366 | 0.012518 | 0.0018645 | 0.0055013 | 0 | 0 | 0 | 0 | 0

## Aggreg
CDCM model 100: Aggregation |  | WPD South West |  | 2012/13 |  | model version 2441 April 2012 Price Change
This sheet aggregates elements of tariffs excluding revenue matching and final adjustments and rounding.
3301. Unit rate 1 p/kWh (elements)
Combine tables = x1 or x2 or x3 or x4 or x5 or x6 or x7 or x8 or x9 or x10
Data sources:
x1 = 3004. Unit rate 1 total p/kWh (taking account of standing charges) (in Unit rate 1 (taking account of standing charges)) — for Tariffs with Unit rate 1 p/kWh from Standard 1 kWh
x2 = 3003. Yardstick total p/kWh (taking account of standing charges) (in Yardstick unit rate p/kWh (taking account of standing charges)) — for Tariffs with Unit rate 1 p/kWh from Standard yardstick kWh
x3 = 2903. Pay-as-you-go unit rate 1 (p/kWh) (in Pay-as-you-go unit rate 1 p/kWh) — for Tariffs with Unit rate 1 p/kWh from PAYG 1 kWh
x4 = 2903. Pay-as-you-go unit rate 1 (p/kWh) (in Pay-as-you-go unit rate 1 p/kWh) — for Tariffs with Unit rate 1 p/kWh from PAYG 1 kWh & customer
x5 = 2902. Pay-as-you-go yardstick unit rate (p/kWh) — for Tariffs with Unit rate 1 p/kWh from PAYG yardstick kWh
x6 = 2902. Pay-as-you-go yardstick unit rate (p/kWh) — for Tariffs with Unit rate 1 p/kWh from PAYG yardstick kWh & customer
x7 = 2203. Service model asset p/kWh charge for unmetered tariffs — for Tariffs with Unit rate 1 p/kWh from PAYG 1 kWh & customer
x8 = 2203. Service model asset p/kWh charge for unmetered tariffs — for Tariffs with Unit rate 1 p/kWh from PAYG yardstick kWh & customer
x9 = 2711. Operating expenditure for unmetered customer assets (p/kWh) — for Tariffs with Unit rate 1 p/kWh from PAYG 1 kWh & customer
x10 = 2711. Operating expenditure for unmetered customer assets (p/kWh) — for Tariffs with Unit rate 1 p/kWh from PAYG yardstick kWh & customer
| GSPs | Assets 132kV | Assets 132kV/EHV | Assets EHV | Assets EHV/HV | Assets 132kV/HV | Assets HV | Assets HV/LV | Assets LV circuits | Assets LV customer | Assets HV customer | Transmission exit | Operating 132kV | Operating 132kV/EHV | Operating EHV | Operating EHV/HV | Operating 132kV/HV | Operating HV | Operating HV/LV | Operating LV circuits | Operating LV customer | Operating HV customer
Domestic Unrestricted | 0 | 0.36434 | 0.054266 | 0.16011 | 0.024319 | 0 | 0.10166 | 0.010441 | 0 |  |  | 0.074017 | 0.14622 | 0.021779 | 0.06426 | 0.051368 | 0 | 0.21474 | 0.083803 | 0
Domestic Two Rate | 0 | 0.4406 | 0.065625 | 0.17347 | 0.026348 | 0 | 0.11014 | 0.011312 | 0 |  |  | 0.098454 | 0.17683 | 0.026337 | 0.069621 | 0.055654 | 0 | 0.23265 | 0.090795 | 0
Domestic Off Peak (related MPAN) | 0 | 0.040827 | 0.006081 | 0.028383 | 0.0043109 | 0 | 0.018021 | 0.0018508 | 0 |  |  | 0.0018024 | 0.016385 | 0.0024405 | 0.011391 | 0.0091059 | 0 | 0.038065 | 0.014856 | 0
Small Non Domestic Unrestricted | 0 | 0.33226 | 0.049488 | 0.14602 | 0.022178 | 0 | 0.09271 | 0.0095214 | 0 |  |  | 0.0675 | 0.13335 | 0.019861 | 0.058602 | 0.046846 | 0 | 0.19583 | 0.076425 | 0
Small Non Domestic Two Rate | 0 | 0.33163 | 0.049394 | 0.14739 | 0.022386 | 0 | 0.093579 | 0.0096106 | 0 |  |  | 0.072045 | 0.13309 | 0.019824 | 0.059151 | 0.047285 | 0 | 0.19767 | 0.077142 | 0
Small Non Domestic Off Peak (related MPAN) | 0 | 0.040485 | 0.00603 | 0.029522 | 0.0044839 | 0 | 0.018744 | 0.001925 | 0 |  |  | 0.0018547 | 0.016248 | 0.00242 | 0.011848 | 0.0094714 | 0 | 0.039593 | 0.015452 | 0
LV Medium Non-Domestic | 0 | 0.2925 | 0.043566 | 0.13034 | 0.019797 | 0 | 0.082757 | 0.0084993 | 0 |  |  | 0.062168 | 0.11739 | 0.017484 | 0.052311 | 0.041817 | 0 | 0.17481 | 0.068221 | 0
LV Sub Medium Non-Domestic | 0 | 0.28411 | 0.042317 | 0.12714 | 0.01931 | 0 | 0.080722 | 0 | 0 |  |  | 0.060392 | 0.11402 | 0.016983 | 0.051025 | 0.040789 | 0 | 0.17051 | 0 | 0
HV Medium Non-Domestic | 0 | 0.35217 | 0.01731 | 0.041793 | 0 | 0 | 0 | 0 | 0 |  |  | 0.074407 | 0.14134 | 0.021051 | 0.050828 | 0 | 0 | 0 | 0 | 0
LV HH Metered | 0 | 2.7899 | 0.41554 | 0.82255 | 0.12493 | 0 | 0.4178 | 0 | 0 |  |  | 0.6805 | 1.1197 | 0.16677 | 0.33012 | 0.26389 | 0 | 0.88251 | 0 | 0
LV Sub HH Metered | 0 | 2.6844 | 0.39982 | 0.79143 | 0.12021 | 0 | 0 | 0 | 0 |  |  | 0.65475 | 1.0773 | 0.16046 | 0.31763 | 0.25391 | 0 | 0 | 0 | 0
HV HH Metered | 0 | 2.375 | 0.11674 | 0.18486 | 0 | 0 | 0 | 0 | 0 |  |  | 0.5793 | 0.95318 | 0.14197 | 0.22482 | 0 | 0 | 0 | 0 | 0
HV Sub HH Metered | 0 | 2.2315 | 0.10968 | 0 | 0 | 0 | 0 | 0 | 0 |  |  | 0.54428 | 0.89556 | 0.13339 | 0 | 0 | 0 | 0 | 0 | 0
NHH UMS | 0 | 0.31423 | 0.046802 | 0.13809 | 0.020974 | 0 | 0.087677 | 0.0090046 | 0.020081 | 0 |  | 0.063837 | 0.12611 | 0.018783 | 0.055421 | 0.044303 | 0 | 0.1852 | 0.072277 | 0.16118 | 0.65748
LV UMS (Pseudo HH Metered) | 0 | 5.6204 | 0.83712 | 1.657 | 0.25168 | 0 | 1.0521 | 0.10805 | 0.24096 | 0 |  | 1.3709 | 2.2556 | 0.33596 | 0.66503 | 0.53161 | 0 | 2.2223 | 0.86729 | 1.9341 | 0.65748
LV Generation NHH | 0 | -0.16593 | -0.024715 | -0.072923 | -0.011076 | 0 | -0.0463 | -0.004755 | 0 |  |  | -0.03371 | -0.066595 | -0.0099189 | -0.029266 | -0.023395 | 0 | -0.097799 | -0.038167 | 0
LV Sub Generation NHH | 0 | -0.16456 | -0.02451 | -0.072319 | -0.010984 | 0 | -0.045917 | 0 | 0 |  |  | -0.033431 | -0.066044 | -0.0098368 | -0.029024 | -0.023202 | 0 | -0.096989 | 0 | 0
LV Generation Intermittent | 0 | -0.16593 | -0.024715 | -0.072923 | -0.011076 | 0 | -0.0463 | -0.004755 | 0 |  |  | -0.03371 | -0.066595 | -0.0099189 | -0.029266 | -0.023395 | 0 | -0.097799 | -0.038167 | 0
LV Generation Non-Intermittent | 0 | -2.3282 | -0.34678 | -0.68643 | -0.10426 | 0 | -0.43583 | -0.04476 | 0 |  |  | -0.56789 | -0.93441 | -0.13917 | -0.27549 | -0.22022 | 0 | -0.9206 | -0.35927 | 0
LV Sub Generation Intermittent | 0 | -0.16456 | -0.02451 | -0.072319 | -0.010984 | 0 | -0.045917 | 0 | 0 |  |  | -0.033431 | -0.066044 | -0.0098368 | -0.029024 | -0.023202 | 0 | -0.096989 | 0 | 0
LV Sub Generation Non-Intermittent | 0 | -2.309 | -0.34391 | -0.68075 | -0.10339 | 0 | -0.43222 | 0 | 0 |  |  | -0.56319 | -0.92667 | -0.13802 | -0.27321 | -0.2184 | 0 | -0.91298 | 0 | 0
HV Generation Intermittent | 0 | -0.16255 | -0.0079894 | -0.023573 | 0 | 0 | 0 | 0 | 0 |  |  | -0.033022 | -0.065235 | -0.0097164 | -0.028669 | -0.022918 | 0 | 0 | 0 | 0
HV Generation Non-Intermittent | 0 | -2.2807 | -0.1121 | -0.2219 | 0 | 0 | 0 | 0 | 0 |  |  | -0.55629 | -0.91533 | -0.13633 | -0.26986 | -0.21573 | 0 | 0 | 0 | 0
HV Sub Generation Non-Intermittent | 0 | -2.2315 | -0.10968 | -0.21711 | 0 | 0 | 0 | 0 | 0 |  |  | -0.54428 | -0.89556 | -0.13339 | -0.26404 | 0 | 0 | 0 | 0 | 0
HV Sub Generation Intermittent | 0 | -0.15904 | -0.0078169 | -0.023064 | 0 | 0 | 0 | 0 | 0 |  |  | -0.032309 | -0.063827 | -0.0095066 | -0.02805 | 0 | 0 | 0 | 0 | 0
3302. Unit rate 2 p/kWh (elements)
Combine tables = x1 or x2 or x3 or x4 or x5
Data sources:
x1 = 3005. Unit rate 2 total p/kWh (taking account of standing charges) (in Unit rate 2 (taking account of standing charges)) — for Tariffs with Unit rate 2 p/kWh from Standard 2 kWh
x2 = 2904. Pay-as-you-go unit rate 2 (p/kWh) (in Pay-as-you-go unit rate 2 p/kWh) — for Tariffs with Unit rate 2 p/kWh from PAYG 2 kWh
x3 = 2904. Pay-as-you-go unit rate 2 (p/kWh) (in Pay-as-you-go unit rate 2 p/kWh) — for Tariffs with Unit rate 2 p/kWh from PAYG 2 kWh & customer
x4 = 2203. Service model asset p/kWh charge for unmetered tariffs — for Tariffs with Unit rate 2 p/kWh from PAYG 2 kWh & customer
x5 = 2711. Operating expenditure for unmetered customer assets (p/kWh) — for Tariffs with Unit rate 2 p/kWh from PAYG 2 kWh & customer
| GSPs | Assets 132kV | Assets 132kV/EHV | Assets EHV | Assets EHV/HV | Assets 132kV/HV | Assets HV | Assets HV/LV | Assets LV circuits | Assets LV customer | Assets HV customer | Transmission exit | Operating 132kV | Operating 132kV/EHV | Operating EHV | Operating EHV/HV | Operating 132kV/HV | Operating HV | Operating HV/LV | Operating LV circuits | Operating LV customer | Operating HV customer
Domestic Unrestricted
Domestic Two Rate | 0 | 0.054724 | 0.0081508 | 0.035753 | 0.0054303 | 0 | 0.0227 | 0.0023313 | 0 |  |  | 0 | 0.021963 | 0.0032712 | 0.014349 | 0.01147 | 0 | 0.047949 | 0.018713 | 0
Domestic Off Peak (related MPAN)
Small Non Domestic Unrestricted
Small Non Domestic Two Rate | 0 | 0.054985 | 0.0081896 | 0.035454 | 0.0053849 | 0 | 0.022511 | 0.0023119 | 0 |  |  | 0 | 0.022067 | 0.0032868 | 0.014229 | 0.011375 | 0 | 0.047549 | 0.018557 | 0
Small Non Domestic Off Peak (related MPAN)
LV Medium Non-Domestic | 0 | 0.053861 | 0.0080223 | 0.033599 | 0.0051031 | 0 | 0.021332 | 0.0021909 | 0 |  |  | 0 | 0.021616 | 0.0032196 | 0.013484 | 0.010779 | 0 | 0.04506 | 0.017585 | 0
LV Sub Medium Non-Domestic | 0 | 0.052489 | 0.0078179 | 0.032783 | 0.0049792 | 0 | 0.020814 | 0 | 0 |  |  | 0 | 0.021066 | 0.0031376 | 0.013157 | 0.010517 | 0 | 0.043966 | 0 | 0
HV Medium Non-Domestic | 0 | 0.066946 | 0.0032905 | 0.011024 | 0 | 0 | 0 | 0 | 0 |  |  | 0 | 0.026868 | 0.0040018 | 0.013406 | 0 | 0 | 0 | 0 | 0
LV HH Metered | 0 | 0.024996 | 0.0037231 | 0.061097 | 0.0092796 | 0 | 0.031033 | 0 | 0 |  |  | 0 | 0.010032 | 0.0014942 | 0.02452 | 0.019601 | 0 | 0.065551 | 0 | 0
LV Sub HH Metered | 0 | 0.024051 | 0.0035822 | 0.058785 | 0.0089285 | 0 | 0 | 0 | 0 |  |  | 0 | 0.0096524 | 0.0014377 | 0.023593 | 0.01886 | 0 | 0 | 0 | 0
HV HH Metered | 0 | 0.021279 | 0.0010459 | 0.013731 | 0 | 0 | 0 | 0 | 0 |  |  | 0 | 0.0085401 | 0.001272 | 0.016699 | 0 | 0 | 0 | 0 | 0
HV Sub HH Metered | 0 | 0.019993 | 0.00098268 | 0 | 0 | 0 | 0 | 0 | 0 |  |  | 0 | 0.0080238 | 0.0011951 | 0 | 0 | 0 | 0 | 0 | 0
NHH UMS
LV UMS (Pseudo HH Metered) | 0 | 0.050356 | 0.0075002 | 0.12308 | 0.018694 | 0 | 0.078146 | 0.0080257 | 0.017898 | 0 |  | 0 | 0.02021 | 0.0030101 | 0.049396 | 0.039487 | 0 | 0.16507 | 0.06442 | 0.14366 | 0.65748
LV Generation NHH
LV Sub Generation NHH
LV Generation Intermittent
LV Generation Non-Intermittent | 0 | -0.02086 | -0.003107 | -0.050986 | -0.007744 | 0 | -0.032372 | -0.0033247 | 0 |  |  | 0 | -0.0083719 | -0.0012469 | -0.020463 | -0.016358 | 0 | -0.068379 | -0.026686 | 0
LV Sub Generation Intermittent
LV Sub Generation Non-Intermittent | 0 | -0.020687 | -0.0030813 | -0.050564 | -0.0076799 | 0 | -0.032104 | 0 | 0 |  |  | 0 | -0.0083026 | -0.0012366 | -0.020293 | -0.016222 | 0 | -0.067813 | 0 | 0
HV Generation Intermittent
HV Generation Non-Intermittent | 0 | -0.020434 | -0.0010044 | -0.016482 | 0 | 0 | 0 | 0 | 0 |  |  | 0 | -0.0082009 | -0.0012215 | -0.020045 | -0.016024 | 0 | 0 | 0 | 0
HV Sub Generation Non-Intermittent | 0 | -0.019993 | -0.00098268 | -0.016126 | 0 | 0 | 0 | 0 | 0 |  |  | 0 | -0.0080238 | -0.0011951 | -0.019612 | 0 | 0 | 0 | 0 | 0
HV Sub Generation Intermittent
3303. Unit rate 3 p/kWh (elements)
Combine tables = x1 or x2 or x3 or x4 or x5
Data sources:
x1 = 3006. Unit rate 3 total p/kWh (taking account of standing charges) (in Unit rate 3 (taking account of standing charges)) — for Tariffs with Unit rate 3 p/kWh from Standard 3 kWh
x2 = 2905. Pay-as-you-go unit rate 3 (p/kWh) (in Pay-as-you-go unit rate 3 p/kWh) — for Tariffs with Unit rate 3 p/kWh from PAYG 3 kWh
x3 = 2905. Pay-as-you-go unit rate 3 (p/kWh) (in Pay-as-you-go unit rate 3 p/kWh) — for Tariffs with Unit rate 3 p/kWh from PAYG 3 kWh & customer
x4 = 2203. Service model asset p/kWh charge for unmetered tariffs — for Tariffs with Unit rate 3 p/kWh from PAYG 3 kWh & customer
x5 = 2711. Operating expenditure for unmetered customer assets (p/kWh) — for Tariffs with Unit rate 3 p/kWh from PAYG 3 kWh & customer
| GSPs | Assets 132kV | Assets 132kV/EHV | Assets EHV | Assets EHV/HV | Assets 132kV/HV | Assets HV | Assets HV/LV | Assets LV circuits | Assets LV customer | Assets HV customer | Transmission exit | Operating 132kV | Operating 132kV/EHV | Operating EHV | Operating EHV/HV | Operating 132kV/HV | Operating HV | Operating HV/LV | Operating LV circuits | Operating LV customer | Operating HV customer
Domestic Unrestricted
Domestic Two Rate
Domestic Off Peak (related MPAN)
Small Non Domestic Unrestricted
Small Non Domestic Two Rate
Small Non Domestic Off Peak (related MPAN)
LV Medium Non-Domestic
LV Sub Medium Non-Domestic
HV Medium Non-Domestic
LV HH Metered | 0 | 0.042705 | 0.0063607 | 0.026614 | 0.0040423 | 0 | 0.013518 | 0 | 0 |  |  | 0 | 0.017139 | 0.0025528 | 0.010681 | 0.0085384 | 0 | 0.028554 | 0 | 0
LV Sub HH Metered | 0 | 0.04109 | 0.0061201 | 0.025607 | 0.0038893 | 0 | 0 | 0 | 0 |  |  | 0 | 0.016491 | 0.0024562 | 0.010277 | 0.0082154 | 0 | 0 | 0 | 0
HV HH Metered | 0 | 0.036355 | 0.0017869 | 0.0059813 | 0 | 0 | 0 | 0 | 0 |  |  | 0 | 0.01459 | 0.0021731 | 0.0072742 | 0 | 0 | 0 | 0 | 0
HV Sub HH Metered | 0 | 0.034157 | 0.0016789 | 0 | 0 | 0 | 0 | 0 | 0 |  |  | 0 | 0.013708 | 0.0020418 | 0 | 0 | 0 | 0 | 0 | 0
NHH UMS
LV UMS (Pseudo HH Metered) | 0 | 0.086031 | 0.012814 | 0.053615 | 0.0081432 | 0 | 0.034041 | 0.003496 | 0.0077963 | 0 |  | 0 | 0.034527 | 0.0051426 | 0.021517 | 0.017201 | 0 | 0.071904 | 0.028062 | 0.062579 | 0.65748
LV Generation NHH
LV Sub Generation NHH
LV Generation Intermittent
LV Generation Non-Intermittent | 0 | -0.035638 | -0.0053081 | -0.02221 | -0.0033734 | 0 | -0.014102 | -0.0014482 | 0 |  |  | 0 | -0.014303 | -0.0021303 | -0.0089137 | -0.0071255 | 0 | -0.029787 | -0.011625 | 0
LV Sub Generation Intermittent
LV Sub Generation Non-Intermittent | 0 | -0.035343 | -0.0052642 | -0.022026 | -0.0033454 | 0 | -0.013985 | 0 | 0 |  |  | 0 | -0.014185 | -0.0021127 | -0.0088399 | -0.0070665 | 0 | -0.02954 | 0 | 0
HV Generation Intermittent
HV Generation Non-Intermittent | 0 | -0.034911 | -0.0017159 | -0.0071797 | 0 | 0 | 0 | 0 | 0 |  |  | 0 | -0.014011 | -0.0020868 | -0.0087317 | -0.00698 | 0 | 0 | 0 | 0
HV Sub Generation Non-Intermittent | 0 | -0.034157 | -0.0016789 | -0.0070246 | 0 | 0 | 0 | 0 | 0 |  |  | 0 | -0.013708 | -0.0020418 | -0.0085431 | 0 | 0 | 0 | 0 | 0
HV Sub Generation Intermittent
3304. Fixed charge p/MPAN/day (elements)
Combine tables = x1 or x2 or x3 or x4 or x5
Data sources:
x1 = 3106. Fixed charge from standing charges factors p/MPAN/day — for Tariffs with Fixed charge p/MPAN/day from Fixed from network & customer
x2 = 2206. Service model p/MPAN/day (in Replacement annuities for service models) — for Tariffs with Fixed charge p/MPAN/day from Customer
x3 = 2206. Service model p/MPAN/day (in Replacement annuities for service models) — for Tariffs with Fixed charge p/MPAN/day from Fixed from network & customer
x4 = 2710. Operating expenditure for customer assets p/MPAN/day total (in Operating expenditure for customer assets p/MPAN/day) — for Tariffs with Fixed charge p/MPAN/day from Customer
x5 = 2710. Operating expenditure for customer assets p/MPAN/day total (in Operating expenditure for customer assets p/MPAN/day) — for Tariffs with Fixed charge p/MPAN/day from Fixed from network & customer
| GSPs | Assets 132kV | Assets 132kV/EHV | Assets EHV | Assets EHV/HV | Assets 132kV/HV | Assets HV | Assets HV/LV | Assets LV circuits | Assets LV customer | Assets HV customer | Transmission exit | Operating 132kV | Operating 132kV/EHV | Operating EHV | Operating EHV/HV | Operating 132kV/HV | Operating HV | Operating HV/LV | Operating LV circuits | Operating LV customer | Operating HV customer
Domestic Unrestricted | 0 | 0 | 0 | 0 | 0 | 0 | 0 | 0 | 0.27538 | 0 | 0 | 0 | 0 | 0 | 0 | 0 | 0 | 0 | 0 | 2.2104 | 1.5806 | 0
Domestic Two Rate | 0 | 0 | 0 | 0 | 0 | 0 | 0 | 0 | 0.27538 | 0 | 0 | 0 | 0 | 0 | 0 | 0 | 0 | 0 | 0 | 2.2104 | 1.5806 | 0
Domestic Off Peak (related MPAN)
Small Non Domestic Unrestricted | 0 | 0 | 0 | 0 | 0 | 0 | 0 | 0 | 0.27538 | 0 | 0 | 0 | 0 | 0 | 0 | 0 | 0 | 0 | 0 | 2.2104 | 3.7731 | 0
Small Non Domestic Two Rate | 0 | 0 | 0 | 0 | 0 | 0 | 0 | 0 | 0.27538 | 0 | 0 | 0 | 0 | 0 | 0 | 0 | 0 | 0 | 0 | 2.2104 | 3.7731 | 0
Small Non Domestic Off Peak (related MPAN)
LV Medium Non-Domestic | 0 | 0 | 0 | 0 | 0 | 0 | 0 | 0 | 3.2929 | 0 | 0 | 0 | 0 | 0 | 0 | 0 | 0 | 0 | 0 | 26.4308 | 4.2973 | 0
LV Sub Medium Non-Domestic | 0 | 0 | 0 | 0 | 0 | 0 | 0 | 2.0876 | 0 | 0 | 0 | 0 | 0 | 0 | 0 | 0 | 0 | 0 | 16.7564 | 0 | 3.2762 | 0
HV Medium Non-Domestic | 0 | 0 | 0 | 2.4797 | 0 | 0 | 0 | 0 | 0 | 0 | 0 | 0 | 0 | 0 | 3.0157 | 12.0535 | 0 | 36.779 | 0 | 0 | 0 | 67.9698
LV HH Metered | [9 empty] | 0 | 0 | [9 empty] | 8.4336 | 0
LV Sub HH Metered | [9 empty] | 0 | 0 | [9 empty] | 6.0944 | 0
HV HH Metered | [9 empty] | 0 | 0 | [9 empty] | 0 | 67.9698
HV Sub HH Metered | [9 empty] | 0 | 0 | [9 empty] | 0 | 67.9698
NHH UMS
LV UMS (Pseudo HH Metered)
LV Generation NHH | [9 empty] | 0 | 0 | [9 empty] | 0 | 0
LV Sub Generation NHH | [9 empty] | 0 | 0 | [9 empty] | 0 | 0
LV Generation Intermittent | [9 empty] | 0 | 0 | [9 empty] | 0 | 0
LV Generation Non-Intermittent | [9 empty] | 0 | 0 | [9 empty] | 0 | 0
LV Sub Generation Intermittent | [9 empty] | 0 | 0 | [9 empty] | 0 | 0
LV Sub Generation Non-Intermittent | [9 empty] | 0 | 0 | [9 empty] | 0 | 0
HV Generation Intermittent | [9 empty] | 0 | 0 | [9 empty] | 0 | 29.2146
HV Generation Non-Intermittent | [9 empty] | 0 | 0 | [9 empty] | 0 | 29.2146
HV Sub Generation Non-Intermittent | [9 empty] | 0 | 0 | [9 empty] | 0 | 29.2146
HV Sub Generation Intermittent | [9 empty] | 0 | 0 | [9 empty] | 0 | 29.2146
3305. Capacity charge p/kVA/day (elements)
Copy cells = x1
Data sources:
x1 = 3002. Capacity charge p/kVA/day — for Tariffs with Capacity charge p/kVA/day from Capacity
| GSPs | Assets 132kV | Assets 132kV/EHV | Assets EHV | Assets EHV/HV | Assets 132kV/HV | Assets HV | Assets HV/LV | Assets LV circuits | Assets LV customer | Assets HV customer | Transmission exit | Operating 132kV | Operating 132kV/EHV | Operating EHV | Operating EHV/HV | Operating 132kV/HV | Operating HV | Operating HV/LV | Operating LV circuits | Operating LV customer | Operating HV customer
Domestic Unrestricted
Domestic Two Rate
Domestic Off Peak (related MPAN)
Small Non Domestic Unrestricted
Small Non Domestic Two Rate
Small Non Domestic Off Peak (related MPAN)
LV Medium Non-Domestic
LV Sub Medium Non-Domestic
HV Medium Non-Domestic
LV HH Metered | 0 | 0 | 0 | 0 | 0 | 0 | 0.13605 | 0.069864 | 0.15236 |  |  | 0 | 0 | 0 | 0 | 0 | 0 | 0.28738 | 0.56077 | 1.223
LV Sub HH Metered | 0 | 0 | 0 | 0 | 0 | 0 | 0.67463 | 0.069285 | 0 |  |  | 0 | 0 | 0 | 0 | 0 | 0 | 1.425 | 0.55613 | 0
HV HH Metered | 0 | 0 | 0 | 0.094899 | 0 | 0 | 0 | 0 | 0 |  |  | 0 | 0 | 0 | 0.11541 | 0.4613 | 0 | 1.4076 | 0 | 0
HV Sub HH Metered | 0 | 0 | 0 | 0.46425 | 0 | 0 | 0 | 0 | 0 |  |  | 0 | 0 | 0 | 0.56461 | 0.45134 | 0 | 0 | 0 | 0
NHH UMS
LV UMS (Pseudo HH Metered)
LV Generation NHH
LV Sub Generation NHH
LV Generation Intermittent
LV Generation Non-Intermittent
LV Sub Generation Intermittent
LV Sub Generation Non-Intermittent
HV Generation Intermittent
HV Generation Non-Intermittent
HV Sub Generation Non-Intermittent
HV Sub Generation Intermittent
3306. Reactive power charge p/kVArh (elements)
Combine tables = x1 or x2
Data sources:
x1 = 3206. Pay-as-you-go reactive p/kVArh
x2 = 3202. Standard reactive p/kVArh
| GSPs | Assets 132kV | Assets 132kV/EHV | Assets EHV | Assets EHV/HV | Assets 132kV/HV | Assets HV | Assets HV/LV | Assets LV circuits | Assets LV customer | Assets HV customer | Transmission exit | Operating 132kV | Operating 132kV/EHV | Operating EHV | Operating EHV/HV | Operating 132kV/HV | Operating HV | Operating HV/LV | Operating LV circuits | Operating LV customer | Operating HV customer
Domestic Unrestricted
Domestic Two Rate
Domestic Off Peak (related MPAN)
Small Non Domestic Unrestricted
Small Non Domestic Two Rate
Small Non Domestic Off Peak (related MPAN)
LV Medium Non-Domestic
LV Sub Medium Non-Domestic
HV Medium Non-Domestic
LV HH Metered | 0 | 0.046176 | 0.0068776 | 0.020293 | 0.0030821 | 0 | 0.010307 | 0 | 0 |  |  | 0.0093808 | 0.018532 | 0.0027602 | 0.0081442 | 0.0065104 | 0 | 0.021772 | 0 | 0
LV Sub HH Metered | 0 | 0.041895 | 0.00624 | 0.018412 | 0.0027964 | 0 | 0 | 0 | 0 |  |  | 0.0085112 | 0.016814 | 0.0025043 | 0.0073892 | 0.0059068 | 0 | 0 | 0 | 0
HV HH Metered | 0 | 0.036075 | 0.0017731 | 0.0041853 | 0 | 0 | 0 | 0 | 0 |  |  | 0.0073287 | 0.014478 | 0.0021564 | 0.0050901 | 0 | 0 | 0 | 0 | 0
HV Sub HH Metered | 0 | 0.031997 | 0.0015727 | 0 | 0 | 0 | 0 | 0 | 0 |  |  | 0.0065003 | 0.012842 | 0.0019127 | 0 | 0 | 0 | 0 | 0 | 0
NHH UMS
LV UMS (Pseudo HH Metered)
LV Generation NHH
LV Sub Generation NHH
LV Generation Intermittent | 0 | 0.032544 | 0.0048472 | 0.014302 | 0.0021722 | 0 | 0.0090806 | 0.00093259 | 0.0020797 |  |  | 0.0066115 | 0.013061 | 0.0019454 | 0.0057399 | 0.0045884 | 0 | 0.019181 | 0.0074856 | 0.016693
LV Generation Non-Intermittent | 0 | 0.032544 | 0.0048472 | 0.014302 | 0.0021722 | 0 | 0.0090806 | 0.00093259 | 0.0020797 |  |  | 0.0066115 | 0.013061 | 0.0019454 | 0.0057399 | 0.0045884 | 0 | 0.019181 | 0.0074856 | 0.016693
LV Sub Generation Intermittent | 0 | 0.032275 | 0.0048071 | 0.014184 | 0.0021543 | 0 | 0.0090055 | 0.00092487 | 0 |  |  | 0.0065567 | 0.012953 | 0.0019293 | 0.0056924 | 0.0045504 | 0 | 0.019022 | 0.0074236 | 0
LV Sub Generation Non-Intermittent | 0 | 0.032275 | 0.0048071 | 0.014184 | 0.0021543 | 0 | 0.0090055 | 0.00092487 | 0 |  |  | 0.0065567 | 0.012953 | 0.0019293 | 0.0056924 | 0.0045504 | 0 | 0.019022 | 0.0074236 | 0
HV Generation Intermittent | 0 | 0.03188 | 0.0015669 | 0.0046233 | 0 | 0 | 0 | 0 | 0 |  |  | 0.0064765 | 0.012794 | 0.0019056 | 0.0056227 | 0.0044947 | 0 | 0.018789 | 0 | 0
HV Generation Non-Intermittent | 0 | 0.03188 | 0.0015669 | 0.0046233 | 0 | 0 | 0 | 0 | 0 |  |  | 0.0064765 | 0.012794 | 0.0019056 | 0.0056227 | 0.0044947 | 0 | 0.018789 | 0 | 0
HV Sub Generation Non-Intermittent | 0 | 0.031191 | 0.0015331 | 0.0045235 | 0 | 0 | 0 | 0 | 0 |  |  | 0.0063366 | 0.012518 | 0.0018645 | 0.0055013 | 0 | 0 | 0 | 0 | 0
HV Sub Generation Intermittent | 0 | 0.031191 | 0.0015331 | 0.0045235 | 0 | 0 | 0 | 0 | 0 |  |  | 0.0063366 | 0.012518 | 0.0018645 | 0.0055013 | 0 | 0 | 0 | 0 | 0
3307. Summary of charges before revenue matching
Data sources:
x1 = 3301. Unit rate 1 p/kWh (elements)
x2 = 3302. Unit rate 2 p/kWh (elements)
x3 = 3303. Unit rate 3 p/kWh (elements)
x4 = 3304. Fixed charge p/MPAN/day (elements)
x5 = 3305. Capacity charge p/kVA/day (elements)
x6 = 3306. Reactive power charge p/kVArh (elements)
Kind: | Cell summation | Cell summation | Cell summation | Cell summation | Cell summation | Cell summation
Formula: | =SUM(x1) | =SUM(x2) | =SUM(x3) | =SUM(x4) | =SUM(x5) | =SUM(x6)
| Unit rate 1 p/kWh (total) | Unit rate 2 p/kWh (total) | Unit rate 3 p/kWh (total) | Fixed charge p/MPAN/day (total) | Capacity charge p/kVA/day (total) | Reactive power charge p/kVArh
Domestic Unrestricted | 1.3713 | 0 | 0 | 4.0664 | 0 | 0
Domestic Two Rate | 1.5778 | 0.24681 | 0 | 4.0664 | 0 | 0
Domestic Off Peak (related MPAN) | 0.19352 | 0 | 0 | 0 | 0 | 0
Small Non Domestic Unrestricted | 1.2506 | 0 | 0 | 6.2589 | 0 | 0
Small Non Domestic Two Rate | 1.2602 | 0.2459 | 0 | 6.2589 | 0 | 0
Small Non Domestic Off Peak (related MPAN) | 0.19808 | 0 | 0 | 0 | 0 | 0
LV Medium Non-Domestic | 1.1117 | 0.23585 | 0 | 34.0209 | 0 | 0
LV Sub Medium Non-Domestic | 1.0073 | 0.21073 | 0 | 22.1201 | 0 | 0
HV Medium Non-Domestic | 0.6989 | 0.12554 | 0 | 122.2977 | 0 | 0
LV HH Metered | 8.0142 | 0.25133 | 0.16071 | 8.4336 | 2.4294 | 0.15384
LV Sub HH Metered | 6.4599 | 0.14889 | 0.11415 | 6.0944 | 2.7251 | 0.11047
HV HH Metered | 4.5759 | 0.062567 | 0.06816 | 67.9698 | 2.0792 | 0.071086
HV Sub HH Metered | 3.9144 | 0.030195 | 0.051586 | 67.9698 | 1.4802 | 0.054824
NHH UMS | 2.0214 | 0 | 0 | 0 | 0 | 0
LV UMS (Pseudo HH Metered) | 20.6075 | 1.4464 | 1.1043 | 0 | 0 | 0
LV Generation NHH | -0.62455 | 0 | 0 | 0 | 0 | 0
LV Sub Generation NHH | -0.57682 | 0 | 0 | 0 | 0 | 0
LV Generation Intermittent | -0.62455 | 0 | 0 | 0 | 0 | 0.14126
LV Generation Non-Intermittent | -7.3633 | -0.2599 | -0.15596 | 0 | 0 | 0.14126
LV Sub Generation Intermittent | -0.57682 | 0 | 0 | 0 | 0 | 0.12148
LV Sub Generation Non-Intermittent | -6.9017 | -0.22799 | -0.14171 | 0 | 0 | 0.12148
HV Generation Intermittent | -0.35367 | 0 | 0 | 29.2146 | 0 | 0.088153
HV Generation Non-Intermittent | -4.7082 | -0.083411 | -0.075616 | 29.2146 | 0 | 0.088153
HV Sub Generation Non-Intermittent | -4.3955 | -0.065932 | -0.067154 | 29.2146 | 0 | 0.063468
HV Sub Generation Intermittent | -0.32361 | 0 | 0 | 29.2146 | 0 | 0.063468

## Revenue
CDCM model 100: Revenue shortfall or surplus |  | WPD South West | 2012/13 | model version 2441 April 2012 Price Change
3401. Net revenues by tariff before matching (£/year)
Cell-by-cell calculation =0.01*x1*(x2*x3+x4*x5)+10*(x6*x7+x8*x9+x10*x11+x12*x13)
Data sources:
x1 = 1010. Days in the charging period (in Financial and general assumptions)
x2 = 3307. Fixed charge p/MPAN/day (total) (in Summary of charges before revenue matching)
x3 = 2305. MPANs (in Equivalent volume for each end user)
x4 = 3307. Capacity charge p/kVA/day (total) (in Summary of charges before revenue matching)
x5 = 2305. Import capacity (kVA) (in Equivalent volume for each end user)
x6 = 3307. Unit rate 1 p/kWh (total) (in Summary of charges before revenue matching)
x7 = 2305. Rate 1 units (MWh) (in Equivalent volume for each end user)
x8 = 3307. Unit rate 2 p/kWh (total) (in Summary of charges before revenue matching)
x9 = 2305. Rate 2 units (MWh) (in Equivalent volume for each end user)
x10 = 3307. Unit rate 3 p/kWh (total) (in Summary of charges before revenue matching)
x11 = 2305. Rate 3 units (MWh) (in Equivalent volume for each end user)
x12 = 3307. Reactive power charge p/kVArh (in Summary of charges before revenue matching)
x13 = 2305. Reactive power units (MVArh) (in Equivalent volume for each end user)
Net revenues
Domestic Unrestricted | 76811778.449
Domestic Two Rate | 17718464.474
Domestic Off Peak (related MPAN) | 170704.5458
Small Non Domestic Unrestricted | 17431322.7747
Small Non Domestic Two Rate | 5504216.6264
Small Non Domestic Off Peak (related MPAN) | 63292.1634
LV Medium Non-Domestic | 9725112.7642
LV Sub Medium Non-Domestic | 944443.1794
HV Medium Non-Domestic | 21587.9217
LV HH Metered | 8928516.099
LV Sub HH Metered | 7688141.715
HV HH Metered | 18080642.1851
HV Sub HH Metered | 0
NHH UMS | 487083.8153
LV UMS (Pseudo HH Metered) | 3102499.0892
LV Generation NHH | -6696.5802
LV Sub Generation NHH | 0
LV Generation Intermittent | -52570.2946
LV Generation Non-Intermittent | -2662.2856
LV Sub Generation Intermittent | -1555.9014
LV Sub Generation Non-Intermittent | -3106.6857
HV Generation Intermittent | -50576.2718
HV Generation Non-Intermittent | -654879.0699
HV Sub Generation Non-Intermittent | 0
HV Sub Generation Intermittent | -16.2734
3402. Allowed revenue (£/year)
Cell-by-cell calculation =x1+x2+x3
Data sources:
x1 = 1076. Allowed revenue (£/year) (in Target revenue)
x2 = 1076. Pass-through charges (£/year) (in Target revenue)
x3 = 1076. Adjustment for previous year's under (over) recovery (£/year) (in Target revenue)
Allowed revenue (£/year)
Allowed revenue (£/year) | 309117706
3403. Revenue surplus or shortfall
Data sources:
x1 = 3401. Net revenues by tariff before matching (£/year)
x2 = 3402. Allowed revenue (£/year)
x3 = 1076. Revenue raised outside this model (£/year) (in Target revenue)
x4 = Total net revenues before matching (£/year) (in Revenue surplus or shortfall)
Kind: | Cell summation | Cell-by-cell calculation
Formula: | =SUM(x1) | =x2-x3-x4
| Total net revenues before matching (£/year) | Revenue shortfall (surplus) £/year
Revenue surplus or shortfall | 165905742.4394 | 139188316.5606

## Scaler
CDCM model 100: Revenue matching |  | WPD South West |  | 2012/13 |  | model version 2441 April 2012 Price Change
This sheet modifies tariffs so that the total expected net revenues matches the target.
3501. Factor to scale to £1/kW at transmission exit level
Cell-by-cell calculation =IF(x1,1/x1,0)
Data sources:
x1 = 2901. Unit cost at each level, £/kW/year (relative to system simultaneous maximum load)
Transmission exit
Factor to scale to £1/kW at transmission exit level | 0.3682
3502. Applicability factor for £1/kW scaler
Combine tables = x1 or x2
Data sources:
x1 = 3501. Factor to scale to £1/kW at transmission exit level
x2 = Zero for other levels
| GSPs | Assets 132kV | Assets 132kV/EHV | Assets EHV | Assets EHV/HV | Assets 132kV/HV | Assets HV | Assets HV/LV | Assets LV circuits | Assets LV customer | Assets HV customer | Transmission exit | Operating 132kV | Operating 132kV/EHV | Operating EHV | Operating EHV/HV | Operating 132kV/HV | Operating HV | Operating HV/LV | Operating LV circuits | Operating LV customer | Operating HV customer
Applicability factor for £1/kW scaler | 0 | 0 | 0 | 0 | 0 | 0 | 0 | 0 | 0 | 0 | 0 | 0.3682 | 0 | 0 | 0 | 0 | 0 | 0 | 0 | 0 | 0 | 0
3503. Scalable elements of tariff components
Data sources:
x1 = 3301. Unit rate 1 p/kWh (elements)
x2 = 3502. Applicability factor for £1/kW scaler
x3 = 3302. Unit rate 2 p/kWh (elements)
x4 = 3303. Unit rate 3 p/kWh (elements)
x5 = 3304. Fixed charge p/MPAN/day (elements)
x6 = 3305. Capacity charge p/kVA/day (elements)
x7 = 3306. Reactive power charge p/kVArh (elements)
Kind: | Sum-product calculation | Sum-product calculation | Sum-product calculation | Sum-product calculation | Sum-product calculation | Sum-product calculation
Formula: | =SUMPRODUCT(x1, x2) | =SUMPRODUCT(x3, x2) | =SUMPRODUCT(x4, x2) | =SUMPRODUCT(x5, x2) | =SUMPRODUCT(x6, x2) | =SUMPRODUCT(x7, x2)
| Unit rate 1 p/kWh scalable part | Unit rate 2 p/kWh scalable part | Unit rate 3 p/kWh scalable part | Fixed charge p/MPAN/day scalable part | Capacity charge p/kVA/day scalable part | Reactive power charge p/kVArh scalable part
Domestic Unrestricted | 0.027253 | 0 | 0 | 0 | 0 | 0
Domestic Two Rate | 0.036251 | 0 | 0 | 0 | 0 | 0
Domestic Off Peak (related MPAN) | 0.00066363 | 0 | 0 | 0 | 0 | 0
Small Non Domestic Unrestricted | 0.024854 | 0 | 0 | 0 | 0 | 0
Small Non Domestic Two Rate | 0.026527 | 0 | 0 | 0 | 0 | 0
Small Non Domestic Off Peak (related MPAN) | 0.0006829 | 0 | 0 | 0 | 0 | 0
LV Medium Non-Domestic | 0.02289 | 0 | 0 | 0 | 0 | 0
LV Sub Medium Non-Domestic | 0.022236 | 0 | 0 | 0 | 0 | 0
HV Medium Non-Domestic | 0.027397 | 0 | 0 | 0 | 0 | 0
LV HH Metered | 0.25056 | 0 | 0 | 0 | 0 | 0.003454
LV Sub HH Metered | 0.24108 | 0 | 0 | 0 | 0 | 0.0031338
HV HH Metered | 0.2133 | 0 | 0 | 0 | 0 | 0.0026984
HV Sub HH Metered | 0.2004 | 0 | 0 | 0 | 0 | 0.0023934
NHH UMS | 0.023505 | 0 | 0 | 0 | 0 | 0
LV UMS (Pseudo HH Metered) | 0.50476 | 0 | 0 | 0 | 0 | 0
LV Generation NHH | -0.012412 | 0 | 0 | 0 | 0 | 0
LV Sub Generation NHH | -0.012309 | 0 | 0 | 0 | 0 | 0
LV Generation Intermittent | -0.012412 | 0 | 0 | 0 | 0 | 0.0024343
LV Generation Non-Intermittent | -0.2091 | 0 | 0 | 0 | 0 | 0.0024343
LV Sub Generation Intermittent | -0.012309 | 0 | 0 | 0 | 0 | 0.0024142
LV Sub Generation Non-Intermittent | -0.20737 | 0 | 0 | 0 | 0 | 0.0024142
HV Generation Intermittent | -0.012159 | 0 | 0 | 0 | 0 | 0.0023846
HV Generation Non-Intermittent | -0.20483 | 0 | 0 | 0 | 0 | 0.0023846
HV Sub Generation Non-Intermittent | -0.2004 | 0 | 0 | 0 | 0 | 0.0023331
HV Sub Generation Intermittent | -0.011896 | 0 | 0 | 0 | 0 | 0.0023331
3504. Marginal revenue effect of scaler
Data sources:
x1 = 2302. Load coefficient
x2 = 3503. Unit rate 1 p/kWh scalable part (in Scalable elements of tariff components)
x3 = 2305. Rate 1 units (MWh) (in Equivalent volume for each end user)
x4 = 3503. Unit rate 2 p/kWh scalable part (in Scalable elements of tariff components)
x5 = 2305. Rate 2 units (MWh) (in Equivalent volume for each end user)
x6 = 3503. Unit rate 3 p/kWh scalable part (in Scalable elements of tariff components)
x7 = 2305. Rate 3 units (MWh) (in Equivalent volume for each end user)
x8 = 3503. Fixed charge p/MPAN/day scalable part (in Scalable elements of tariff components)
x9 = 1010. Days in the charging period (in Financial and general assumptions)
x10 = 2305. MPANs (in Equivalent volume for each end user)
x11 = 3503. Capacity charge p/kVA/day scalable part (in Scalable elements of tariff components)
x12 = 2305. Import capacity (kVA) (in Equivalent volume for each end user)
x13 = 3503. Reactive power charge p/kVArh scalable part (in Scalable elements of tariff components)
x14 = 2305. Reactive power units (MVArh) (in Equivalent volume for each end user)
Kind: | Cell-by-cell calculation | Cell-by-cell calculation | Cell-by-cell calculation | Cell-by-cell calculation | Cell-by-cell calculation | Cell-by-cell calculation
Formula: | =IF(x1<0,0,x2*x3*10) | =IF(x1<0,0,x4*x5*10) | =IF(x1<0,0,x6*x7*10) | =x8*x9*x10/100 | =x11*x9*x12/100 | =IF(x1<0,0,x13*x14*10)
| Effect through Unit rate 1 p/kWh | Effect through Unit rate 2 p/kWh | Effect through Unit rate 3 p/kWh | Effect through Fixed charge p/MPAN/day | Effect through Capacity charge p/kVA/day | Effect through Reactive power charge p/kVArh
Domestic Unrestricted | 1180653.5027 | 0 | 0 | 0 | 0 | 0
Domestic Two Rate | 279463.161 | 0 | 0 | 0 | 0 | 0
Domestic Off Peak (related MPAN) | 585.3894 | 0 | 0 | 0 | 0 | 0
Small Non Domestic Unrestricted | 298389.4619 | 0 | 0 | 0 | 0 | 0
Small Non Domestic Two Rate | 93693.3524 | 0 | 0 | 0 | 0 | 0
Small Non Domestic Off Peak (related MPAN) | 218.2083 | 0 | 0 | 0 | 0 | 0
LV Medium Non-Domestic | 167851.8981 | 0 | 0 | 0 | 0 | 0
LV Sub Medium Non-Domestic | 18422.7627 | 0 | 0 | 0 | 0 | 0
HV Medium Non-Domestic | 439.0342 | 0 | 0 | 0 | 0 | 0
LV HH Metered | 131653.4166 | 0 | 0 | 0 | 0 | 2212.0004
LV Sub HH Metered | 125473.2671 | 0 | 0 | 0 | 0 | 2326.621
HV HH Metered | 395272.313 | 0 | 0 | 0 | 0 | 5786.9252
HV Sub HH Metered | 0 | 0 | 0 | 0 | 0 | 0
NHH UMS | 5663.6142 | 0 | 0 | 0 | 0 | 0
LV UMS (Pseudo HH Metered) | 35154.6743 | 0 | 0 | 0 | 0 | 0
LV Generation NHH | 0 | 0 | 0 | 0 | 0 | 0
LV Sub Generation NHH | 0 | 0 | 0 | 0 | 0 | 0
LV Generation Intermittent | 0 | 0 | 0 | 0 | 0 | 0
LV Generation Non-Intermittent | 0 | 0 | 0 | 0 | 0 | 0
LV Sub Generation Intermittent | 0 | 0 | 0 | 0 | 0 | 0
LV Sub Generation Non-Intermittent | 0 | 0 | 0 | 0 | 0 | 0
HV Generation Intermittent | 0 | 0 | 0 | 0 | 0 | 0
HV Generation Non-Intermittent | 0 | 0 | 0 | 0 | 0 | 0
HV Sub Generation Non-Intermittent | 0 | 0 | 0 | 0 | 0 | 0
HV Sub Generation Intermittent | 0 | 0 | 0 | 0 | 0 | 0
3505. Scaler value at which the minimum is breached
Data sources:
x1 = 3503. Unit rate 1 p/kWh scalable part (in Scalable elements of tariff components)
x2 = 3307. Unit rate 1 p/kWh (total) (in Summary of charges before revenue matching)
x3 = 3503. Unit rate 2 p/kWh scalable part (in Scalable elements of tariff components)
x4 = 3307. Unit rate 2 p/kWh (total) (in Summary of charges before revenue matching)
x5 = 3503. Unit rate 3 p/kWh scalable part (in Scalable elements of tariff components)
x6 = 3307. Unit rate 3 p/kWh (total) (in Summary of charges before revenue matching)
x7 = 3503. Fixed charge p/MPAN/day scalable part (in Scalable elements of tariff components)
x8 = 3307. Fixed charge p/MPAN/day (total) (in Summary of charges before revenue matching)
x9 = 3503. Capacity charge p/kVA/day scalable part (in Scalable elements of tariff components)
x10 = 3307. Capacity charge p/kVA/day (total) (in Summary of charges before revenue matching)
x11 = 3503. Reactive power charge p/kVArh scalable part (in Scalable elements of tariff components)
x12 = 3307. Reactive power charge p/kVArh (in Summary of charges before revenue matching)
Kind: | Cell-by-cell calculation | Cell-by-cell calculation | Cell-by-cell calculation | Cell-by-cell calculation | Cell-by-cell calculation | Cell-by-cell calculation
Formula: | =IF(x1,0-x2/x1,0) | =IF(x3,0-x4/x3,0) | =IF(x5,0-x6/x5,0) | =IF(x7,0-x8/x7,0) | =IF(x9,0-x10/x9,0) | =IF(x11,0-x12/x11,0)
| Scaler threshold for Unit rate 1 p/kWh | Scaler threshold for Unit rate 2 p/kWh | Scaler threshold for Unit rate 3 p/kWh | Scaler threshold for Fixed charge p/MPAN/day | Scaler threshold for Capacity charge p/kVA/day | Scaler threshold for Reactive power charge p/kVArh
Domestic Unrestricted | -50.3182 |  |  | 0
Domestic Two Rate | -43.5259 | 0 |  | 0
Domestic Off Peak (related MPAN) | -291.6085
Small Non Domestic Unrestricted | -50.3182 |  |  | 0
Small Non Domestic Two Rate | -47.5058 | 0 |  | 0
Small Non Domestic Off Peak (related MPAN) | -290.0539
LV Medium Non-Domestic | -48.5647 | 0 |  | 0
LV Sub Medium Non-Domestic | -45.301 | 0 |  | 0
HV Medium Non-Domestic | -25.5103 | 0 |  | 0
LV HH Metered | -31.9854 | 0 | 0 | 0 | 0 | -44.5382
LV Sub HH Metered | -26.7958 | 0 | 0 | 0 | 0 | -35.2506
HV HH Metered | -21.4531 | 0 | 0 | 0 | 0 | -26.3436
HV Sub HH Metered | -19.5324 | 0 | 0 | 0 | 0 | -22.9062
NHH UMS | -86.0023
LV UMS (Pseudo HH Metered) | -40.8268 | 0 | 0
LV Generation NHH | -50.3182 |  |  | 0
LV Sub Generation NHH | -46.8601 |  |  | 0
LV Generation Intermittent | -50.3182 |  |  | 0 |  | -58.0299
LV Generation Non-Intermittent | -35.2151 | 0 | 0 | 0 |  | -58.0299
LV Sub Generation Intermittent | -46.8601 |  |  | 0 |  | -50.3182
LV Sub Generation Non-Intermittent | -33.2828 | 0 | 0 | 0 |  | -50.3182
HV Generation Intermittent | -29.0878 |  |  | 0 |  | -36.9671
HV Generation Non-Intermittent | -22.9865 | 0 | 0 | 0 |  | -36.9671
HV Sub Generation Non-Intermittent | -21.9333 | 0 | 0 | 0 |  | -27.2029
HV Sub Generation Intermittent | -27.2029 |  |  | 0 |  | -27.2029
3506. Root if there were no constraints
Special calculation Special calculation
Data sources:
Root if there were no constraints
Root if there were no constraints | 50.7383
3507. Starting point
Special calculation Special calculation
Data sources:
Starting point
Starting point | -291.6085
3508. Solve a simple linear programming problem
Data sources:
x1 = 3507. Starting point
x2 = 3505. Scaler threshold for Unit rate 1 p/kWh (in Scaler value at which the minimum is breached)
x3 = 3504. Effect through Unit rate 1 p/kWh (in Marginal revenue effect of scaler)
x4 = Location (in Solve a simple linear programming problem)
x5 = Kink (in Solve a simple linear programming problem)
x6 = Ranking before tie break (in Solve a simple linear programming problem)
x7 = Counter (in Solve a simple linear programming problem)
x8 = Tie breaker (in Solve a simple linear programming problem)
x9 = Ranking (in Solve a simple linear programming problem)
x10 = Kink reordering (in Solve a simple linear programming problem)
x11 = Starting slopes (in Solve a simple linear programming problem)
x12 = New slope (in Solve a simple linear programming problem)
x13 = Location (ordered) (in Solve a simple linear programming problem)
x14 = Starting values (in Solve a simple linear programming problem)
x15 = 3403. Revenue shortfall (surplus) £/year (in Revenue surplus or shortfall)
x16 = 3506. Root if there were no constraints
x17 = Value (in Solve a simple linear programming problem)
Kind: | Special calculation | Special calculation | Special calculation | Special calculation | Special calculation | Fixed data | Cell-by-cell calculation | Special calculation | Special calculation | Special calculation | Special calculation | Special calculation | Special calculation
Formula: | Special calculation | Special calculation | Special calculation | Special calculation | Special calculation |  | =x6*150+x7 | Special calculation | Special calculation | Special calculation | Special calculation | Special calculation | Special calculation
| Location | Kink | Starting slopes | Starting values | Ranking before tie break | Counter | Tie breaker | Ranking | Kink reordering | Location (ordered) | New slope | Value | Root
Starting point | -291.6085 |  |  |  |  | 0 | 0 |  |  | -291.6085 | 0 | -257765669.5954 | 50.7383
Kink 1 | -50.3182 | 1180653.5027 | 0 | -59408359.9143 | 8 | 1 | 1201 | 8 | 3 | -291.6085 | 585.3894 | -257765669.5954
Kink 2 | -43.5259 | 279463.161 | 0 | -12163874.8165 | 18 | 2 | 2702 | 18 | 6 | -290.0539 | 803.5977 | -257764759.5531
Kink 3 | -291.6085 | 585.3894 | 0 | -170704.5458 | 1 | 3 | 153 | 1 | 14 | -86.0023 | 6467.2118 | -257600784.1307
Kink 4 | -50.3182 | 298389.4619 | 0 | -15014420.8332 | 11 | 4 | 1654 | 11 | 143 | -58.0299 | 6467.2118 | -257419880.8145
Kink 5 | -47.5058 | 93693.3524 | 0 | -4450980.2048 | 13 | 5 | 1955 | 13 | 144 | -58.0299 | 6467.2118 | -257419880.8145
Kink 6 | -290.0539 | 218.2083 | 0 | -63292.1634 | 2 | 6 | 306 | 2 | 145 | -50.3182 | 6467.2118 | -257370007.5343
Kink 7 | -48.5647 | 167851.8981 | 0 | -8151680.6914 | 12 | 7 | 1807 | 12 | 146 | -50.3182 | 6467.2118 | -257370007.5343
Kink 8 | -45.301 | 18422.7627 | 0 | -834569.9129 | 16 | 8 | 2408 | 16 | 1 | -50.3182 | 1187120.7145 | -257370007.5343
Kink 9 | -25.5103 | 439.0342 | 0 | -11199.9098 | 32 | 9 | 4809 | 32 | 16 | -50.3182 | 1187120.7145 | -257370007.5343
Kink 10 | -31.9854 | 131653.4166 | 0 | -4210990.5643 | 25 | 10 | 3760 | 25 | 18 | -50.3182 | 1187120.7145 | -257370007.5343
Kink 11 | -26.7958 | 125473.2671 | 0 | -3362151.5162 | 30 | 11 | 4511 | 30 | 4 | -50.3182 | 1485510.1764 | -257370007.5343
Kink 12 | -21.4531 | 395272.313 | 0 | -8479810.0138 | 36 | 12 | 5412 | 36 | 7 | -48.5647 | 1653362.0745 | -254765196.3993
Kink 13 | -19.5324 | 0 | 0 | 0 | 37 | 13 | 5563 | 37 | 5 | -47.5058 | 1747055.4269 | -253014460.5694
Kink 14 | -86.0023 | 5663.6142 | 0 | -487083.8153 | 3 | 14 | 464 | 3 | 17 | -46.8601 | 1747055.4269 | -251886328.1676
Kink 15 | -40.8268 | 35154.6743 | 0 | -1435252.6059 | 19 | 15 | 2865 | 19 | 20 | -46.8601 | 1747055.4269 | -251886328.1676
Kink 16 | -50.3182 | 0 | 0 | 0 | 8 | 16 | 1216 | 9 | 8 | -45.301 | 1765478.1896 | -249162537.6915
Kink 17 | -46.8601 | 0 | 0 | 0 | 14 | 17 | 2117 | 14 | 135 | -44.5382 | 1767690.1899 | -247815773.8378
Kink 18 | -50.3182 | 0 | 0 | 0 | 8 | 18 | 1218 | 10 | 2 | -43.5259 | 2047153.351 | -246026297.2556
Kink 19 | -35.2151 | 0 | 0 | 0 | 23 | 19 | 3469 | 23 | 15 | -40.8268 | 2082308.0253 | -240500890.0439
Kink 20 | -46.8601 | 0 | 0 | 0 | 14 | 20 | 2120 | 15 | 147 | -36.9671 | 2082308.0253 | -232463826.0912
Kink 21 | -33.2828 | 0 | 0 | 0 | 24 | 21 | 3621 | 24 | 148 | -36.9671 | 2082308.0253 | -232463826.0912
Kink 22 | -29.0878 | 0 | 0 | 0 | 26 | 22 | 3922 | 26 | 136 | -35.2506 | 2084634.6463 | -228889448.8416
Kink 23 | -22.9865 | 0 | 0 | 0 | 33 | 23 | 4973 | 33 | 19 | -35.2151 | 2084634.6463 | -228815607.4674
Kink 24 | -21.9333 | 0 | 0 | 0 | 35 | 24 | 5274 | 35 | 21 | -33.2828 | 2084634.6463 | -224787482.658
Kink 25 | -27.2029 | 0 | 0 | 0 | 27 | 25 | 4075 | 27 | 10 | -31.9854 | 2216288.0629 | -222082843.3263
Kink 26 | 0 | 0 | 0 | 0 | 38 | 26 | 5726 | 38 | 22 | -29.0878 | 2216288.0629 | -215660852.528
Kink 27 | 0 | 0 | 0 | 0 | 38 | 27 | 5727 | 39 | 25 | -27.2029 | 2216288.0629 | -211483434.686
Kink 28 | 0 | 0 | 0 | 0 | 38 | 28 | 5728 | 40 | 149 | -27.2029 | 2216288.0629 | -211483434.686
Kink 29 | 0 | 0 | 0 | 0 | 38 | 29 | 5729 | 41 | 150 | -27.2029 | 2216288.0629 | -211483434.686
Kink 30 | 0 | 0 | 0 | 0 | 38 | 30 | 5730 | 42 | 11 | -26.7958 | 2341761.33 | -210581048.7531
Kink 31 | 0 | 0 | 0 | 0 | 38 | 31 | 5731 | 43 | 137 | -26.3436 | 2347548.2552 | -209522163.587
Kink 32 | 0 | 0 | 0 | 0 | 38 | 32 | 5732 | 44 | 9 | -25.5103 | 2347987.2894 | -207566069.3461
Kink 33 | 0 | 0 | 0 | 0 | 38 | 33 | 5733 | 45 | 23 | -22.9865 | 2347987.2894 | -201640064.3098
Kink 34 | 0 | 0 | 0 | 0 | 38 | 34 | 5734 | 46 | 138 | -22.9062 | 2347987.2894 | -201451693.0074
Kink 35 | 0 | 0 | 0 | 0 | 38 | 35 | 5735 | 47 | 24 | -21.9333 | 2347987.2894 | -199167133.4637
Kink 36 | 0 | 0 | 0 | 0 | 38 | 36 | 5736 | 48 | 12 | -21.4531 | 2743259.6025 | -198039694.4133
Kink 37 | 0 | 0 | 0 | 0 | 38 | 37 | 5737 | 49 | 13 | -19.5324 | 2743259.6025 | -192770742.5493
Kink 38 | 0 | 0 | 0 | 0 | 38 | 38 | 5738 | 50 | 26 | 0 | 2743259.6025 | -139188316.5606
Kink 39 | 0 | 0 | 0 | 0 | 38 | 39 | 5739 | 51 | 27 | 0 | 2743259.6025 | -139188316.5606
Kink 40 | 0 | 0 | 0 | 0 | 38 | 40 | 5740 | 52 | 28 | 0 | 2743259.6025 | -139188316.5606
Kink 41 | 0 | 0 | 0 | 0 | 38 | 41 | 5741 | 53 | 29 | 0 | 2743259.6025 | -139188316.5606
Kink 42 | 0 | 0 | 0 | 0 | 38 | 42 | 5742 | 54 | 30 | 0 | 2743259.6025 | -139188316.5606
Kink 43 | 0 | 0 | 0 | 0 | 38 | 43 | 5743 | 55 | 31 | 0 | 2743259.6025 | -139188316.5606
Kink 44 | 0 | 0 | 0 | 0 | 38 | 44 | 5744 | 56 | 32 | 0 | 2743259.6025 | -139188316.5606
Kink 45 | 0 | 0 | 0 | 0 | 38 | 45 | 5745 | 57 | 33 | 0 | 2743259.6025 | -139188316.5606
Kink 46 | 0 | 0 | 0 | 0 | 38 | 46 | 5746 | 58 | 34 | 0 | 2743259.6025 | -139188316.5606
Kink 47 | 0 | 0 | 0 | 0 | 38 | 47 | 5747 | 59 | 35 | 0 | 2743259.6025 | -139188316.5606
Kink 48 | 0 | 0 | 0 | 0 | 38 | 48 | 5748 | 60 | 36 | 0 | 2743259.6025 | -139188316.5606
Kink 49 | 0 | 0 | 0 | 0 | 38 | 49 | 5749 | 61 | 37 | 0 | 2743259.6025 | -139188316.5606
Kink 50 | 0 | 0 | 0 | 0 | 38 | 50 | 5750 | 62 | 38 | 0 | 2743259.6025 | -139188316.5606
Kink 51 | 0 | 0 | 0 | 0 | 38 | 51 | 5751 | 63 | 39 | 0 | 2743259.6025 | -139188316.5606
Kink 52 | 0 | 0 | 0 | 0 | 38 | 52 | 5752 | 64 | 40 | 0 | 2743259.6025 | -139188316.5606
Kink 53 | 0 | 0 | 0 | 0 | 38 | 53 | 5753 | 65 | 41 | 0 | 2743259.6025 | -139188316.5606
Kink 54 | 0 | 0 | 0 | 0 | 38 | 54 | 5754 | 66 | 42 | 0 | 2743259.6025 | -139188316.5606
Kink 55 | 0 | 0 | 0 | 0 | 38 | 55 | 5755 | 67 | 43 | 0 | 2743259.6025 | -139188316.5606
Kink 56 | 0 | 0 | 0 | 0 | 38 | 56 | 5756 | 68 | 44 | 0 | 2743259.6025 | -139188316.5606
Kink 57 | 0 | 0 | 0 | 0 | 38 | 57 | 5757 | 69 | 45 | 0 | 2743259.6025 | -139188316.5606
Kink 58 | 0 | 0 | 0 | 0 | 38 | 58 | 5758 | 70 | 46 | 0 | 2743259.6025 | -139188316.5606
Kink 59 | 0 | 0 | 0 | 0 | 38 | 59 | 5759 | 71 | 47 | 0 | 2743259.6025 | -139188316.5606
Kink 60 | 0 | 0 | 0 | 0 | 38 | 60 | 5760 | 72 | 48 | 0 | 2743259.6025 | -139188316.5606
Kink 61 | 0 | 0 | 0 | 0 | 38 | 61 | 5761 | 73 | 49 | 0 | 2743259.6025 | -139188316.5606
Kink 62 | 0 | 0 | 0 | 0 | 38 | 62 | 5762 | 74 | 50 | 0 | 2743259.6025 | -139188316.5606
Kink 63 | 0 | 0 | 0 | 0 | 38 | 63 | 5763 | 75 | 51 | 0 | 2743259.6025 | -139188316.5606
Kink 64 | 0 | 0 | 0 | 0 | 38 | 64 | 5764 | 76 | 52 | 0 | 2743259.6025 | -139188316.5606
Kink 65 | 0 | 0 | 0 | 0 | 38 | 65 | 5765 | 77 | 53 | 0 | 2743259.6025 | -139188316.5606
Kink 66 | 0 | 0 | 0 | 0 | 38 | 66 | 5766 | 78 | 54 | 0 | 2743259.6025 | -139188316.5606
Kink 67 | 0 | 0 | 0 | 0 | 38 | 67 | 5767 | 79 | 55 | 0 | 2743259.6025 | -139188316.5606
Kink 68 | 0 | 0 | 0 | 0 | 38 | 68 | 5768 | 80 | 56 | 0 | 2743259.6025 | -139188316.5606
Kink 69 | 0 | 0 | 0 | 0 | 38 | 69 | 5769 | 81 | 57 | 0 | 2743259.6025 | -139188316.5606
Kink 70 | 0 | 0 | 0 | 0 | 38 | 70 | 5770 | 82 | 58 | 0 | 2743259.6025 | -139188316.5606
Kink 71 | 0 | 0 | 0 | 0 | 38 | 71 | 5771 | 83 | 59 | 0 | 2743259.6025 | -139188316.5606
Kink 72 | 0 | 0 | 0 | 0 | 38 | 72 | 5772 | 84 | 60 | 0 | 2743259.6025 | -139188316.5606
Kink 73 | 0 | 0 | 0 | 0 | 38 | 73 | 5773 | 85 | 61 | 0 | 2743259.6025 | -139188316.5606
Kink 74 | 0 | 0 | 0 | 0 | 38 | 74 | 5774 | 86 | 62 | 0 | 2743259.6025 | -139188316.5606
Kink 75 | 0 | 0 | 0 | 0 | 38 | 75 | 5775 | 87 | 63 | 0 | 2743259.6025 | -139188316.5606
Kink 76 | 0 | 0 | 0 | 0 | 38 | 76 | 5776 | 88 | 64 | 0 | 2743259.6025 | -139188316.5606
Kink 77 | 0 | 0 | 0 | 0 | 38 | 77 | 5777 | 89 | 65 | 0 | 2743259.6025 | -139188316.5606
Kink 78 | 0 | 0 | 0 | 0 | 38 | 78 | 5778 | 90 | 66 | 0 | 2743259.6025 | -139188316.5606
Kink 79 | 0 | 0 | 0 | 0 | 38 | 79 | 5779 | 91 | 67 | 0 | 2743259.6025 | -139188316.5606
Kink 80 | 0 | 0 | 0 | 0 | 38 | 80 | 5780 | 92 | 68 | 0 | 2743259.6025 | -139188316.5606
Kink 81 | 0 | 0 | 0 | 0 | 38 | 81 | 5781 | 93 | 69 | 0 | 2743259.6025 | -139188316.5606
Kink 82 | 0 | 0 | 0 | 0 | 38 | 82 | 5782 | 94 | 70 | 0 | 2743259.6025 | -139188316.5606
Kink 83 | 0 | 0 | 0 | 0 | 38 | 83 | 5783 | 95 | 71 | 0 | 2743259.6025 | -139188316.5606
Kink 84 | 0 | 0 | 0 | 0 | 38 | 84 | 5784 | 96 | 72 | 0 | 2743259.6025 | -139188316.5606
Kink 85 | 0 | 0 | 0 | 0 | 38 | 85 | 5785 | 97 | 73 | 0 | 2743259.6025 | -139188316.5606
Kink 86 | 0 | 0 | 0 | 0 | 38 | 86 | 5786 | 98 | 74 | 0 | 2743259.6025 | -139188316.5606
Kink 87 | 0 | 0 | 0 | 0 | 38 | 87 | 5787 | 99 | 75 | 0 | 2743259.6025 | -139188316.5606
Kink 88 | 0 | 0 | 0 | 0 | 38 | 88 | 5788 | 100 | 76 | 0 | 2743259.6025 | -139188316.5606
Kink 89 | 0 | 0 | 0 | 0 | 38 | 89 | 5789 | 101 | 77 | 0 | 2743259.6025 | -139188316.5606
Kink 90 | 0 | 0 | 0 | 0 | 38 | 90 | 5790 | 102 | 78 | 0 | 2743259.6025 | -139188316.5606
Kink 91 | 0 | 0 | 0 | 0 | 38 | 91 | 5791 | 103 | 79 | 0 | 2743259.6025 | -139188316.5606
Kink 92 | 0 | 0 | 0 | 0 | 38 | 92 | 5792 | 104 | 80 | 0 | 2743259.6025 | -139188316.5606
Kink 93 | 0 | 0 | 0 | 0 | 38 | 93 | 5793 | 105 | 81 | 0 | 2743259.6025 | -139188316.5606
Kink 94 | 0 | 0 | 0 | 0 | 38 | 94 | 5794 | 106 | 82 | 0 | 2743259.6025 | -139188316.5606
Kink 95 | 0 | 0 | 0 | 0 | 38 | 95 | 5795 | 107 | 83 | 0 | 2743259.6025 | -139188316.5606
Kink 96 | 0 | 0 | 0 | 0 | 38 | 96 | 5796 | 108 | 84 | 0 | 2743259.6025 | -139188316.5606
Kink 97 | 0 | 0 | 0 | 0 | 38 | 97 | 5797 | 109 | 85 | 0 | 2743259.6025 | -139188316.5606
Kink 98 | 0 | 0 | 0 | 0 | 38 | 98 | 5798 | 110 | 86 | 0 | 2743259.6025 | -139188316.5606
Kink 99 | 0 | 0 | 0 | 0 | 38 | 99 | 5799 | 111 | 87 | 0 | 2743259.6025 | -139188316.5606
Kink 100 | 0 | 0 | 0 | 0 | 38 | 100 | 5800 | 112 | 88 | 0 | 2743259.6025 | -139188316.5606
Kink 101 | 0 | 0 | 0 | 0 | 38 | 101 | 5801 | 113 | 89 | 0 | 2743259.6025 | -139188316.5606
Kink 102 | 0 | 0 | 0 | 0 | 38 | 102 | 5802 | 114 | 90 | 0 | 2743259.6025 | -139188316.5606
Kink 103 | 0 | 0 | 0 | 0 | 38 | 103 | 5803 | 115 | 91 | 0 | 2743259.6025 | -139188316.5606
Kink 104 | 0 | 0 | 0 | 0 | 38 | 104 | 5804 | 116 | 92 | 0 | 2743259.6025 | -139188316.5606
Kink 105 | 0 | 0 | 0 | 0 | 38 | 105 | 5805 | 117 | 93 | 0 | 2743259.6025 | -139188316.5606
Kink 106 | 0 | 0 | 0 | 0 | 38 | 106 | 5806 | 118 | 94 | 0 | 2743259.6025 | -139188316.5606
Kink 107 | 0 | 0 | 0 | 0 | 38 | 107 | 5807 | 119 | 95 | 0 | 2743259.6025 | -139188316.5606
Kink 108 | 0 | 0 | 0 | 0 | 38 | 108 | 5808 | 120 | 96 | 0 | 2743259.6025 | -139188316.5606
Kink 109 | 0 | 0 | 0 | 0 | 38 | 109 | 5809 | 121 | 97 | 0 | 2743259.6025 | -139188316.5606
Kink 110 | 0 | 0 | 0 | 0 | 38 | 110 | 5810 | 122 | 98 | 0 | 2743259.6025 | -139188316.5606
Kink 111 | 0 | 0 | 0 | 0 | 38 | 111 | 5811 | 123 | 99 | 0 | 2743259.6025 | -139188316.5606
Kink 112 | 0 | 0 | 0 | 0 | 38 | 112 | 5812 | 124 | 100 | 0 | 2743259.6025 | -139188316.5606
Kink 113 | 0 | 0 | 0 | 0 | 38 | 113 | 5813 | 125 | 101 | 0 | 2743259.6025 | -139188316.5606
Kink 114 | 0 | 0 | 0 | 0 | 38 | 114 | 5814 | 126 | 102 | 0 | 2743259.6025 | -139188316.5606
Kink 115 | 0 | 0 | 0 | 0 | 38 | 115 | 5815 | 127 | 103 | 0 | 2743259.6025 | -139188316.5606
Kink 116 | 0 | 0 | 0 | 0 | 38 | 116 | 5816 | 128 | 104 | 0 | 2743259.6025 | -139188316.5606
Kink 117 | 0 | 0 | 0 | 0 | 38 | 117 | 5817 | 129 | 105 | 0 | 2743259.6025 | -139188316.5606
Kink 118 | 0 | 0 | 0 | 0 | 38 | 118 | 5818 | 130 | 106 | 0 | 2743259.6025 | -139188316.5606
Kink 119 | 0 | 0 | 0 | 0 | 38 | 119 | 5819 | 131 | 107 | 0 | 2743259.6025 | -139188316.5606
Kink 120 | 0 | 0 | 0 | 0 | 38 | 120 | 5820 | 132 | 108 | 0 | 2743259.6025 | -139188316.5606
Kink 121 | 0 | 0 | 0 | 0 | 38 | 121 | 5821 | 133 | 109 | 0 | 2743259.6025 | -139188316.5606
Kink 122 | 0 | 0 | 0 | 0 | 38 | 122 | 5822 | 134 | 110 | 0 | 2743259.6025 | -139188316.5606
Kink 123 | 0 | 0 | 0 | 0 | 38 | 123 | 5823 | 135 | 111 | 0 | 2743259.6025 | -139188316.5606
Kink 124 | 0 | 0 | 0 | 0 | 38 | 124 | 5824 | 136 | 112 | 0 | 2743259.6025 | -139188316.5606
Kink 125 | 0 | 0 | 0 | 0 | 38 | 125 | 5825 | 137 | 113 | 0 | 2743259.6025 | -139188316.5606
Kink 126 | 0 | 0 | 0 | 0 | 38 | 126 | 5826 | 138 | 114 | 0 | 2743259.6025 | -139188316.5606
Kink 127 | 0 | 0 | 0 | 0 | 38 | 127 | 5827 | 139 | 115 | 0 | 2743259.6025 | -139188316.5606
Kink 128 | 0 | 0 | 0 | 0 | 38 | 128 | 5828 | 140 | 116 | 0 | 2743259.6025 | -139188316.5606
Kink 129 | 0 | 0 | 0 | 0 | 38 | 129 | 5829 | 141 | 117 | 0 | 2743259.6025 | -139188316.5606
Kink 130 | 0 | 0 | 0 | 0 | 38 | 130 | 5830 | 142 | 118 | 0 | 2743259.6025 | -139188316.5606
Kink 131 | 0 | 0 | 0 | 0 | 38 | 131 | 5831 | 143 | 119 | 0 | 2743259.6025 | -139188316.5606
Kink 132 | 0 | 0 | 0 | 0 | 38 | 132 | 5832 | 144 | 120 | 0 | 2743259.6025 | -139188316.5606
Kink 133 | 0 | 0 | 0 | 0 | 38 | 133 | 5833 | 145 | 121 | 0 | 2743259.6025 | -139188316.5606
Kink 134 | 0 | 0 | 0 | 0 | 38 | 134 | 5834 | 146 | 122 | 0 | 2743259.6025 | -139188316.5606
Kink 135 | -44.5382 | 2212.0004 | 0 | -98518.4844 | 17 | 135 | 2685 | 17 | 123 | 0 | 2743259.6025 | -139188316.5606
Kink 136 | -35.2506 | 2326.621 | 0 | -82014.6857 | 22 | 136 | 3436 | 22 | 124 | 0 | 2743259.6025 | -139188316.5606
Kink 137 | -26.3436 | 5786.9252 | 0 | -152448.3571 | 31 | 137 | 4787 | 31 | 125 | 0 | 2743259.6025 | -139188316.5606
Kink 138 | -22.9062 | 0 | 0 | 0 | 34 | 138 | 5238 | 34 | 126 | 0 | 2743259.6025 | -139188316.5606
Kink 139 | 0 | 0 | 0 | 0 | 38 | 139 | 5839 | 147 | 127 | 0 | 2743259.6025 | -139188316.5606
Kink 140 | 0 | 0 | 0 | 0 | 38 | 140 | 5840 | 148 | 128 | 0 | 2743259.6025 | -139188316.5606
Kink 141 | 0 | 0 | 0 | 0 | 38 | 141 | 5841 | 149 | 129 | 0 | 2743259.6025 | -139188316.5606
Kink 142 | 0 | 0 | 0 | 0 | 38 | 142 | 5842 | 150 | 130 | 0 | 2743259.6025 | -139188316.5606
Kink 143 | -58.0299 | 0 | 0 | 0 | 4 | 143 | 743 | 4 | 131 | 0 | 2743259.6025 | -139188316.5606
Kink 144 | -58.0299 | 0 | 0 | 0 | 4 | 144 | 744 | 5 | 132 | 0 | 2743259.6025 | -139188316.5606
Kink 145 | -50.3182 | 0 | 0 | 0 | 6 | 145 | 1045 | 6 | 133 | 0 | 2743259.6025 | -139188316.5606
Kink 146 | -50.3182 | 0 | 0 | 0 | 6 | 146 | 1046 | 7 | 134 | 0 | 2743259.6025 | -139188316.5606
Kink 147 | -36.9671 | 0 | 0 | 0 | 20 | 147 | 3147 | 20 | 139 | 0 | 2743259.6025 | -139188316.5606
Kink 148 | -36.9671 | 0 | 0 | 0 | 20 | 148 | 3148 | 21 | 140 | 0 | 2743259.6025 | -139188316.5606
Kink 149 | -27.2029 | 0 | 0 | 0 | 27 | 149 | 4199 | 28 | 141 | 0 | 2743259.6025 | -139188316.5606
Kink 150 | -27.2029 | 0 | 0 | 0 | 27 | 150 | 4200 | 29 | 142 | 0 | 2743259.6025 | -139188316.5606
3509. General scaler rate
Optimisation result =MIN(x1)
Data sources:
x1 = 3508. Root (in Solve a simple linear programming problem)
General scaler rate
General scaler rate | 50.7383
3510. Scaler
Data sources:
x1 = 2302. Load coefficient
x2 = 3503. Unit rate 1 p/kWh scalable part (in Scalable elements of tariff components)
x3 = 3509. General scaler rate
x4 = 3307. Unit rate 1 p/kWh (total) (in Summary of charges before revenue matching)
x5 = 3503. Unit rate 2 p/kWh scalable part (in Scalable elements of tariff components)
x6 = 3307. Unit rate 2 p/kWh (total) (in Summary of charges before revenue matching)
x7 = 3503. Unit rate 3 p/kWh scalable part (in Scalable elements of tariff components)
x8 = 3307. Unit rate 3 p/kWh (total) (in Summary of charges before revenue matching)
x9 = 3503. Fixed charge p/MPAN/day scalable part (in Scalable elements of tariff components)
x10 = 3307. Fixed charge p/MPAN/day (total) (in Summary of charges before revenue matching)
x11 = 3503. Capacity charge p/kVA/day scalable part (in Scalable elements of tariff components)
x12 = 3307. Capacity charge p/kVA/day (total) (in Summary of charges before revenue matching)
x13 = 3503. Reactive power charge p/kVArh scalable part (in Scalable elements of tariff components)
x14 = 3307. Reactive power charge p/kVArh (in Summary of charges before revenue matching)
x15 = 1010. Days in the charging period (in Financial and general assumptions)
x16 = Fixed charge p/MPAN/day scaler (in Scaler)
x17 = 2305. MPANs (in Equivalent volume for each end user)
x18 = Capacity charge p/kVA/day scaler (in Scaler)
x19 = 2305. Import capacity (kVA) (in Equivalent volume for each end user)
x20 = Unit rate 1 p/kWh scaler (in Scaler)
x21 = 2305. Rate 1 units (MWh) (in Equivalent volume for each end user)
x22 = Unit rate 2 p/kWh scaler (in Scaler)
x23 = 2305. Rate 2 units (MWh) (in Equivalent volume for each end user)
x24 = Unit rate 3 p/kWh scaler (in Scaler)
x25 = 2305. Rate 3 units (MWh) (in Equivalent volume for each end user)
x26 = Reactive power charge p/kVArh scaler (in Scaler)
x27 = 2305. Reactive power units (MVArh) (in Equivalent volume for each end user)
Kind: | Cell-by-cell calculation | Cell-by-cell calculation | Cell-by-cell calculation | Cell-by-cell calculation | Cell-by-cell calculation | Cell-by-cell calculation | Cell-by-cell calculation
Formula: | =IF(x1<0,0,IF(x2*x3+x4>0,x2*x3,0-x4)) | =IF(x1<0,0,IF(x5*x3+x6>0,x5*x3,0-x6)) | =IF(x1<0,0,IF(x7*x3+x8>0,x7*x3,0-x8)) | =IF(x1<0,0,IF(x9*x3+x10>0,x9*x3,0-x10)) | =IF(x1<0,0,IF(x11*x3+x12>0,x11*x3,0-x12)) | =IF(x1<0,0,IF(x13*x3+x14>0,x13*x3,0-x14)) | =0.01*x15*(x16*x17+x18*x19)+10*(x20*x21+x22*x23+x24*x25+x26*x27)
| Unit rate 1 p/kWh scaler | Unit rate 2 p/kWh scaler | Unit rate 3 p/kWh scaler | Fixed charge p/MPAN/day scaler | Capacity charge p/kVA/day scaler | Reactive power charge p/kVArh scaler | Net revenues by tariff from scaler
Domestic Unrestricted | 1.3828 | 0 | 0 | 0 | 0 | 0 | 59904346.3959
Domestic Two Rate | 1.8393 | 0 | 0 | 0 | 0 | 0 | 14179484.4678
Domestic Off Peak (related MPAN) | 0.033671 | 0 | 0 | 0 | 0 | 0 | 29701.6614
Small Non Domestic Unrestricted | 1.261 | 0 | 0 | 0 | 0 | 0 | 15139772.7159
Small Non Domestic Two Rate | 1.3459 | 0 | 0 | 0 | 0 | 0 | 4753841.008
Small Non Domestic Off Peak (related MPAN) | 0.034649 | 0 | 0 | 0 | 0 | 0 | 11071.5151
LV Medium Non-Domestic | 1.1614 | 0 | 0 | 0 | 0 | 0 | 8516519.218
LV Sub Medium Non-Domestic | 1.1282 | 0 | 0 | 0 | 0 | 0 | 934739.5775
HV Medium Non-Domestic | 1.3901 | 0 | 0 | 0 | 0 | 0 | 22275.8473
LV HH Metered | 12.7129 | 0 | 0 | 0 | 0 | 0.17525 | 6792103.0961
LV Sub HH Metered | 12.232 | 0 | 0 | 0 | 0 | 0.159 | 6484348.498
HV HH Metered | 10.8224 | 0 | 0 | 0 | 0 | 0.13691 | 20349062.1747
HV Sub HH Metered | 10.1681 | 0 | 0 | 0 | 0 | 0.12144 | 0
NHH UMS | 1.1926 | 0 | 0 | 0 | 0 | 0 | 287362.1294
LV UMS (Pseudo HH Metered) | 25.6104 | 0 | 0 | 0 | 0 | 0 | 1783688.2555
LV Generation NHH | 0 | 0 | 0 | 0 | 0 | 0 | 0
LV Sub Generation NHH | 0 | 0 | 0 | 0 | 0 | 0 | 0
LV Generation Intermittent | 0 | 0 | 0 | 0 | 0 | 0 | 0
LV Generation Non-Intermittent | 0 | 0 | 0 | 0 | 0 | 0 | 0
LV Sub Generation Intermittent | 0 | 0 | 0 | 0 | 0 | 0 | 0
LV Sub Generation Non-Intermittent | 0 | 0 | 0 | 0 | 0 | 0 | 0
HV Generation Intermittent | 0 | 0 | 0 | 0 | 0 | 0 | 0
HV Generation Non-Intermittent | 0 | 0 | 0 | 0 | 0 | 0 | 0
HV Sub Generation Non-Intermittent | 0 | 0 | 0 | 0 | 0 | 0 | 0
HV Sub Generation Intermittent | 0 | 0 | 0 | 0 | 0 | 0 | 0

## Adjust
CDCM model 100: Tariff component adjustment and rounding |  | WPD South West |  | 2012/13 |  | model version 2441 April 2012 Price Change
3601. Tariffs before rounding
Data sources:
x1 = 3307. Unit rate 1 p/kWh (total) (in Summary of charges before revenue matching)
x2 = 3510. Unit rate 1 p/kWh scaler (in Scaler)
x3 = 3307. Unit rate 2 p/kWh (total) (in Summary of charges before revenue matching)
x4 = 3510. Unit rate 2 p/kWh scaler (in Scaler)
x5 = 3307. Unit rate 3 p/kWh (total) (in Summary of charges before revenue matching)
x6 = 3510. Unit rate 3 p/kWh scaler (in Scaler)
x7 = 3307. Fixed charge p/MPAN/day (total) (in Summary of charges before revenue matching)
x8 = 3510. Fixed charge p/MPAN/day scaler (in Scaler)
x9 = 3307. Capacity charge p/kVA/day (total) (in Summary of charges before revenue matching)
x10 = 3510. Capacity charge p/kVA/day scaler (in Scaler)
x11 = 3307. Reactive power charge p/kVArh (in Summary of charges before revenue matching)
x12 = 3510. Reactive power charge p/kVArh scaler (in Scaler)
Kind: | Cell-by-cell calculation | Cell-by-cell calculation | Cell-by-cell calculation | Cell-by-cell calculation | Cell-by-cell calculation | Cell-by-cell calculation
Formula: | =x1+x2 | =x3+x4 | =x5+x6 | =x7+x8 | =x9+x10 | =x11+x12
| Unit rate 1 p/kWh | Unit rate 2 p/kWh | Unit rate 3 p/kWh | Fixed charge p/MPAN/day | Capacity charge p/kVA/day | Reactive power charge p/kVArh
Domestic Unrestricted | 2.7541 |  |  | 4.0664
Domestic Two Rate | 3.4171 | 0.24681 |  | 4.0664
Domestic Off Peak (related MPAN) | 0.22719
Small Non Domestic Unrestricted | 2.5116 |  |  | 6.2589
Small Non Domestic Two Rate | 2.6061 | 0.2459 |  | 6.2589
Small Non Domestic Off Peak (related MPAN) | 0.23273
LV Medium Non-Domestic | 2.2731 | 0.23585 |  | 34.0209
LV Sub Medium Non-Domestic | 2.1355 | 0.21073 |  | 22.1201
HV Medium Non-Domestic | 2.089 | 0.12554 |  | 122.2977
LV HH Metered | 20.7271 | 0.25133 | 0.16071 | 8.4336 | 2.4294 | 0.32909
LV Sub HH Metered | 18.6919 | 0.14889 | 0.11415 | 6.0944 | 2.7251 | 0.26947
HV HH Metered | 15.3983 | 0.062567 | 0.06816 | 67.9698 | 2.0792 | 0.208
HV Sub HH Metered | 14.0825 | 0.030195 | 0.051586 | 67.9698 | 1.4802 | 0.17626
NHH UMS | 3.214
LV UMS (Pseudo HH Metered) | 46.218 | 1.4464 | 1.1043
LV Generation NHH | -0.62455 |  |  | 0
LV Sub Generation NHH | -0.57682 |  |  | 0
LV Generation Intermittent | -0.62455 |  |  | 0 |  | 0.14126
LV Generation Non-Intermittent | -7.3633 | -0.2599 | -0.15596 | 0 |  | 0.14126
LV Sub Generation Intermittent | -0.57682 |  |  | 0 |  | 0.12148
LV Sub Generation Non-Intermittent | -6.9017 | -0.22799 | -0.14171 | 0 |  | 0.12148
HV Generation Intermittent | -0.35367 |  |  | 29.2146 |  | 0.088153
HV Generation Non-Intermittent | -4.7082 | -0.083411 | -0.075616 | 29.2146 |  | 0.088153
HV Sub Generation Non-Intermittent | -4.3955 | -0.065932 | -0.067154 | 29.2146 |  | 0.063468
HV Sub Generation Intermittent | -0.32361 |  |  | 29.2146 |  | 0.063468
3602. Decimal places
| Unit rate 1 p/kWh | Unit rate 2 p/kWh | Unit rate 3 p/kWh | Fixed charge p/MPAN/day | Capacity charge p/kVA/day | Reactive power charge p/kVArh
Decimal places | 3 | 3 | 3 | 2 | 2 | 3
3603. Tariff rounding
Data sources:
x1 = 3601. Unit rate 1 p/kWh before rounding (in Tariffs before rounding)
x2 = 3602. Unit rate 1 p/kWh decimal places (in Decimal places)
x3 = 3601. Unit rate 2 p/kWh before rounding (in Tariffs before rounding)
x4 = 3602. Unit rate 2 p/kWh decimal places (in Decimal places)
x5 = 3601. Unit rate 3 p/kWh before rounding (in Tariffs before rounding)
x6 = 3602. Unit rate 3 p/kWh decimal places (in Decimal places)
x7 = 3601. Fixed charge p/MPAN/day before rounding (in Tariffs before rounding)
x8 = 3602. Fixed charge p/MPAN/day decimal places (in Decimal places)
x9 = 3601. Capacity charge p/kVA/day before rounding (in Tariffs before rounding)
x10 = 3602. Capacity charge p/kVA/day decimal places (in Decimal places)
x11 = 3601. Reactive power charge p/kVArh before rounding (in Tariffs before rounding)
x12 = 3602. Reactive power charge p/kVArh decimal places (in Decimal places)
Kind: | Cell-by-cell calculation | Cell-by-cell calculation | Cell-by-cell calculation | Cell-by-cell calculation | Cell-by-cell calculation | Cell-by-cell calculation
Formula: | =ROUND(x1,x2)-x1 | =ROUND(x3,x4)-x3 | =ROUND(x5,x6)-x5 | =ROUND(x7,x8)-x7 | =ROUND(x9,x10)-x9 | =ROUND(x11,x12)-x11
| Unit rate 1 p/kWh | Unit rate 2 p/kWh | Unit rate 3 p/kWh | Fixed charge p/MPAN/day | Capacity charge p/kVA/day | Reactive power charge p/kVArh
Domestic Unrestricted | -9.7354e-05 |  |  | 0.003581
Domestic Two Rate | -0.00013332 | 0.00019432 |  | 0.003581
Domestic Off Peak (related MPAN) | -0.00019164
Small Non Domestic Unrestricted | 0.00038181 |  |  | 0.0010823
Small Non Domestic Two Rate | -0.00013307 | 0.00010102 |  | 0.0010823
Small Non Domestic Off Peak (related MPAN) | 0.00027331
LV Medium Non-Domestic | -6.503e-05 | 0.00014661 |  | -0.00093964
LV Sub Medium Non-Domestic | 0.00045351 | 0.00027264 |  | -0.00012578
HV Medium Non-Domestic | 4.348e-05 | 0.00046455 |  | 0.0022871
LV HH Metered | -0.00013511 | -0.00032713 | 0.00029323 | -0.0035823 | 0.00058421 | -8.5783e-05
LV Sub HH Metered | 9.9811e-05 | 0.00011078 | -0.00014607 | -0.0044238 | 0.0049335 | -0.00047284
HV HH Metered | -0.00025027 | 0.00043296 | -0.00016047 | 0.00019852 | 0.00081322 | 7.6592e-08
HV Sub HH Metered | 0.00048364 | -0.00019451 | 0.00041401 | 0.00019852 | -0.00019678 | -0.00026273
NHH UMS | -3.0292e-05
LV UMS (Pseudo HH Metered) | 3.0136e-05 | -0.00042657 | -0.00034813
LV Generation NHH | -0.00044544 |  |  | 0
LV Sub Generation NHH | -0.0001822 |  |  | 0
LV Generation Intermittent | -0.00044544 |  |  | 0 |  | -0.00026428
LV Generation Non-Intermittent | 0.00034929 | -0.00010148 | -3.6439e-05 | 0 |  | -0.00026428
LV Sub Generation Intermittent | -0.0001822 |  |  | 0 |  | -0.00047748
LV Sub Generation Non-Intermittent | -0.00029065 | -1.4998e-05 | -0.00029208 | 0 |  | -0.00047748
HV Generation Intermittent | -0.00033097 |  |  | -0.004633 |  | -0.00015295
HV Generation Non-Intermittent | 0.00024778 | 0.00041124 | -0.00038413 | -0.004633 |  | -0.00015295
HV Sub Generation Non-Intermittent | -0.00049109 | -6.7527e-05 | 0.00015373 | -0.004633 |  | -0.00046817
HV Sub Generation Intermittent | -0.00039083 |  |  | -0.004633 |  | -0.00046817
3604. All the way tariffs
Data sources:
x1 = 3601. Unit rate 1 p/kWh before rounding (in Tariffs before rounding)
x2 = 3603. Unit rate 1 p/kWh rounding (in Tariff rounding)
x3 = 3601. Unit rate 2 p/kWh before rounding (in Tariffs before rounding)
x4 = 3603. Unit rate 2 p/kWh rounding (in Tariff rounding)
x5 = 3601. Unit rate 3 p/kWh before rounding (in Tariffs before rounding)
x6 = 3603. Unit rate 3 p/kWh rounding (in Tariff rounding)
x7 = 3601. Fixed charge p/MPAN/day before rounding (in Tariffs before rounding)
x8 = 3603. Fixed charge p/MPAN/day rounding (in Tariff rounding)
x9 = 3601. Capacity charge p/kVA/day before rounding (in Tariffs before rounding)
x10 = 3603. Capacity charge p/kVA/day rounding (in Tariff rounding)
x11 = 3601. Reactive power charge p/kVArh before rounding (in Tariffs before rounding)
x12 = 3603. Reactive power charge p/kVArh rounding (in Tariff rounding)
Kind: | Cell-by-cell calculation | Cell-by-cell calculation | Cell-by-cell calculation | Cell-by-cell calculation | Cell-by-cell calculation | Cell-by-cell calculation
Formula: | =x1+x2 | =x3+x4 | =x5+x6 | =x7+x8 | =x9+x10 | =x11+x12
| Unit rate 1 p/kWh | Unit rate 2 p/kWh | Unit rate 3 p/kWh | Fixed charge p/MPAN/day | Capacity charge p/kVA/day | Reactive power charge p/kVArh
Domestic Unrestricted | 2.754 |  |  | 4.07
Domestic Two Rate | 3.417 | 0.247 |  | 4.07
Domestic Off Peak (related MPAN) | 0.227
Small Non Domestic Unrestricted | 2.512 |  |  | 6.26
Small Non Domestic Two Rate | 2.606 | 0.246 |  | 6.26
Small Non Domestic Off Peak (related MPAN) | 0.233
LV Medium Non-Domestic | 2.273 | 0.236 |  | 34.02
LV Sub Medium Non-Domestic | 2.136 | 0.211 |  | 22.12
HV Medium Non-Domestic | 2.089 | 0.126 |  | 122.3
LV HH Metered | 20.727 | 0.251 | 0.161 | 8.43 | 2.43 | 0.329
LV Sub HH Metered | 18.692 | 0.149 | 0.114 | 6.09 | 2.73 | 0.269
HV HH Metered | 15.398 | 0.063 | 0.068 | 67.97 | 2.08 | 0.208
HV Sub HH Metered | 14.083 | 0.03 | 0.052 | 67.97 | 1.48 | 0.176
NHH UMS | 3.214
LV UMS (Pseudo HH Metered) | 46.218 | 1.446 | 1.104
LV Generation NHH | -0.625 |  |  | 0
LV Sub Generation NHH | -0.577 |  |  | 0
LV Generation Intermittent | -0.625 |  |  | 0 |  | 0.141
LV Generation Non-Intermittent | -7.363 | -0.26 | -0.156 | 0 |  | 0.141
LV Sub Generation Intermittent | -0.577 |  |  | 0 |  | 0.121
LV Sub Generation Non-Intermittent | -6.902 | -0.228 | -0.142 | 0 |  | 0.121
HV Generation Intermittent | -0.354 |  |  | 29.21 |  | 0.088
HV Generation Non-Intermittent | -4.708 | -0.083 | -0.076 | 29.21 |  | 0.088
HV Sub Generation Non-Intermittent | -4.396 | -0.066 | -0.067 | 29.21 |  | 0.063
HV Sub Generation Intermittent | -0.324 |  |  | 29.21 |  | 0.063
3605. Tariffs
Data sources:
x1 = 3604. Unit rate 1 p/kWh (in All the way tariffs)
x2 = 2304. Discount for each tariff (except for fixed charges) (in LDNO discounts and volumes adjusted for discount)
x3 = 3604. Unit rate 2 p/kWh (in All the way tariffs)
x4 = 3604. Unit rate 3 p/kWh (in All the way tariffs)
x5 = 3604. Fixed charge p/MPAN/day (in All the way tariffs)
x6 = 2304. Discount for each tariff for fixed charges only (in LDNO discounts and volumes adjusted for discount)
x7 = 3604. Capacity charge p/kVA/day (in All the way tariffs)
x8 = 3604. Reactive power charge p/kVArh (in All the way tariffs)
Kind: | Cell-by-cell calculation | Cell-by-cell calculation | Cell-by-cell calculation | Cell-by-cell calculation | Cell-by-cell calculation | Cell-by-cell calculation
Formula: | =x1*(1-x2) | =x3*(1-x2) | =x4*(1-x2) | =x5*(1-x6) | =x7*(1-x2) | =x8*(1-x2)
| Unit rate 1 p/kWh | Unit rate 2 p/kWh | Unit rate 3 p/kWh | Fixed charge p/MPAN/day | Capacity charge p/kVA/day | Reactive power charge p/kVArh
> Domestic Unrestricted
Domestic Unrestricted | 2.754 | 0 | 0 | 4.07 | 0 | 0
LDNO LV: Domestic Unrestricted | 1.7681 | 0 | 0 | 2.6129 | 0 | 0
LDNO HV: Domestic Unrestricted | 1.0294 | 0 | 0 | 1.5213 | 0 | 0
> Domestic Two Rate
Domestic Two Rate | 3.417 | 0.247 | 0 | 4.07 | 0 | 0
LDNO LV: Domestic Two Rate | 2.1937 | 0.15857 | 0 | 2.6129 | 0 | 0
LDNO HV: Domestic Two Rate | 1.2772 | 0.092323 | 0 | 1.5213 | 0 | 0
> Domestic Off Peak (related MPAN)
Domestic Off Peak (related MPAN) | 0.227 | 0 | 0 | 0 | 0 | 0
LDNO LV: Domestic Off Peak (related MPAN) | 0.14573 | 0 | 0 | 0 | 0 | 0
LDNO HV: Domestic Off Peak (related MPAN) | 0.084847 | 0 | 0 | 0 | 0 | 0
> Small Non Domestic Unrestricted
Small Non Domestic Unrestricted | 2.512 | 0 | 0 | 6.26 | 0 | 0
LDNO LV: Small Non Domestic Unrestricted | 1.6127 | 0 | 0 | 4.0189 | 0 | 0
LDNO HV: Small Non Domestic Unrestricted | 0.93893 | 0 | 0 | 2.3398 | 0 | 0
> Small Non Domestic Two Rate
Small Non Domestic Two Rate | 2.606 | 0.246 | 0 | 6.26 | 0 | 0
LDNO LV: Small Non Domestic Two Rate | 1.673 | 0.15793 | 0 | 4.0189 | 0 | 0
LDNO HV: Small Non Domestic Two Rate | 0.97406 | 0.091949 | 0 | 2.3398 | 0 | 0
> Small Non Domestic Off Peak (related MPAN)
Small Non Domestic Off Peak (related MPAN) | 0.233 | 0 | 0 | 0 | 0 | 0
LDNO LV: Small Non Domestic Off Peak (related MPAN) | 0.14959 | 0 | 0 | 0 | 0 | 0
LDNO HV: Small Non Domestic Off Peak (related MPAN) | 0.08709 | 0 | 0 | 0 | 0 | 0
> LV Medium Non-Domestic
LV Medium Non-Domestic | 2.273 | 0.236 | 0 | 34.02 | 0 | 0
LDNO LV: LV Medium Non-Domestic | 1.4593 | 0.15151 | 0 | 21.8408 | 0 | 0
LDNO HV: LV Medium Non-Domestic | 0.84959 | 0.088211 | 0 | 12.7159 | 0 | 0
> LV Sub Medium Non-Domestic
LV Sub Medium Non-Domestic | 2.136 | 0.211 | 0 | 22.12 | 0 | 0
> HV Medium Non-Domestic
HV Medium Non-Domestic | 2.089 | 0.126 | 0 | 122.3 | 0 | 0
> LV HH Metered
LV HH Metered | 20.727 | 0.251 | 0.161 | 8.43 | 2.43 | 0.329
LDNO LV: LV HH Metered | 13.3067 | 0.16114 | 0.10336 | 5.412 | 1.5601 | 0.21122
LDNO HV: LV HH Metered | 7.7473 | 0.093818 | 0.060178 | 3.1509 | 0.90828 | 0.12297
> LV Sub HH Metered
LV Sub HH Metered | 18.692 | 0.149 | 0.114 | 6.09 | 2.73 | 0.269
LDNO HV: LV Sub HH Metered | 11.2164 | 0.08941 | 0.068408 | 3.6544 | 1.6382 | 0.16142
> HV HH Metered
HV HH Metered | 15.398 | 0.063 | 0.068 | 67.97 | 2.08 | 0.208
LDNO HV: HV HH Metered | 10.8641 | 0.04445 | 0.047977 | 47.9563 | 1.4675 | 0.14675
> HV Sub HH Metered
HV Sub HH Metered | 14.083 | 0.03 | 0.052 | 67.97 | 1.48 | 0.176
> NHH UMS
NHH UMS | 3.214 | 0 | 0 | 0 | 0 | 0
LDNO LV: NHH UMS | 2.0634 | 0 | 0 | 0 | 0 | 0
LDNO HV: NHH UMS | 1.2013 | 0 | 0 | 0 | 0 | 0
> LV UMS (Pseudo HH Metered)
LV UMS (Pseudo HH Metered) | 46.218 | 1.446 | 1.104 | 0 | 0 | 0
LDNO LV: LV UMS (Pseudo HH Metered) | 29.6719 | 0.92833 | 0.70877 | 0 | 0 | 0
LDNO HV: LV UMS (Pseudo HH Metered) | 17.2752 | 0.54048 | 0.41265 | 0 | 0 | 0
> LV Generation NHH
LV Generation NHH | -0.625 | 0 | 0 | 0 | 0 | 0
LDNO LV: LV Generation NHH | -0.625 | 0 | 0 | 0 | 0 | 0
LDNO HV: LV Generation NHH | -0.625 | 0 | 0 | 0 | 0 | 0
> LV Sub Generation NHH
LV Sub Generation NHH | -0.577 | 0 | 0 | 0 | 0 | 0
LDNO HV: LV Sub Generation NHH | -0.577 | 0 | 0 | 0 | 0 | 0
> LV Generation Intermittent
LV Generation Intermittent | -0.625 | 0 | 0 | 0 | 0 | 0.141
LDNO LV: LV Generation Intermittent | -0.625 | 0 | 0 | 0 | 0 | 0.141
LDNO HV: LV Generation Intermittent | -0.625 | 0 | 0 | 0 | 0 | 0.141
> LV Generation Non-Intermittent
LV Generation Non-Intermittent | -7.363 | -0.26 | -0.156 | 0 | 0 | 0.141
LDNO LV: LV Generation Non-Intermittent | -7.363 | -0.26 | -0.156 | 0 | 0 | 0.141
LDNO HV: LV Generation Non-Intermittent | -7.363 | -0.26 | -0.156 | 0 | 0 | 0.141
> LV Sub Generation Intermittent
LV Sub Generation Intermittent | -0.577 | 0 | 0 | 0 | 0 | 0.121
LDNO HV: LV Sub Generation Intermittent | -0.577 | 0 | 0 | 0 | 0 | 0.121
> LV Sub Generation Non-Intermittent
LV Sub Generation Non-Intermittent | -6.902 | -0.228 | -0.142 | 0 | 0 | 0.121
LDNO HV: LV Sub Generation Non-Intermittent | -6.902 | -0.228 | -0.142 | 0 | 0 | 0.121
> HV Generation Intermittent
HV Generation Intermittent | -0.354 | 0 | 0 | 29.21 | 0 | 0.088
LDNO HV: HV Generation Intermittent | -0.354 | 0 | 0 | 0 | 0 | 0.088
> HV Generation Non-Intermittent
HV Generation Non-Intermittent | -4.708 | -0.083 | -0.076 | 29.21 | 0 | 0.088
LDNO HV: HV Generation Non-Intermittent | -4.708 | -0.083 | -0.076 | 0 | 0 | 0.088
> HV Sub Generation Non-Intermittent
HV Sub Generation Non-Intermittent | -4.396 | -0.066 | -0.067 | 29.21 | 0 | 0.063
> HV Sub Generation Intermittent
HV Sub Generation Intermittent | -0.324 | 0 | 0 | 29.21 | 0 | 0.063
3606. Net revenues by tariff from rounding
Cell-by-cell calculation =0.01*x1*(x2*x3+x4*x5)+10*(x6*x7+x8*x9+x10*x11+x12*x13)
Data sources:
x1 = 1010. Days in the charging period (in Financial and general assumptions)
x2 = 3603. Fixed charge p/MPAN/day rounding (in Tariff rounding)
x3 = 2305. MPANs (in Equivalent volume for each end user)
x4 = 3603. Capacity charge p/kVA/day rounding (in Tariff rounding)
x5 = 2305. Import capacity (kVA) (in Equivalent volume for each end user)
x6 = 3603. Unit rate 1 p/kWh rounding (in Tariff rounding)
x7 = 2305. Rate 1 units (MWh) (in Equivalent volume for each end user)
x8 = 3603. Unit rate 2 p/kWh rounding (in Tariff rounding)
x9 = 2305. Rate 2 units (MWh) (in Equivalent volume for each end user)
x10 = 3603. Unit rate 3 p/kWh rounding (in Tariff rounding)
x11 = 2305. Rate 3 units (MWh) (in Equivalent volume for each end user)
x12 = 3603. Reactive power charge p/kVArh rounding (in Tariff rounding)
x13 = 2305. Reactive power units (MVArh) (in Equivalent volume for each end user)
Net revenues by tariff from rounding
Domestic Unrestricted | 11108.5636
Domestic Two Rate | 3668.29
Domestic Off Peak (related MPAN) | -169.0474
Small Non Domestic Unrestricted | 5001.8702
Small Non Domestic Two Rate | -180.1057
Small Non Domestic Off Peak (related MPAN) | 87.3324
LV Medium Non-Domestic | -239.6941
LV Sub Medium Non-Domestic | 439.2048
HV Medium Non-Domestic | 2.9805
LV HH Metered | 275.5326
LV Sub HH Metered | 5473.8018
HV HH Metered | 5947.6584
HV Sub HH Metered | 0
NHH UMS | -7.299
LV UMS (Pseudo HH Metered) | -515.5363
LV Generation NHH | -4.7761
LV Sub Generation NHH | 0
LV Generation Intermittent | -37.6404
LV Generation Non-Intermittent | 0.10515
LV Sub Generation Intermittent | -0.4919
LV Sub Generation Non-Intermittent | -1.8085
HV Generation Intermittent | -50.2117
HV Generation Non-Intermittent | -66.4531
HV Sub Generation Non-Intermittent | 0
HV Sub Generation Intermittent | -0.16535
3607. Revenue forecast summary
Data sources:
x1 = 3403. Total net revenues before matching (£/year) (in Revenue surplus or shortfall)
x2 = 1076. Revenue raised outside this model (£/year) (in Target revenue)
x3 = 3510. Net revenues by tariff from scaler (in Scaler)
x4 = 3606. Net revenues by tariff from rounding
x5 = Total net revenues before matching (£/year) (in Revenue forecast summary)
x6 = Revenue raised outside this model (£/year) (in Revenue forecast summary)
x7 = Total net revenues from scaler (£/year) (in Workbook build options and main parameters) (in Revenue forecast summary)
x8 = Total net revenues from rounding (£/year) (in Revenue forecast summary)
x9 = Total net revenues (£/year) (in Revenue forecast summary)
x10 = 3402. Allowed revenue (£/year)
Kind: | Copy cells | Copy cells | Cell summation | Cell summation | Cell-by-cell calculation | Cell-by-cell calculation
Formula: | =x1 | =x2 | =SUM(x3) | =SUM(x4) | =x5+x6+x7+x8 | =x9-x10
| Total net revenues before matching (£/year) | Revenue raised outside this model (£/year) | Total net revenues from scaler (£/year) | Total net revenues from rounding (£/year) | Total net revenues (£/year) | Deviation from target revenue (£/year)
Revenue forecast summary | 165905742.4394 | 4023647 | 139188316.5606 | 30732.1099 | 309148438.1099 | 30732.1099

## CData
CDCM model 100: Additional calculations for tariff comparisons |  | WPD South West |  | 2012/13 |  | model version 2441 April 2012 Price Change
4001. Revenues under current tariffs (£/year)
Cell-by-cell calculation =IF(x1,x1,0.01*x2*(x3*x4+x5*x6)+10*(x7*x8+x9*x10+x11*x12+x13*x14))
Data sources:
x1 = 1201. Current revenues if known (£/year) (in Current tariff information)
x2 = 1010. Days in the charging period (in Financial and general assumptions)
x3 = 1201. Current Fixed charge p/MPAN/day (in Current tariff information)
x4 = 1053. MPANs by tariff (in Volume forecasts for the charging year)
x5 = 1201. Current Capacity charge p/kVA/day (in Current tariff information)
x6 = 1053. Import capacity (kVA) by tariff (in Volume forecasts for the charging year)
x7 = 1201. Current Unit rate 1 p/kWh (in Current tariff information)
x8 = 1053. Rate 1 units (MWh) by tariff (in Volume forecasts for the charging year)
x9 = 1201. Current Unit rate 2 p/kWh (in Current tariff information)
x10 = 1053. Rate 2 units (MWh) by tariff (in Volume forecasts for the charging year)
x11 = 1201. Current Unit rate 3 p/kWh (in Current tariff information)
x12 = 1053. Rate 3 units (MWh) by tariff (in Volume forecasts for the charging year)
x13 = 1201. Current Reactive power charge p/kVArh (in Current tariff information)
x14 = 1053. Reactive power units (MVArh) by tariff (in Volume forecasts for the charging year)
Revenues under current tariffs (£/year)
Domestic Unrestricted | 132019411.8425
Domestic Two Rate | 30642006.1535
Domestic Off Peak (related MPAN) | 204647.6699
Small Non Domestic Unrestricted | 30911052.7621
Small Non Domestic Two Rate | 9855145.5168
Small Non Domestic Off Peak (related MPAN) | 69977.5595
LV Medium Non-Domestic | 17625488.3277
LV Sub Medium Non-Domestic | 1837861.154
HV Medium Non-Domestic | 41142.5161
LV HH Metered | 15293745.339
LV Sub HH Metered | 13858970.6661
HV HH Metered | 38448213.645
HV Sub HH Metered | 0
NHH UMS | 723712.6741
LV UMS (Pseudo HH Metered) | 4705502.618
4002. All-the-way volumes
Data sources:
x1 = 1053. Rate 1 units (MWh) by tariff (in Volume forecasts for the charging year)
x2 = 1053. Rate 2 units (MWh) by tariff (in Volume forecasts for the charging year)
x3 = 1053. Rate 3 units (MWh) by tariff (in Volume forecasts for the charging year)
x4 = 1053. MPANs by tariff (in Volume forecasts for the charging year)
x5 = 1053. Import capacity (kVA) by tariff (in Volume forecasts for the charging year)
x6 = 1053. Reactive power units (MVArh) by tariff (in Volume forecasts for the charging year)
x7 = 3802. All units (MWh) (in Revenue summary)
Kind: | Copy cells | Copy cells | Copy cells | Copy cells | Copy cells | Copy cells | Copy cells
Formula: | = x1 | = x2 | = x3 | = x4 | = x5 | = x6 | = x7
| Rate 1 units (MWh) | Rate 2 units (MWh) | Rate 3 units (MWh) | MPANs | Import capacity (kVA) | Reactive power units (MVArh) | All units (MWh)
Domestic Unrestricted | 4329286.1228 | 0 | 0 | 1171197.2616 | 0 | 0 | 4329286.1228
Domestic Two Rate | 770751.9921 | 848879.2158 | 0 | 232989.2482 | 0 | 0 | 1619631.2079
Domestic Off Peak (related MPAN) | 88210.2026 | 0 | 0 | 0 | 0 | 0 | 88210.2026
Small Non Domestic Unrestricted | 1198550.3115 | 0 | 0 | 105697.3489 | 0 | 0 | 1198550.3115
Small Non Domestic Two Rate | 353052.2797 | 184203.7544 | 0 | 26268.7635 | 0 | 0 | 537256.034
Small Non Domestic Off Peak (related MPAN) | 31953.2235 | 0 | 0 | 0 | 0 | 0 | 31953.2235
LV Medium Non-Domestic | 731949.0383 | 183028.3606 | 0 | 9178.1289 | 0 | 0 | 914977.3989
LV Sub Medium Non-Domestic | 82850.4321 | 23404.3756 | 0 | 750 | 0 | 0 | 106254.8077
HV Medium Non-Domestic | 1602.511 | 452.068 | 0 | 22 | 0 | 0 | 2054.5789
LV HH Metered | 51993.5623 | 373426.6619 | 314281.314 | 2700 | 347000 | 64041.5429 | 739701.5382
LV Sub HH Metered | 52046.347 | 386564.3099 | 346649.431 | 1312 | 326100 | 74242.5358 | 785260.0879
HV HH Metered | 185314.9089 | 1315082.0031 | 1372504.2623 | 912 | 983500 | 214455.4059 | 2872901.1744
HV Sub HH Metered | 0 | 0 | 0 | 0 | 0 | 0 | 0
NHH UMS | 24051.601 | 0 | 0 | 0 | 0 | 0 | 24051.601
LV UMS (Pseudo HH Metered) | 6964.6955 | 27023.1719 | 115577.3353 | 0 | 0 | 0 | 149565.2027
LV Generation NHH | 1072.217 | 0 | 0 | 0 | 0 | 0 | 1072.217
LV Sub Generation NHH | 0 | 0 | 0 | 0 | 0 | 0 | 0
LV Generation Intermittent | 8426.343 | 0 | 0 | 0 | 0 | 40.2189 | 8426.343
LV Generation Non-Intermittent | 35.484 | 17.5656 | 2.472 | 0 | 0 | 0.023669 | 55.5216
LV Sub Generation Intermittent | 269.756 | 0 | 0 | 0 | 0 | 0.081633 | 269.756
LV Sub Generation Non-Intermittent | 29.8935 | 94.615 | 584.31 | 0 | 0 | 0.16327 | 708.8185
HV Generation Intermittent | 14943.667 | 0 | 0 | 19 | 0 | 282.2547 | 14943.667
HV Generation Non-Intermittent | 11184.979 | 69917.535 | 99086.381 | 45 | 0 | 207.6698 | 180188.895
HV Sub Generation Non-Intermittent | 0 | 0 | 0 | 0 | 0 | 0 | 0
HV Sub Generation Intermittent | 37.98 | 0 | 0 | 1 | 0 | 0 | 37.98
4003. Normalised to
Normalised to
Domestic Unrestricted | = x1: MPAN
Domestic Two Rate | = x1: MPAN
Domestic Off Peak (related MPAN) | = x1: MPAN
Small Non Domestic Unrestricted | = x1: MPAN
Small Non Domestic Two Rate | = x1: MPAN
Small Non Domestic Off Peak (related MPAN) | = x1: MPAN
LV Medium Non-Domestic | = x1: MPAN
LV Sub Medium Non-Domestic | = x1: MPAN
HV Medium Non-Domestic | = x1: MPAN
LV HH Metered | = x1: kVA
LV Sub HH Metered | = x1: kVA
HV HH Metered | = x1: kVA
HV Sub HH Metered | = x1: kVA
NHH UMS | = x1: MWh
LV UMS (Pseudo HH Metered) | = x1: MWh
LV Generation NHH | = x1: MWh
LV Sub Generation NHH | = x1: MWh
LV Generation Intermittent | = x1: MWh
LV Generation Non-Intermittent | = x1: MWh
LV Sub Generation Intermittent | = x1: MWh
LV Sub Generation Non-Intermittent | = x1: MWh
HV Generation Intermittent | = x1: MWh
HV Generation Non-Intermittent | = x1: MWh
HV Sub Generation Non-Intermittent | = x1: MWh
HV Sub Generation Intermittent | = x1: MWh
4004. Normalised volumes for comparisons
Data sources:
x1 = 4002. Rate 1 units (MWh) by tariff (in Volume forecasts for the charging year) (in All-the-way volumes)
x2 = 4003. Normalised to
x3 = 4002. Import capacity (kVA) by tariff (in Volume forecasts for the charging year) (in All-the-way volumes)
x4 = 4002. MPANs by tariff (in Volume forecasts for the charging year) (in All-the-way volumes)
x5 = 4002. All units (MWh) (in Revenue summary) (in All-the-way volumes)
x6 = 4002. Rate 2 units (MWh) by tariff (in Volume forecasts for the charging year) (in All-the-way volumes)
x7 = 4002. Rate 3 units (MWh) by tariff (in Volume forecasts for the charging year) (in All-the-way volumes)
x8 = 4002. Reactive power units (MVArh) by tariff (in Volume forecasts for the charging year) (in All-the-way volumes)
x9 = 1010. Days in the charging period (in Financial and general assumptions)
x10 = 3605. Fixed charge p/MPAN/day (in Tariffs)
x11 = Normalised MPANs (in Normalised volumes for comparisons)
x12 = 3605. Capacity charge p/kVA/day (in Tariffs)
x13 = Normalised Import capacity (kVA) (in Normalised volumes for comparisons)
x14 = 3605. Unit rate 1 p/kWh (in Tariffs)
x15 = Normalised Rate 1 units (MWh) (in Normalised volumes for comparisons)
x16 = 3605. Unit rate 2 p/kWh (in Tariffs)
x17 = Normalised Rate 2 units (MWh) (in Normalised volumes for comparisons)
x18 = 3605. Unit rate 3 p/kWh (in Tariffs)
x19 = Normalised Rate 3 units (MWh) (in Normalised volumes for comparisons)
x20 = 3605. Reactive power charge p/kVArh (in Tariffs)
x21 = Normalised Reactive power units (MVArh) (in Normalised volumes for comparisons)
Kind: | Cell-by-cell calculation | Cell-by-cell calculation | Cell-by-cell calculation | Cell-by-cell calculation | Cell-by-cell calculation | Cell-by-cell calculation | Cell-by-cell calculation
Formula: | =x1/IF(x2="kVA",IF(x3,x3,1),IF(x2="MPAN",IF(x4,x4,1),IF(x5,x5,1))) | =x6/IF(x2="kVA",IF(x3,x3,1),IF(x2="MPAN",IF(x4,x4,1),IF(x5,x5,1))) | =x7/IF(x2="kVA",IF(x3,x3,1),IF(x2="MPAN",IF(x4,x4,1),IF(x5,x5,1))) | =x4/IF(x2="kVA",IF(x3,x3,1),IF(x2="MPAN",IF(x4,x4,1),IF(x5,x5,1))) | =x3/IF(x2="kVA",IF(x3,x3,1),IF(x2="MPAN",IF(x4,x4,1),IF(x5,x5,1))) | =x8/IF(x2="kVA",IF(x3,x3,1),IF(x2="MPAN",IF(x4,x4,1),IF(x5,x5,1))) | =IF(IV1,IV2,0.01*x9*(x10*x11+x12*x13)+10*(x14*x15+x16*x17+x18*x19+x20*x21))
| Normalised Rate 1 units (MWh) | Normalised Rate 2 units (MWh) | Normalised Rate 3 units (MWh) | Normalised MPANs | Normalised Import capacity (kVA) | Normalised Reactive power units (MVArh) | Normalised revenues (£/year)
Domestic Unrestricted
Domestic Unrestricted | 3.6965 | 0 | 0 | 1 | 0 | 0 | 116.6561
LDNO LV: Domestic Unrestricted | 3.6965 | 0 | 0 | 1 | 0 | 0 | 74.8929
LDNO HV: Domestic Unrestricted | 3.6965 | 0 | 0 | 1 | 0 | 0 | 43.6033
Domestic Two Rate
Domestic Two Rate | 3.3081 | 3.6434 | 0 | 1 | 0 | 0 | 136.8926
LDNO LV: Domestic Two Rate | 3.3081 | 3.6434 | 0 | 1 | 0 | 0 | 87.8847
LDNO HV: Domestic Two Rate | 3.3081 | 3.6434 | 0 | 1 | 0 | 0 | 51.1673
Domestic Off Peak (related MPAN)
Domestic Off Peak (related MPAN) | 88210.2026 | 0 | 0 | 0 | 0 | 0 | 200237.1598
LDNO LV: Domestic Off Peak (related MPAN) | 88210.2026 | 0 | 0 | 0 | 0 | 0 | 128551.8216
LDNO HV: Domestic Off Peak (related MPAN) | 88210.2026 | 0 | 0 | 0 | 0 | 0 | 74843.9857
Small Non Domestic Unrestricted
Small Non Domestic Unrestricted | 11.3395 | 0 | 0 | 1 | 0 | 0 | 307.6961
LDNO LV: Small Non Domestic Unrestricted | 11.3395 | 0 | 0 | 1 | 0 | 0 | 197.5402
LDNO HV: Small Non Domestic Unrestricted | 11.3395 | 0 | 0 | 1 | 0 | 0 | 115.0096
Small Non Domestic Two Rate
Small Non Domestic Two Rate | 13.44 | 7.0123 | 0 | 1 | 0 | 0 | 390.3457
LDNO LV: Small Non Domestic Two Rate | 13.44 | 7.0123 | 0 | 1 | 0 | 0 | 250.6011
LDNO HV: Small Non Domestic Two Rate | 13.44 | 7.0123 | 0 | 1 | 0 | 0 | 145.9021
Small Non Domestic Off Peak (related MPAN)
Small Non Domestic Off Peak (related MPAN) | 31953.2235 | 0 | 0 | 0 | 0 | 0 | 74451.0108
LDNO LV: Small Non Domestic Off Peak (related MPAN) | 31953.2235 | 0 | 0 | 0 | 0 | 0 | 47797.3872
LDNO HV: Small Non Domestic Off Peak (related MPAN) | 31953.2235 | 0 | 0 | 0 | 0 | 0 | 27828.0534
LV Medium Non-Domestic
LV Medium Non-Domestic | 79.7493 | 19.9418 | 0 | 1 | 0 | 0 | 1983.9364
LDNO LV: LV Medium Non-Domestic | 79.7493 | 19.9418 | 0 | 1 | 0 | 0 | 1273.6829
LDNO HV: LV Medium Non-Domestic | 79.7493 | 19.9418 | 0 | 1 | 0 | 0 | 741.5492
LV Sub Medium Non-Domestic
LV Sub Medium Non-Domestic | 110.4672 | 31.2058 | 0 | 1 | 0 | 0 | 2506.1626
HV Medium Non-Domestic
HV Medium Non-Domestic | 72.8414 | 20.5485 | 0 | 1 | 0 | 0 | 1993.9432
LV HH Metered
LV HH Metered | 0.14984 | 1.0762 | 0.90571 | 0.007781 | 1 | 0.18456 | 44.9322
LDNO LV: LV HH Metered | 0.14984 | 1.0762 | 0.90571 | 0.007781 | 1 | 0.18456 | 28.8464
LDNO HV: LV HH Metered | 0.14984 | 1.0762 | 0.90571 | 0.007781 | 1 | 0.18456 | 16.7946
LV Sub HH Metered
LV Sub HH Metered | 0.1596 | 1.1854 | 1.063 | 0.0040233 | 1 | 0.22767 | 43.4774
LDNO HV: LV Sub HH Metered | 0.1596 | 1.1854 | 1.063 | 0.0040233 | 1 | 0.22767 | 26.0893
HV HH Metered
HV HH Metered | 0.18842 | 1.3371 | 1.3955 | 0.0009273 | 1 | 0.21805 | 39.0805
LDNO HV: HV HH Metered | 0.18842 | 1.3371 | 1.3955 | 0.0009273 | 1 | 0.21805 | 27.5733
HV Sub HH Metered
HV Sub HH Metered | 0 | 0 | 0 | 0 | 0 | 0 | 0
NHH UMS
NHH UMS | 1 | 0 | 0 | 0 | 0 | 0 | 32.14
LDNO LV: NHH UMS | 1 | 0 | 0 | 0 | 0 | 0 | 20.6338
LDNO HV: NHH UMS | 1 | 0 | 0 | 0 | 0 | 0 | 12.0132
LV UMS (Pseudo HH Metered)
LV UMS (Pseudo HH Metered) | 0.046566 | 0.18068 | 0.77276 | 0 | 0 | 0 | 32.6658
LDNO LV: LV UMS (Pseudo HH Metered) | 0.046566 | 0.18068 | 0.77276 | 0 | 0 | 0 | 20.9714
LDNO HV: LV UMS (Pseudo HH Metered) | 0.046566 | 0.18068 | 0.77276 | 0 | 0 | 0 | 12.2097
LV Generation NHH
LV Generation NHH | 1 | 0 | 0 | 0 | 0 | 0 | -6.25
LDNO LV: LV Generation NHH | 1 | 0 | 0 | 0 | 0 | 0 | -6.25
LDNO HV: LV Generation NHH | 1 | 0 | 0 | 0 | 0 | 0 | -6.25
LV Sub Generation NHH
LV Sub Generation NHH | 0 | 0 | 0 | 0 | 0 | 0 | 0
LDNO HV: LV Sub Generation NHH | 0 | 0 | 0 | 0 | 0 | 0 | 0
LV Generation Intermittent
LV Generation Intermittent | 1 | 0 | 0 | 0 | 0 | 0.004773 | -6.2433
LDNO LV: LV Generation Intermittent | 1 | 0 | 0 | 0 | 0 | 0.004773 | -6.2433
LDNO HV: LV Generation Intermittent | 1 | 0 | 0 | 0 | 0 | 0.004773 | -6.2433
LV Generation Non-Intermittent
LV Generation Non-Intermittent | 0.6391 | 0.31637 | 0.044523 | 0 | 0 | 0.0004263 | -47.9486
LDNO LV: LV Generation Non-Intermittent | 0.6391 | 0.31637 | 0.044523 | 0 | 0 | 0.0004263 | -47.9486
LDNO HV: LV Generation Non-Intermittent | 0.6391 | 0.31637 | 0.044523 | 0 | 0 | 0.0004263 | -47.9486
LV Sub Generation Intermittent
LV Sub Generation Intermittent | 1 | 0 | 0 | 0 | 0 | 0.00030262 | -5.7696
LDNO HV: LV Sub Generation Intermittent | 1 | 0 | 0 | 0 | 0 | 0.00030262 | -5.7696
LV Sub Generation Non-Intermittent
LV Sub Generation Non-Intermittent | 0.042174 | 0.13348 | 0.82434 | 0 | 0 | 0.00023033 | -4.3855
LDNO HV: LV Sub Generation Non-Intermittent | 0.042174 | 0.13348 | 0.82434 | 0 | 0 | 0.00023033 | -4.3855
HV Generation Intermittent
HV Generation Intermittent | 1 | 0 | 0 | 0.0012714 | 0 | 0.018888 | -3.3878
LDNO HV: HV Generation Intermittent | 1 | 0 | 0 | 0.0012714 | 0 | 0.018888 | -3.5234
HV Generation Non-Intermittent
HV Generation Non-Intermittent | 0.062074 | 0.38802 | 0.5499 | 0.00024974 | 0 | 0.0011525 | -3.6348
LDNO HV: HV Generation Non-Intermittent | 0.062074 | 0.38802 | 0.5499 | 0.00024974 | 0 | 0.0011525 | -3.6614
HV Sub Generation Non-Intermittent
HV Sub Generation Non-Intermittent | 0 | 0 | 0 | 0 | 0 | 0 | 0
HV Sub Generation Intermittent
HV Sub Generation Intermittent | 1 | 0 | 0 | 0.02633 | 0 | 0 | -0.43283
4005. LDNO LV charges (normalised £/year)
Copy cells = x1
Data sources:
x1 = 4004. Normalised revenues (£/year) (in Normalised volumes for comparisons)
LDNO LV charges (normalised £/year)
LDNO LV: Domestic Unrestricted | = x1: 74.8929
LDNO LV: Domestic Two Rate | = x1: 87.8847
LDNO LV: Domestic Off Peak (related MPAN) | = x1: 128551.8216
LDNO LV: Small Non Domestic Unrestricted | = x1: 197.5402
LDNO LV: Small Non Domestic Two Rate | = x1: 250.6011
LDNO LV: Small Non Domestic Off Peak (related MPAN) | = x1: 47797.3872
LDNO LV: LV Medium Non-Domestic | = x1: 1273.6829
LDNO LV: LV HH Metered | = x1: 28.8464
N/A | bar: = x1
N/A | bar: = x1
LDNO LV: NHH UMS | = x1: 20.6338
LDNO LV: LV UMS (Pseudo HH Metered) | = x1: 20.9714
LDNO LV: LV Generation NHH | = x1: -6.25
N/A | bar: = x1
LDNO LV: LV Generation Intermittent | = x1: -6.2433
LDNO LV: LV Generation Non-Intermittent | = x1: -47.9486
N/A | bar: = x1
N/A | bar: = x1
N/A | bar: = x1
N/A | bar: = x1
4006. LDNO HV charges (normalised £/year)
Copy cells = x1
Data sources:
x1 = 4004. Normalised revenues (£/year) (in Normalised volumes for comparisons)
LDNO HV charges (normalised £/year)
LDNO HV: Domestic Unrestricted | = x1: 43.6033
LDNO HV: Domestic Two Rate | = x1: 51.1673
LDNO HV: Domestic Off Peak (related MPAN) | = x1: 74843.9857
LDNO HV: Small Non Domestic Unrestricted | = x1: 115.0096
LDNO HV: Small Non Domestic Two Rate | = x1: 145.9021
LDNO HV: Small Non Domestic Off Peak (related MPAN) | = x1: 27828.0534
LDNO HV: LV Medium Non-Domestic | = x1: 741.5492
LDNO HV: LV HH Metered | = x1: 16.7946
LDNO HV: LV Sub HH Metered | = x1: 26.0893
LDNO HV: HV HH Metered | = x1: 27.5733
LDNO HV: NHH UMS | = x1: 12.0132
LDNO HV: LV UMS (Pseudo HH Metered) | = x1: 12.2097
LDNO HV: LV Generation NHH | = x1: -6.25
LDNO HV: LV Sub Generation NHH | = x1: 0
LDNO HV: LV Generation Intermittent | = x1: -6.2433
LDNO HV: LV Generation Non-Intermittent | = x1: -47.9486
LDNO HV: LV Sub Generation Intermittent | = x1: -5.7696
LDNO HV: LV Sub Generation Non-Intermittent | = x1: -4.3855
LDNO HV: HV Generation Intermittent | = x1: -3.5234
LDNO HV: HV Generation Non-Intermittent | = x1: -3.6614

## CTables
CDCM model 100: Tariff comparisons |  | WPD South West |  | 2012/13 | model version 2441 April 2012 Price Change
4101. Comparison with current all-the-way demand tariffs
Data sources:
x1 = 4001. Revenues under current tariffs (£/year)
x2 = 3802. Net revenues (£/year) (in Revenue summary)
x3 = 3802. All units (MWh) (in Revenue summary)
x4 = 1053. MPANs by tariff (in Volume forecasts for the charging year)
Kind: | Cell-by-cell calculation | Cell-by-cell calculation | Copy cells
Formula: | =IF(x1,x2/x1-1,"") | =(x2-x1)/IF(x3,x3,1)/10 | = x4
| Change | Absolute change (average p/kWh) | MPANs
Domestic Unrestricted | 3.49% | 0.10643 | 1171197.2616
Domestic Two Rate | 4.088% | 0.077332 | 232989.2482
Domestic Off Peak (related MPAN) | -2.155% | -0.005 | 0
Small Non Domestic Unrestricted | 5.214% | 0.13446 | 105697.3489
Small Non Domestic Two Rate | 4.046% | 0.07422 | 26268.7635
Small Non Domestic Off Peak (related MPAN) | 6.393% | 0.014 | 0
LV Medium Non-Domestic | 3.31% | 0.063754 | 9178.1289
LV Sub Medium Non-Domestic | 2.272% | 0.039303 | 750
HV Medium Non-Domestic | 6.621% | 0.13259 | 22
LV HH Metered | 1.947% | 0.040252 | 2700
LV Sub HH Metered | 2.302% | 0.040623 | 1312
HV HH Metered | -0.03267% | -0.00043725 | 912
HV Sub HH Metered |  | 0 | 0
NHH UMS | 6.813% | 0.205 | 0
LV UMS (Pseudo HH Metered) | 3.829% | 0.12046 | 0
4102. LDNO margins in use of system charges
Data sources:
x1 = 4003. Normalised to
x2 = 4004. Normalised revenues (£/year) (in Normalised volumes for comparisons)
x3 = 4005. LDNO LV charges (normalised £/year)
x4 = All-the-way charges (normalised £/year) (in LDNO margins in use of system charges)
x5 = 4006. LDNO HV charges (normalised £/year)
Kind: | Copy cells | Copy cells | Cell-by-cell calculation | Cell-by-cell calculation
Formula: | = x1 | = x2 | =IF(x3,x4-x3,"") | =IF(x5,x4-x5,"")
| Normalised to | All-the-way charges (normalised £/year) | LDNO LV margin (normalised £/year) | LDNO HV margin (normalised £/year)
Domestic Unrestricted | MPAN | 116.6561 | 41.7631 | 73.0527
Domestic Two Rate | MPAN | 136.8926 | 49.0078 | 85.7253
Domestic Off Peak (related MPAN) | MPAN | 200237.1598 | 71685.3382 | 125393.1742
Small Non Domestic Unrestricted | MPAN | 307.6961 | 110.1559 | 192.6865
Small Non Domestic Two Rate | MPAN | 390.3457 | 139.7446 | 244.4436
Small Non Domestic Off Peak (related MPAN) | MPAN | 74451.0108 | 26653.6236 | 46622.9574
LV Medium Non-Domestic | MPAN | 1983.9364 | 710.2536 | 1242.3872
LV HH Metered | kVA | 44.9322 | 16.0858 | 28.1376
LV Sub HH Metered | kVA | 43.4774 |  | 17.3881
HV HH Metered | kVA | 39.0805 |  | 11.5072
NHH UMS | MWh | 32.14 | 11.5062 | 20.1268
LV UMS (Pseudo HH Metered) | MWh | 32.6658 | 11.6944 | 20.4561
LV Generation NHH | MWh | -6.25 | 0 | 0
LV Sub Generation NHH | MWh | 0
LV Generation Intermittent | MWh | -6.2433 | 0 | 0
LV Generation Non-Intermittent | MWh | -47.9486 | 0 | 0
LV Sub Generation Intermittent | MWh | -5.7696 |  | 0
LV Sub Generation Non-Intermittent | MWh | -4.3855 |  | 0
HV Generation Intermittent | MWh | -3.3878 |  | 0.13556
HV Generation Non-Intermittent | MWh | -3.6348 |  | 0.026626