## Overview
CDCM Annual Review Pack |  | Colour coding
Data input
Company: | WPD Mid East | Void cell in input data table
Date of Issue: | 2012-02-16 | Calculation
Copy data
Although every effort has been made to ensure the accuracy of the information provided in this annual review pack, WPD Mid East does not accept any liability for the accuracy of the information contained herein and, in particular, WPD Mid East or any of its employees, shall not be held liable for any misstatement or opinion on which the recipient of this statement relies or seeks to rely. |  | Void cell in calculation table
Space for user notes
Contents:
Sheet Name | Detail
Commentary | This sheet contains the DNO's commentary on the forecast input CDCM data for the forecast over the 5 year period.
CDCM Forecast Data | This sheet contains historical and forecast data for all CDCM inputs except for volume data (table 1053) and matrix of applicability data (table 1025 - 1028). The RPI forecast is seperated out and listed as a standalone assumption. Any forecasts that relate to RPI will be linked to this row. Comments are provided alongside each forecast explaining any assumptions made by the DNO.
Mat of App | This sheet contains the forecast CDCM matrix of applicability data (table 1025 - 1028). The default value is that the same matrix will be used for each of the five years.
CDCM Volume Forecasts | This sheet contains forecast CDCM volume data (table 1053). The matrix at the top can be used to apply different growth rates to groups of customers.
CDCM Timebands | Contains the time bands that the DNO plans to use for the coming year and advance warning of any changes.
CDCM Input Sheet (Y) | This sheet contains the CDCM input sheet for base year 0 (Y) in a format that can be copy and pasted (paste-value) into the CDCM spreadsheet model.
CDCM Input Sheet (Y + 1) | This sheet contains the CDCM input sheet for base year +1 (Y+1) in a format that can be copy and pasted (paste-value) into the CDCM spreadsheet model.
CDCM Input Sheet (Y + 2) | This sheet contains the CDCM input sheet for base year +2 (Y+2) in a format that can be copy and pasted (paste-value) into the CDCM spreadsheet model.
CDCM Input Sheet (Y + 3) | This sheet contains the CDCM input sheet for base year +3 (Y+3) in a format that can be copy and pasted (paste-value) into the CDCM spreadsheet model.
CDCM Input Sheet (Y + 4) | This sheet contains the CDCM input sheet for base year +4 (Y+4) in a format that can be copy and pasted (paste-value) into the CDCM spreadsheet model.
Tariffs | This sheet contains the CDCM tariffs that are produced from the CDCM input data, after the Macro on this sheet has been run. It contains the tariffs for each of the 5 years.
DNO Checklist | This sheet contains a checklist for the DNOs to ensure all items have been updated when producing the Annual review Pack.

## Commentary
WPD Mid East
Our forecast of units distributed is for small positive growth in years t+1 and beyond which is driven primarily by HH customers. NHH units are broadly flat throughout the period. Movements between individual tariffs may be much more pronounced reflecting latest trends in customer movements between tariffs. Amounts of export units are expected to increase by 5% per annum over the period as more renewerable generation is connected. Customer numbers will grow at 0.3%pa although again with larger movements between individual tariffs. Import capacity is expected to slowly decrease and reactive power volumes are also reducing over the period as customers respond to price signals.
Target revenue is combined allowed distribution network income as per DPCR5 final proposals including our view on performance of the incentive schemes such as IIS and Losses and adjusted for expected pass through costs and correction factors.
Transmission Exit Charges are based on our latest view taking into account existing charges plus the known investment programme for reinforcement and replacement schemes for our GSPs.

## CDCM Forecast Data
|  |  | Company: | WPD Mid East
|  |  | Date of Issue: | 2012-02-16
|  |  | Status | Finals
|  | Historical CDCM Input Data (Actuals) |  | CDCM Values - Finals | Forecast CDCM Values
| Year Ref | Y-2 | Y-1 | Y | Y+1 | Y+2 | Y+3 | Y+4
| Charging Year CDCM Input data table: . | 2010/11 | 2011/12 | 2012/13 | 2013/14 | 2014/15 | 2015/16 | 2016/17
Assumptions
| RPI Forecast: |  |  | 5.2% | 2.5% | 2.5% | 2.5% | 2.5% | The RPI forecast is linked to the Allowed Revenue
1 | 1000 Company name, charging year and model version
2 | Company | CNE | WPD Mid East | WPD Mid East | WPD Mid East | WPD Mid East | WPD Mid East | WPD Mid East
3 | Year | 2010/11 | 2011/12 | 2012/13 | 2013/14 | 2014/15 | 2015/16 | 2015/16
4 | Version | bar: 2010/11 to 2015/16
5 | 1010 Financial and general assumptions
6 | Rate of return | 6.9% | 5.6% | 5.6% | 5.6% | 5.6% | 5.6% | 5.6% | No Change
7 | Annualisation period (years) | 40 | 40 | 40 | 40 | 40 | 40 | 40 | No Change
8 | Power factor | 0.95 | 0.95 | 0.95 | 0.95 | 0.95 | 0.95 | 0.95 | No Change
9 | Days in the charging period | 365 | 366 | 365 | 365 | 365 | 365 | 365 | No Change
10 | 1017 Diversity allowance between top and bottom of network level
11 | GSPs | 2.471% | 2.471% | 2.471% | 2.471% | 2.471% | 2.471% | 2.471% | Diversity assummed constant in 500MW model.
12 | 132kV | 4.501% | 4.501% | 4.501% | 4.501% | 4.501% | 4.501% | 4.501% | Diversity assummed constant in 500MW model.
13 | EHV | 7.902% | 7.902% | 7.902% | 7.902% | 7.902% | 7.902% | 7.902% | Diversity assummed constant in 500MW model.
14 | HV | 34% | 34% | 34% | 34% | 34% | 34% | 34% | Diversity assummed constant in 500MW model.
15 | 1018 Proportion of relevant load going through 132kV/HV direct transformation | 7.504% | 7.504% | 7.504% | 7.504% | 7.504% | 7.504% | 7.504% | Diversity assummed constant in 500MW model.
16 | 1019 Network model GSP demand (MW) | 500 | 500 | 500 | 500 | 500 | 500 | 500 | - Set to 500 for all DNOs
17 | 1020 Gross asset cost by network level (£)
18 | 132kV | 105177274.9814 | 109994394.1755 | 115714102.6726 | 118606955.2395 | 121572129.1205 | 124611432.3485 | 127726718.1572 | Asset costs assumed to increase with inflation each year
19 | 132kV/EHV | 29304099 | 30646226.7342 | 32239830.5244 | 33045826.2875 | 33871971.9447 | 34718771.2433 | 35586740.5244
20 | EHV | 29424522.4644 | 30772165.5933 | 32372318.2042 | 33181626.1593 | 34011166.8132 | 34861445.9836 | 35732982.1332
21 | EHV/HV | 54678335.8 | 57182603.5796 | 60156098.9658 | 61660001.4399 | 63201501.4759 | 64781539.0128 | 66401077.4881
22 | 132kV/HV | 4871477.6 | 5094591.2741 | 5359510.0203 | 5493497.7708 | 5630835.2151 | 5771606.0955 | 5915896.2479
23 | HV | 93092322.7165 | 97355951.0969 | 102418460.5539 | 104978922.0678 | 107603395.1195 | 110293479.9975 | 113050816.9974
24 | HV/LV | 65596862.32 | 68506081.5146 | 72068397.7534 | 73870107.6972 | 75716860.3897 | 77609781.8994 | 79550026.4469
25 | LV circuits | 68192087.725 | 71212820.8524 | 74915887.5367 | 76788784.7251 | 78708504.3433 | 80676216.9519 | 82693122.3757
26 | 1022 LV service model asset cost (£)
27 | LV service model 1 | 8780.4294 | 9182.5731 | 9660.0669 | 9901.5686 | 10149.1078 | 10402.8355 | 10662.9064 | Asset costs assumed to increase with inflation each year
28 | LV service model 2 | 650.1649 | 679.9424 | 715.2995 | 733.1819 | 751.5115 | 770.2993 | 789.5568
29 | LV service model 3 | 1533.6635 | 1603.9053 | 1687.3083 | 1729.4911 | 1772.7283 | 1817.0465 | 1862.4727
30 | LV service model 4 | 1533.6635 | 1603.9053 | 1687.3083 | 1729.4911 | 1772.7283 | 1817.0465 | 1862.4727
31 | LV service model 5 | 1533.6635 | 1603.9053 | 1687.3083 | 1729.4911 | 1772.7283 | 1817.0465 | 1862.4727
32 | LV service model 6 | 169.575 | 177.3415 | 186.5633 | 191.2274 | 196.0081 | 200.9083 | 205.931
33 | LV service model 7 | 0 | 0 | 0 | 0 | 0 | 0 | 0
34 | LV service model 8 | 0 | 0 | 0 | 0 | 0 | 0 | 0
35 | 1023 HV service model asset cost (£)
36 | HV service model 1 | 15422.4987 | 16128.8491 | 16967.5492 | 17391.738 | 17826.5314 | 18272.1947 | 18728.9996 | Asset costs assumed to increase with inflation each year
37 | HV service model 2 | 15422.4987 | 16128.8491 | 16967.5492 | 17391.738 | 17826.5314 | 18272.1947 | 18728.9996
38 | HV service model 3 | 2647.79 | 2769.0588 | 2913.0498 | 2985.8761 | 3060.523 | 3137.0361 | 3215.462
39 | HV service model 4 | 0 | 0 | 0 | 0 | 0 | 0 | 0
40 | HV service model 5 | 0 | 0 | 0 | 0 | 0 | 0 | 0
41 | 1025 Matrix of applicability of LV service models to tariffs with fixed charges | [7 empty] | No Change
42 | 1026 Matrix of applicability of LV service models to unmetered tariffs | [7 empty] | No Change
43 | 1028 Matrix of applicability of HV service models to tariffs with fixed charges | [7 empty] | No Change
44 | 1032 Loss adjustment factors to transmission
45 | 132kV | 1.01 | 1.01 | 1.0014 | 1.0014 | 1.0014 | 1.0014 | 1.0014 | Updated for 2012/13 tariffs to reflect latest loss factors - no change thereafter
46 | 132kV/EHV | 1.018 | 1.014 | 1.0029 | 1.0029 | 1.0029 | 1.0029 | 1.0029 | Updated for 2012/13 tariffs to reflect latest loss factors - no change thereafter
47 | EHV | 1.025 | 1.018 | 1.0061 | 1.0061 | 1.0061 | 1.0061 | 1.0061 | Updated for 2012/13 tariffs to reflect latest loss factors - no change thereafter
48 | EHV/HV | 1.034 | 1.028 | 1.0285 | 1.0285 | 1.0285 | 1.0285 | 1.0285 | Updated for 2012/13 tariffs to reflect latest loss factors - no change thereafter
49 | HV | 1.043 | 1.038 | 1.0467 | 1.0467 | 1.0467 | 1.0467 | 1.0467 | Updated for 2012/13 tariffs to reflect latest loss factors - no change thereafter
50 | HV/LV | 1.066 | 1.068 | 1.0623 | 1.0623 | 1.0623 | 1.0623 | 1.0623 | Updated for 2012/13 tariffs to reflect latest loss factors - no change thereafter
51 | LV circuits | 1.088 | 1.098 | 1.1179 | 1.1179 | 1.1179 | 1.1179 | 1.1179 | Updated for 2012/13 tariffs to reflect latest loss factors - no change thereafter
52 | 1037 Embedded network (LDNO) discounts
53 | LDNO LV: LV user | 26.91% | 26.91% | 28.42% | 28.42% | 28.42% | 28.42% | 28.42% | Updated for DCP71a - no change thereafter
54 | LDNO HV: LV user | 36.36% | 36.36% | 48.38% | 48.38% | 48.38% | 48.38% | 48.38%
55 | LDNO HV: LV sub user | 10.85% | 10.85% | 26.93% | 26.93% | 26.93% | 26.93% | 26.93%
56 | LDNO HV: HV user | 17.8% | 17.8% | 17.84% | 17.84% | 17.84% | 17.84% | 17.84%
57 | 1041 Load profile data for demand users: coincidence factor
58 | Domestic Unrestricted | 0.8945 | 0.8945 | 0.86484 | 0.86484 | 0.86484 | 0.86484 | 0.86484 | Updated for 2012/13 tariffs - no change thereafter
59 | Domestic Two Rate | 0.98066 | 0.98066 | 0.83871 | 0.83871 | 0.83871 | 0.83871 | 0.83871 | Updated for 2012/13 tariffs - no change thereafter
60 | Domestic Off Peak (related MPAN) | 2013/14: 0; 2014/15: 0; 2015/16: 0; 2015/16: 0 | Updated for 2012/13 tariffs - no change thereafter
61 | Small Non Domestic Unrestricted | 0.62932 | 0.62932 | 0.63131 | 0.63131 | 0.63131 | 0.63131 | 0.63131 | Updated for 2012/13 tariffs - no change thereafter
62 | Small Non Domestic Two Rate | 0.72212 | 0.72212 | 0.73233 | 0.73233 | 0.73233 | 0.73233 | 0.73233 | Updated for 2012/13 tariffs - no change thereafter
63 | Small Non Domestic Off Peak (related MPAN) | 2013/14: 0; 2014/15: 0; 2015/16: 0; 2015/16: 0 | Updated for 2012/13 tariffs - no change thereafter
64 | LV Medium Non-Domestic | 0.71533 | 0.71533 | 0.72356 | 0.72356 | 0.72356 | 0.72356 | 0.72356 | Updated for 2012/13 tariffs - no change thereafter
65 | LV Sub Medium Non-Domestic | 0.71533 | 0.71533 | 0.72356 | 0.72356 | 0.72356 | 0.72356 | 0.72356 | Updated for 2012/13 tariffs - no change thereafter
66 | HV Medium Non-Domestic | 0.66109 | 0.66109 | 0.6738 | 0.6738 | 0.6738 | 0.6738 | 0.6738 | Updated for 2012/13 tariffs - no change thereafter
67 | LV HH Metered | 0.82443 | 0.82443 | 0.78843 | 0.78843 | 0.78843 | 0.78843 | 0.78843 | Updated for 2012/13 tariffs - no change thereafter
68 | LV Sub HH Metered | 0.82443 | 0.82443 | 0.78843 | 0.78843 | 0.78843 | 0.78843 | 0.78843 | Updated for 2012/13 tariffs - no change thereafter
69 | HV HH Metered | 0.8463 | 0.8463 | 0.81822 | 0.81822 | 0.81822 | 0.81822 | 0.81822 | Updated for 2012/13 tariffs - no change thereafter
70 | HV Sub HH Metered | 0.8463 | 0.8463 | 0.81822 | 0.81822 | 0.81822 | 0.81822 | 0.81822 | Updated for 2012/13 tariffs - no change thereafter
71 | NHH UMS | 0.95733 | 0.95733 | 0.95744 | 0.95744 | 0.95744 | 0.95744 | 0.95744 | Updated for 2012/13 tariffs - no change thereafter
72 | LV UMS (Pseudo HH Metered) | 0.95733 | 0.95733 | 0.95744 | 0.95744 | 0.95744 | 0.95744 | 0.95744 | Updated for 2012/13 tariffs - no change thereafter
73 | 1041 Load profile data for demand users: load factor
74 | Domestic Unrestricted | 0.41952 | 0.41952 | 0.40892 | 0.40892 | 0.40892 | 0.40892 | 0.40892 | Updated for 2012/13 tariffs - no change thereafter
75 | Domestic Two Rate | 0.50168 | 0.50168 | 0.44686 | 0.44686 | 0.44686 | 0.44686 | 0.44686 | Updated for 2012/13 tariffs - no change thereafter
76 | Domestic Off Peak (related MPAN) | 0.14008 | 0.14008 | 0.10057 | 0.10057 | 0.10057 | 0.10057 | 0.10057 | Updated for 2012/13 tariffs - no change thereafter
77 | Small Non Domestic Unrestricted | 0.33708 | 0.33708 | 0.34014 | 0.34014 | 0.34014 | 0.34014 | 0.34014 | Updated for 2012/13 tariffs - no change thereafter
78 | Small Non Domestic Two Rate | 0.48735 | 0.48735 | 0.48421 | 0.48421 | 0.48421 | 0.48421 | 0.48421 | Updated for 2012/13 tariffs - no change thereafter
79 | Small Non Domestic Off Peak (related MPAN) | 0.25302 | 0.25302 | 0.22321 | 0.22321 | 0.22321 | 0.22321 | 0.22321 | Updated for 2012/13 tariffs - no change thereafter
80 | LV Medium Non-Domestic | 0.49551 | 0.49551 | 0.48214 | 0.48214 | 0.48214 | 0.48214 | 0.48214 | Updated for 2012/13 tariffs - no change thereafter
81 | LV Sub Medium Non-Domestic | 0.49551 | 0.49551 | 0.48214 | 0.48214 | 0.48214 | 0.48214 | 0.48214 | Updated for 2012/13 tariffs - no change thereafter
82 | HV Medium Non-Domestic | 0.43656 | 0.43656 | 0.42299 | 0.42299 | 0.42299 | 0.42299 | 0.42299 | Updated for 2012/13 tariffs - no change thereafter
83 | LV HH Metered | 0.57981 | 0.57981 | 0.56383 | 0.56383 | 0.56383 | 0.56383 | 0.56383 | Updated for 2012/13 tariffs - no change thereafter
84 | LV Sub HH Metered | 0.57981 | 0.57981 | 0.56383 | 0.56383 | 0.56383 | 0.56383 | 0.56383 | Updated for 2012/13 tariffs - no change thereafter
85 | HV HH Metered | 0.71494 | 0.71494 | 0.70992 | 0.70992 | 0.70992 | 0.70992 | 0.70992 | Updated for 2012/13 tariffs - no change thereafter
86 | HV Sub HH Metered | 0.71494 | 0.71494 | 0.70992 | 0.70992 | 0.70992 | 0.70992 | 0.70992 | Updated for 2012/13 tariffs - no change thereafter
87 | NHH UMS | 0.47287 | 0.47287 | 0.48157 | 0.48157 | 0.48157 | 0.48157 | 0.48157 | Updated for 2012/13 tariffs - no change thereafter
88 | LV UMS (Pseudo HH Metered) | 0.47287 | 0.47287 | 0.48157 | 0.48157 | 0.48157 | 0.48157 | 0.48157 | Updated for 2012/13 tariffs - no change thereafter
89 | 1053. Volume forecasts for the charging year | [7 empty] | See Separate Worksheet for detailed breakdown
90 | 1055 Transmission exit charges (£/year) | 7597495.6745 | 7191481.588 | 8441982 | 19574045.2259 | 25405713.9775 | 26235038.3929 | 26235038.3929
91 | 1059 Other Expenditure (£/year)
92 | Direct cost (£/year) | 22718554.7372 | 22003492.4244 | 29087151.9512 | 29814330.75 | 30559689.0187 | 31323681.2442 | 32106773.2753 | Direct costs and Indirect Costs assumed to increase with inflation each year. Network rates as per latest view.
93 | Indirect cost (£/year) | 69389776.9841 | 79622969.1173 | 123327918.824 | 126411116.7946 | 129571394.7145 | 132810679.5823 | 136130946.5719
94 | Indirect cost proportion | 60% | 60% | 60% | 60% | 60% | 60% | 60%
95 | Network rates (£/year) | 30612901.29 | 32096125 | 32170000 | 32985625 | 33801000 | 34646025 | 34646025
96 | 1060 Customer contributions under current connection charging policy
97 | LV network
98 | Assets 132kV | [7 empty] | Assume data is held constant over 5 year period. | bar: 2010/11 to 2015/16
99 | Assets 132kV/EHV | bar: 2010/11 to 2015/16
100 | Assets EHV | bar: 2010/11 to 2015/16
101 | Assets EHV/HV | bar: 2010/11 to 2015/16
102 | Assets 132kV/HV | bar: 2010/11 to 2015/16
103 | Assets HV | 47.91% | 47.91% | 47.91% | 47.91% | 47.91% | 47.91% | 47.91%
104 | Assets HV/LV | 70.89% | 70.89% | 70.89% | 70.89% | 70.89% | 70.89% | 70.89%
105 | Assets LV circuits | 93.87% | 93.87% | 93.87% | 93.87% | 93.87% | 93.87% | 93.87%
106 | LV substation
107 | Assets 132kV | [7 empty] | Assume data is held constant over 5 year period. | bar: 2010/11 to 2015/16
108 | Assets 132kV/EHV | bar: 2010/11 to 2015/16
109 | Assets EHV | bar: 2010/11 to 2015/16
110 | Assets EHV/HV | bar: 2010/11 to 2015/16
111 | Assets 132kV/HV | bar: 2010/11 to 2015/16
112 | Assets HV | 47.91% | 47.91% | 47.91% | 47.91% | 47.91% | 47.91% | 47.91%
113 | Assets HV/LV | 70.89% | 70.89% | 70.89% | 70.89% | 70.89% | 70.89% | 70.89%
114 | HV network
115 | Assets 132kV | [7 empty] | Assume data is held constant over 5 year period. | bar: 2010/11 to 2015/16
116 | Assets 132kV/EHV | bar: 2010/11 to 2015/16
117 | Assets EHV | 6.542% | 6.542% | 6.542% | 6.542% | 6.542% | 6.542% | 6.542%
118 | Assets EHV/HV | 35.16% | 35.16% | 35.16% | 35.16% | 35.16% | 35.16% | 35.16%
119 | Assets 132kV/HV | 35.16% | 35.16% | 35.16% | 35.16% | 35.16% | 35.16% | 35.16%
120 | Assets HV | 63.78% | 63.78% | 63.78% | 63.78% | 63.78% | 63.78% | 63.78%
121 | HV substation
122 | Assets 132kV | [7 empty] | Assume data is held constant over 5 year period. | bar: 2010/11 to 2015/16
123 | Assets 132kV/EHV | bar: 2010/11 to 2015/16
124 | Assets EHV | 6.542% | 6.542% | 6.542% | 6.542% | 6.542% | 6.542% | 6.542%
125 | Assets EHV/HV | 35.16% | 35.16% | 35.16% | 35.16% | 35.16% | 35.16% | 35.16%
126 | Assets 132kV/HV | bar: 2010/11 to 2015/16
127 | 1061 Average split of rate 1 units by distribution time band
128 | RED
129 | Domestic Two Rate | 15.71% | 15.71% | 15.33% | 15.33% | 15.33% | 15.33% | 15.33% | Updated for 2012/13 tariffs - no change thereafter
130 | Domestic Off Peak (related MPAN) | 4.434% | 4.434% | 2.527% | 2.527% | 2.527% | 2.527% | 2.527% | Updated for 2012/13 tariffs - no change thereafter
131 | Small Non Domestic Two Rate | 13.72% | 13.72% | 12.77% | 12.77% | 12.77% | 12.77% | 12.77% | Updated for 2012/13 tariffs - no change thereafter
132 | Small Non Domestic Off Peak (related MPAN) | 2.17% | 2.17% | 1.696% | 1.696% | 1.696% | 1.696% | 1.696% | Updated for 2012/13 tariffs - no change thereafter
133 | LV Medium Non-Domestic | 13.57% | 13.57% | 13.66% | 13.66% | 13.66% | 13.66% | 13.66% | Updated for 2012/13 tariffs - no change thereafter
134 | LV Sub Medium Non-Domestic | 13.57% | 13.57% | 13.66% | 13.66% | 13.66% | 13.66% | 13.66% | Updated for 2012/13 tariffs - no change thereafter
135 | HV Medium Non-Domestic | 13.35% | 13.35% | 13.42% | 13.42% | 13.42% | 13.42% | 13.42% | Updated for 2012/13 tariffs - no change thereafter
136 | AMBER
137 | Domestic Two Rate | 40.29% | 40.29% | 40.83% | 40.83% | 40.83% | 40.83% | 40.83% | Updated for 2012/13 tariffs - no change thereafter
138 | Domestic Off Peak (related MPAN) | 32.18% | 32.18% | 32.85% | 32.85% | 32.85% | 32.85% | 32.85% | Updated for 2012/13 tariffs - no change thereafter
139 | Small Non Domestic Two Rate | 54.09% | 54.09% | 51.37% | 51.37% | 51.37% | 51.37% | 51.37% | Updated for 2012/13 tariffs - no change thereafter
140 | Small Non Domestic Off Peak (related MPAN) | 20.47% | 20.47% | 19.38% | 19.38% | 19.38% | 19.38% | 19.38% | Updated for 2012/13 tariffs - no change thereafter
141 | LV Medium Non-Domestic | 55.21% | 55.21% | 54.7% | 54.7% | 54.7% | 54.7% | 54.7% | Updated for 2012/13 tariffs - no change thereafter
142 | LV Sub Medium Non-Domestic | 55.21% | 55.21% | 54.7% | 54.7% | 54.7% | 54.7% | 54.7% | Updated for 2012/13 tariffs - no change thereafter
143 | HV Medium Non-Domestic | 58.36% | 58.36% | 57.86% | 57.86% | 57.86% | 57.86% | 57.86% | Updated for 2012/13 tariffs - no change thereafter
144 | GREEN
145 | Domestic Two Rate | 44.01% | 44.01% | 43.85% | 43.85% | 43.85% | 43.85% | 43.85% | Updated for 2012/13 tariffs - no change thereafter
146 | Domestic Off Peak (related MPAN) | 63.39% | 63.39% | 64.62% | 64.62% | 64.62% | 64.62% | 64.62% | Updated for 2012/13 tariffs - no change thereafter
147 | Small Non Domestic Two Rate | 32.18% | 32.18% | 35.86% | 35.86% | 35.86% | 35.86% | 35.86% | Updated for 2012/13 tariffs - no change thereafter
148 | Small Non Domestic Off Peak (related MPAN) | 77.36% | 77.36% | 78.92% | 78.92% | 78.92% | 78.92% | 78.92% | Updated for 2012/13 tariffs - no change thereafter
149 | LV Medium Non-Domestic | 31.22% | 31.22% | 31.63% | 31.63% | 31.63% | 31.63% | 31.63% | Updated for 2012/13 tariffs - no change thereafter
150 | LV Sub Medium Non-Domestic | 31.22% | 31.22% | 31.63% | 31.63% | 31.63% | 31.63% | 31.63% | Updated for 2012/13 tariffs - no change thereafter
151 | HV Medium Non-Domestic | 28.29% | 28.29% | 28.72% | 28.72% | 28.72% | 28.72% | 28.72% | Updated for 2012/13 tariffs - no change thereafter
152 | 1062 Average split of rate 2 units by distribution time band
153 | RED
154 | Domestic Two Rate | [7 empty] | Updated for 2012/13 tariffs - no change thereafter | bar: 2010/11 to 2015/16
155 | Small Non Domestic Two Rate | [7 empty] | Updated for 2012/13 tariffs - no change thereafter | bar: 2010/11 to 2015/16
156 | LV Medium Non-Domestic | [7 empty] | Updated for 2012/13 tariffs - no change thereafter | bar: 2010/11 to 2015/16
157 | LV Sub Medium Non-Domestic | [7 empty] | Updated for 2012/13 tariffs - no change thereafter | bar: 2010/11 to 2015/16
158 | HV Medium Non-Domestic | [7 empty] | Updated for 2012/13 tariffs - no change thereafter | bar: 2010/11 to 2015/16
159 | AMBER
160 | Domestic Two Rate | [7 empty] | Updated for 2012/13 tariffs - no change thereafter | bar: 2010/11 to 2015/16
161 | Small Non Domestic Two Rate | [7 empty] | Updated for 2012/13 tariffs - no change thereafter | bar: 2010/11 to 2015/16
162 | LV Medium Non-Domestic | [7 empty] | Updated for 2012/13 tariffs - no change thereafter | bar: 2010/11 to 2015/16
163 | LV Sub Medium Non-Domestic | [7 empty] | Updated for 2012/13 tariffs - no change thereafter | bar: 2010/11 to 2015/16
164 | HV Medium Non-Domestic | [7 empty] | Updated for 2012/13 tariffs - no change thereafter | bar: 2010/11 to 2015/16
165 | GREEN
166 | Domestic Two Rate | 100% | 100% | 100% | 100% | 100% | 100% | 100% | Updated for 2012/13 tariffs - no change thereafter
167 | Small Non Domestic Two Rate | 100% | 100% | 100% | 100% | 100% | 100% | 100% | Updated for 2012/13 tariffs - no change thereafter
168 | LV Medium Non-Domestic | 100% | 100% | 100% | 100% | 100% | 100% | 100% | Updated for 2012/13 tariffs - no change thereafter
169 | LV Sub Medium Non-Domestic | 100% | 100% | 100% | 100% | 100% | 100% | 100% | Updated for 2012/13 tariffs - no change thereafter
170 | HV Medium Non-Domestic | 100% | 100% | 100% | 100% | 100% | 100% | 100% | Updated for 2012/13 tariffs - no change thereafter
171 | 1068 Typical annual hours by distribution time band
172 | Red | 780 | 783 | 780 | 783 | 783 | 783 | 783
173 | Amber | 2730 | 2740.5 | 2730 | 2740.5 | 2740.5 | 2740.5 | 2740.5
174 | Green | 5250 | 5260.5 | 5250 | 5236.5 | 5236.5 | 5236.5 | 5236.5
175 | 1069 Peaking probabilities by network level
176 | RED
177 | GSPs | 95.97% | 95.97% | 100% | 100% | 100% | 100% | 100% | Updated for 2012/13 tariffs - no change thereafter
178 | 132kV | 81.22% | 81.22% | 80.25% | 80.25% | 80.25% | 80.25% | 80.25% | Updated for 2012/13 tariffs - no change thereafter
179 | 132kV/EHV | 81.22% | 81.22% | 80.25% | 80.25% | 80.25% | 80.25% | 80.25% | Updated for 2012/13 tariffs - no change thereafter
180 | EHV | 59.48% | 59.48% | 66.48% | 66.48% | 66.48% | 66.48% | 66.48% | Updated for 2012/13 tariffs - no change thereafter
181 | EHV/HV | 59.48% | 59.48% | 66.48% | 66.48% | 66.48% | 66.48% | 66.48% | Updated for 2012/13 tariffs - no change thereafter
182 | 132kV/HV | 61.9% | 61.9% | 80.25% | 80.25% | 80.25% | 80.25% | 80.25% | Updated for 2012/13 tariffs - no change thereafter
183 | HV | 59.64% | 59.64% | 66.48% | 66.48% | 66.48% | 66.48% | 66.48% | Updated for 2012/13 tariffs - no change thereafter
184 | HV/LV | 59.64% | 59.64% | 66.48% | 66.48% | 66.48% | 66.48% | 66.48% | Updated for 2012/13 tariffs - no change thereafter
185 | LV circuits | 59.64% | 59.64% | 66.48% | 66.48% | 66.48% | 66.48% | 66.48% | Updated for 2012/13 tariffs - no change thereafter
186 | AMBER
187 | GSPs | [7 empty] | Updated for 2012/13 tariffs - no change thereafter | bar: 2010/11 to 2011/12; 2013/14 to 2015/16
188 | 132kV | 16.34% | 16.34% | 18.4% | 18.4% | 18.4% | 18.4% | 18.4% | Updated for 2012/13 tariffs - no change thereafter
189 | 132kV/EHV | 16.34% | 16.34% | 18.4% | 18.4% | 18.4% | 18.4% | 18.4% | Updated for 2012/13 tariffs - no change thereafter
190 | EHV | 36.71% | 36.71% | 29.55% | 29.55% | 29.55% | 29.55% | 29.55% | Updated for 2012/13 tariffs - no change thereafter
191 | EHV/HV | 36.71% | 36.71% | 29.55% | 29.55% | 29.55% | 29.55% | 29.55% | Updated for 2012/13 tariffs - no change thereafter
192 | 132kV/HV | 37.2% | 37.2% | 18.4% | 18.4% | 18.4% | 18.4% | 18.4% | Updated for 2012/13 tariffs - no change thereafter
193 | HV | 36.75% | 36.75% | 29.55% | 29.55% | 29.55% | 29.55% | 29.55% | Updated for 2012/13 tariffs - no change thereafter
194 | HV/LV | 36.75% | 36.75% | 29.55% | 29.55% | 29.55% | 29.55% | 29.55% | Updated for 2012/13 tariffs - no change thereafter
195 | LV circuits | 36.75% | 36.75% | 29.55% | 29.55% | 29.55% | 29.55% | 29.55% | Updated for 2012/13 tariffs - no change thereafter
196 | GREEN
197 | GSPs | 4.035% | 4.035% |  | 0% | 0% | 0% | 0% | Updated for 2012/13 tariffs - no change thereafter
198 | 132kV | 2.441% | 2.441% | 1.342% | 1.342% | 1.342% | 1.342% | 1.342% | Updated for 2012/13 tariffs - no change thereafter
199 | 132kV/EHV | 2.441% | 2.441% | 1.342% | 1.342% | 1.342% | 1.342% | 1.342% | Updated for 2012/13 tariffs - no change thereafter
200 | EHV | 3.803% | 3.803% | 3.967% | 3.967% | 3.967% | 3.967% | 3.967% | Updated for 2012/13 tariffs - no change thereafter
201 | EHV/HV | 3.803% | 3.803% | 3.967% | 3.967% | 3.967% | 3.967% | 3.967% | Updated for 2012/13 tariffs - no change thereafter
202 | 132kV/HV | 0.9036% | 0.9036% | 1.342% | 1.342% | 1.342% | 1.342% | 1.342% | Updated for 2012/13 tariffs - no change thereafter
203 | HV | 3.609% | 3.609% | 3.967% | 3.967% | 3.967% | 3.967% | 3.967% | Updated for 2012/13 tariffs - no change thereafter
204 | HV/LV | 3.609% | 3.609% | 3.967% | 3.967% | 3.967% | 3.967% | 3.967% | Updated for 2012/13 tariffs - no change thereafter
205 | LV circuits | 3.609% | 3.609% | 3.967% | 3.967% | 3.967% | 3.967% | 3.967% | Updated for 2012/13 tariffs - no change thereafter
206 | 1076 Target revenue
207 | Allowed revenue (£/year) | 336766037.7018 | 376594548.3779 | 414001545.9368 | 399940000 | 430680000 | 441447000 | 452483175 | As per revenue profile including our view of RPI (formula relating to RPI forecast)
208 | Pass-through charges (£/year) | 0 | 0 | 0 | 0 | 0 | 0 | 0
209 | Adjustment for previous year's under (over) recovery (£/year) | 342460.3341 | 0 | 17194869.0632 | 0 | 0 | 0 | 0
210 | Revenue raised outside this model (£/year) | 4468240.5913 | 2923665.9682 | 9970292.7935 | 9970292.7935 | 9970292.7935 | 9970292.7935 | 9970292.7935
211 | 1092 Average kVAr by kVA, by network level
212 | GSPs | 0.33179 | 0.33179 | 0.29066 | 0.29066 | 0.29066 | 0.29066 | 0.29066 | Updated for 2012/13 tariffs - no change thereafter
213 | 132kV | 0.33179 | 0.33179 | 0.29066 | 0.29066 | 0.29066 | 0.29066 | 0.29066 | Updated for 2012/13 tariffs - no change thereafter
214 | 132kV/EHV | 0.37741 | 0.37741 | 0.29066 | 0.29066 | 0.29066 | 0.29066 | 0.29066 | Updated for 2012/13 tariffs - no change thereafter
215 | EHV | 0.37741 | 0.37741 | 0.29066 | 0.29066 | 0.29066 | 0.29066 | 0.29066 | Updated for 2012/13 tariffs - no change thereafter
216 | EHV/HV | 0.31021 | 0.31021 | 0.29066 | 0.29066 | 0.29066 | 0.29066 | 0.29066 | Updated for 2012/13 tariffs - no change thereafter
217 | 132kV/HV | 0.65285 | 0.65285 | 0.29066 | 0.29066 | 0.29066 | 0.29066 | 0.29066 | Updated for 2012/13 tariffs - no change thereafter
218 | HV | 0.34725 | 0.34725 | 0.29066 | 0.29066 | 0.29066 | 0.29066 | 0.29066 | Updated for 2012/13 tariffs - no change thereafter
219 | HV/LV | 0.34725 | 0.34725 | 0.29066 | 0.29066 | 0.29066 | 0.29066 | 0.29066 | Updated for 2012/13 tariffs - no change thereafter
220 | LV circuits | 0.34725 | 0.34725 | 0.29066 | 0.29066 | 0.29066 | 0.29066 | 0.29066 | Updated for 2012/13 tariffs - no change thereafter
221 | 1201 Current tariff information | [7 empty] | To be updated manually within CDCM

## Mat of App
1025. Matrix of applicability of LV service models to tariffs with fixed charges
| 2012/13 | [7 empty] | 2013/14 | [7 empty] | 2014/15 | [7 empty] | 2015/16 | [7 empty] | 2016/17
| LV service model 1 | LV service model 2 | LV service model 3 | LV service model 4 | LV service model 5 | LV service model 6 | LV service model 7 | LV service model 8 | LV service model 1 | LV service model 2 | LV service model 3 | LV service model 4 | LV service model 5 | LV service model 6 | LV service model 7 | LV service model 8 | LV service model 1 | LV service model 2 | LV service model 3 | LV service model 4 | LV service model 5 | LV service model 6 | LV service model 7 | LV service model 8 | LV service model 1 | LV service model 2 | LV service model 3 | LV service model 4 | LV service model 5 | LV service model 6 | LV service model 7 | LV service model 8 | LV service model 1 | LV service model 2 | LV service model 3 | LV service model 4 | LV service model 5 | LV service model 6 | LV service model 7 | LV service model 8
Domestic Unrestricted | 5% | 0% | 0% | 0% | 0% | 0% | 0% | 0% | 5% | 0% | 0% | 0% | 0% | 0% | 0% | 0% | 5% | 0% | 0% | 0% | 0% | 0% | 0% | 0% | 5% | 0% | 0% | 0% | 0% | 0% | 0% | 0% | 5% | 0% | 0% | 0% | 0% | 0% | 0% | 0%
Domestic Two Rate | 5% | 0% | 0% | 0% | 0% | 0% | 0% | 0% | 5% | 0% | 0% | 0% | 0% | 0% | 0% | 0% | 5% | 0% | 0% | 0% | 0% | 0% | 0% | 0% | 5% | 0% | 0% | 0% | 0% | 0% | 0% | 0% | 5% | 0% | 0% | 0% | 0% | 0% | 0% | 0%
Small Non Domestic Unrestricted | 0% | 100% | 0% | 0% | 0% | 0% | 0% | 0% | 0% | 100% | 0% | 0% | 0% | 0% | 0% | 0% | 0% | 100% | 0% | 0% | 0% | 0% | 0% | 0% | 0% | 100% | 0% | 0% | 0% | 0% | 0% | 0% | 0% | 100% | 0% | 0% | 0% | 0% | 0% | 0%
Small Non Domestic Two Rate | 0% | 100% | 0% | 0% | 0% | 0% | 0% | 0% | 0% | 100% | 0% | 0% | 0% | 0% | 0% | 0% | 0% | 100% | 0% | 0% | 0% | 0% | 0% | 0% | 0% | 100% | 0% | 0% | 0% | 0% | 0% | 0% | 0% | 100% | 0% | 0% | 0% | 0% | 0% | 0%
LV Medium Non-Domestic | 0% | 0% | 100% | 0% | 0% | 0% | 0% | 0% | 0% | 0% | 100% | 0% | 0% | 0% | 0% | 0% | 0% | 0% | 100% | 0% | 0% | 0% | 0% | 0% | 0% | 0% | 100% | 0% | 0% | 0% | 0% | 0% | 0% | 0% | 100% | 0% | 0% | 0% | 0% | 0%
LV Sub Medium Non-Domestic | 0% | 0% | 0% | 0% | 100% | 0% | 0% | 0% | 0% | 0% | 0% | 0% | 100% | 0% | 0% | 0% | 0% | 0% | 0% | 0% | 100% | 0% | 0% | 0% | 0% | 0% | 0% | 0% | 100% | 0% | 0% | 0% | 0% | 0% | 0% | 0% | 100% | 0% | 0% | 0%
LV HH Metered | 0% | 0% | 0% | 100% | 0% | 0% | 0% | 0% | 0% | 0% | 0% | 100% | 0% | 0% | 0% | 0% | 0% | 0% | 0% | 100% | 0% | 0% | 0% | 0% | 0% | 0% | 0% | 100% | 0% | 0% | 0% | 0% | 0% | 0% | 0% | 100% | 0% | 0% | 0% | 0%
LV Sub HH Metered | 0% | 0% | 0% | 0% | 100% | 0% | 0% | 0% | 0% | 0% | 0% | 0% | 100% | 0% | 0% | 0% | 0% | 0% | 0% | 0% | 100% | 0% | 0% | 0% | 0% | 0% | 0% | 0% | 100% | 0% | 0% | 0% | 0% | 0% | 0% | 0% | 100% | 0% | 0% | 0%
LV Generation NHH | 0% | 0% | 0% | 0% | 0% | 0% | 0% | 0% | 0% | 0% | 0% | 0% | 0% | 0% | 0% | 0% | 0% | 0% | 0% | 0% | 0% | 0% | 0% | 0% | 0% | 0% | 0% | 0% | 0% | 0% | 0% | 0% | 0% | 0% | 0% | 0% | 0% | 0% | 0% | 0%
LV Sub Generation NHH | 0% | 0% | 0% | 0% | 0% | 0% | 0% | 0% | 0% | 0% | 0% | 0% | 0% | 0% | 0% | 0% | 0% | 0% | 0% | 0% | 0% | 0% | 0% | 0% | 0% | 0% | 0% | 0% | 0% | 0% | 0% | 0% | 0% | 0% | 0% | 0% | 0% | 0% | 0% | 0%
LV Generation Intermittent | 0% | 0% | 0% | 0% | 0% | 0% | 0% | 0% | 0% | 0% | 0% | 0% | 0% | 0% | 0% | 0% | 0% | 0% | 0% | 0% | 0% | 0% | 0% | 0% | 0% | 0% | 0% | 0% | 0% | 0% | 0% | 0% | 0% | 0% | 0% | 0% | 0% | 0% | 0% | 0%
LV Generation Non-Intermittent | 0% | 0% | 0% | 0% | 0% | 0% | 0% | 0% | 0% | 0% | 0% | 0% | 0% | 0% | 0% | 0% | 0% | 0% | 0% | 0% | 0% | 0% | 0% | 0% | 0% | 0% | 0% | 0% | 0% | 0% | 0% | 0% | 0% | 0% | 0% | 0% | 0% | 0% | 0% | 0%
LV Sub Generation Intermittent | 0% | 0% | 0% | 0% | 0% | 0% | 0% | 0% | 0% | 0% | 0% | 0% | 0% | 0% | 0% | 0% | 0% | 0% | 0% | 0% | 0% | 0% | 0% | 0% | 0% | 0% | 0% | 0% | 0% | 0% | 0% | 0% | 0% | 0% | 0% | 0% | 0% | 0% | 0% | 0%
LV Sub Generation Non-Intermittent | 0% | 0% | 0% | 0% | 0% | 0% | 0% | 0% | 0% | 0% | 0% | 0% | 0% | 0% | 0% | 0% | 0% | 0% | 0% | 0% | 0% | 0% | 0% | 0% | 0% | 0% | 0% | 0% | 0% | 0% | 0% | 0% | 0% | 0% | 0% | 0% | 0% | 0% | 0% | 0%
1026. Matrix of applicability of LV service models to unmetered tariffs
Source: service models
Proportion of service model involved in connecting load of 1 MWh/year | 2012/13 | [7 empty] | 2013/14 | [7 empty] | 2014/15 | [7 empty] | 2015/16 | [7 empty] | 2016/17
| LV service model 1 | LV service model 2 | LV service model 3 | LV service model 4 | LV service model 5 | LV service model 6 | LV service model 7 | LV service model 8 | LV service model 1 | LV service model 2 | LV service model 3 | LV service model 4 | LV service model 5 | LV service model 6 | LV service model 7 | LV service model 8 | LV service model 1 | LV service model 2 | LV service model 3 | LV service model 4 | LV service model 5 | LV service model 6 | LV service model 7 | LV service model 8 | LV service model 1 | LV service model 2 | LV service model 3 | LV service model 4 | LV service model 5 | LV service model 6 | LV service model 7 | LV service model 8 | LV service model 1 | LV service model 2 | LV service model 3 | LV service model 4 | LV service model 5 | LV service model 6 | LV service model 7 | LV service model 8
NHH UMS | 0 | 0 | 0 | 0 | 0 | 1.5221 | 0 | 0 | 0 | 0 | 0 | 0 | 0 | 1.5221 | 0 | 0 | 0 | 0 | 0 | 0 | 0 | 1.5221 | 0 | 0 | 0 | 0 | 0 | 0 | 0 | 1.5221 | 0 | 0 | 0 | 0 | 0 | 0 | 0 | 1.5221 | 0 | 0
LV UMS (Pseudo HH Metered) | 0 | 0 | 0 | 0 | 0 | 1.5221 | 0 | 0 | 0 | 0 | 0 | 0 | 0 | 1.5221 | 0 | 0 | 0 | 0 | 0 | 0 | 0 | 1.5221 | 0 | 0 | 0 | 0 | 0 | 0 | 0 | 1.5221 | 0 | 0 | 0 | 0 | 0 | 0 | 0 | 1.5221 | 0 | 0
1028. Matrix of applicability of HV service models to tariffs with fixed charges
| 2012/13 |  |  |  |  | 2012/13 |  |  |  |  | 2013/14 |  |  |  |  | 2014/15 |  |  |  |  | 2015/16
| HV service model 1 | HV service model 2 | HV service model 3 | HV service model 4 | HV service model 5 | HV service model 1 | HV service model 2 | HV service model 3 | HV service model 4 | HV service model 5 | HV service model 1 | HV service model 2 | HV service model 3 | HV service model 4 | HV service model 5 | HV service model 1 | HV service model 2 | HV service model 3 | HV service model 4 | HV service model 5 | HV service model 1 | HV service model 2 | HV service model 3 | HV service model 4 | HV service model 5
HV Medium Non-Domestic | 100% | 0% | 0% | 0% | 0% | 100% | 0% | 0% | 0% | 0% | 100% | 0% | 0% | 0% | 0% | 100% | 0% | 0% | 0% | 0% | 100% | 0% | 0% | 0% | 0%
HV HH Metered | 100% | 0% | 0% | 0% | 0% | 100% | 0% | 0% | 0% | 0% | 100% | 0% | 0% | 0% | 0% | 100% | 0% | 0% | 0% | 0% | 100% | 0% | 0% | 0% | 0%
HV Sub HH Metered | 0% | 100% | 0% | 0% | 0% | 0% | 100% | 0% | 0% | 0% | 0% | 100% | 0% | 0% | 0% | 0% | 100% | 0% | 0% | 0% | 0% | 100% | 0% | 0% | 0%
HV Generation Intermittent | 0% | 0% | 100% | 0% | 0% | 0% | 0% | 100% | 0% | 0% | 0% | 0% | 100% | 0% | 0% | 0% | 0% | 100% | 0% | 0% | 0% | 0% | 100% | 0% | 0%
HV Generation Non-Intermittent | 0% | 0% | 100% | 0% | 0% | 0% | 0% | 100% | 0% | 0% | 0% | 0% | 100% | 0% | 0% | 0% | 0% | 100% | 0% | 0% | 0% | 0% | 100% | 0% | 0%
HV Sub Generation Non-Intermittent | 0% | 0% | 100% | 0% | 0% | 0% | 0% | 100% | 0% | 0% | 0% | 0% | 100% | 0% | 0% | 0% | 0% | 100% | 0% | 0% | 0% | 0% | 100% | 0% | 0%
HV Sub Generation Intermittent | 0% | 0% | 100% | 0% | 0% | 0% | 0% | 100% | 0% | 0% | 0% | 0% | 100% | 0% | 0% | 0% | 0% | 100% | 0% | 0% | 0% | 0% | 100% | 0% | 0%

## CDCM Volume Forecasts
Growth Rates (%)
[5 empty] | VOLUME - RED BAND |  |  |  |  | VOLUME - AMBER BAND |  |  |  | VOLUME - GREEN BAND |  |  |  | CUSTOMER NUMBERS |  |  |  | IMPORT CAPACITY |  |  |  | REACTIVE POWER
[5 empty] | Y | Y + 1 | Y + 2 | Y + 3 | Y + 4 | Y + 1 | Y + 2 | Y + 3 | Y + 4 | Y + 1 | Y + 2 | Y + 3 | Y + 4 | Y + 1 | Y + 2 | Y + 3 | Y + 4 | Y + 1 | Y + 2 | Y + 3 | Y + 4 | Y + 1 | Y + 2 | Y + 3 | Y + 4
|  |  | Customer Category | Description | 2012/13 | 2013/14 | 2014/15 | 2015/16 | 2016/17 | 2013/14 | 2014/15 | 2015/16 | 2016/17 | 2013/14 | 2014/15 | 2015/16 | 2016/17 | 2013/14 | 2014/15 | 2015/16 | 2016/17 | 2013/14 | 2014/15 | 2015/16 | 2016/17 | 2013/14 | 2014/15 | 2015/16 | 2016/17 | Assumptions
|  |  | 1 | DOM UR | bar: 2012/13 to REACTIVE POWER Y + 4 2016/17
|  |  | 2 | DOM TR & OP | bar: 2012/13 to REACTIVE POWER Y + 4 2016/17
|  |  | 3 | SND UR | bar: 2012/13 to REACTIVE POWER Y + 4 2016/17
|  |  | 4 | SND TR & OP | bar: 2012/13 to REACTIVE POWER Y + 4 2016/17
|  |  | 5 | MND LV & HV | bar: 2012/13 to REACTIVE POWER Y + 4 2016/17
|  |  | 6 | LND LV | bar: 2012/13 to REACTIVE POWER Y + 4 2016/17
|  |  | 7 | LND HV | bar: 2012/13 to REACTIVE POWER Y + 4 2016/17
|  |  | 8 | NHH UMS | bar: 2012/13 to REACTIVE POWER Y + 4 2016/17
|  |  | 9 | HH UMS | bar: 2012/13 to REACTIVE POWER Y + 4 2016/17
|  |  | 10 | EXPORT | bar: 2012/13 to REACTIVE POWER Y + 4 2016/17
|  |  | Summary Data | Year | 2012/13: 2012/13; Y + 1 2013/14: 2013/14; Y + 2 2014/15: 2014/15; Y + 3 2015/16: 2015/16; Y + 4 2016/17: 2016/17
|  |  |  | Total Volume | 2012/13: 26760428.6105; Y + 1 2013/14: 26760428.6105; Y + 2 2014/15: 26760428.6105; Y + 3 2015/16: 26760428.6105; Y + 4 2016/17: 26760428.6105
|  |  |  | No. of MPANs | 2012/13: 2640196; Y + 1 2013/14: 2666385.95; Y + 2 2014/15: 2692837.7995; Y + 3 2015/16: 2719554.1675; Y + 4 2016/17: 2746537.6992
|  |  |  | Total Import Capacity | 2012/13: 4133800; Y + 1 2013/14: 4133800; Y + 2 2014/15: 4133800; Y + 3 2015/16: 4133800; Y + 4 2016/17: 4133800
|  |  |  | Total Reactive | 2012/13: 1150197.9659; Y + 1 2013/14: 1150197.9659; Y + 2 2014/15: 1150197.9659; Y + 3 2015/16: 1150197.9659; Y + 4 2016/17: 1150197.9659
| 1053. Volume forecasts for the charging year: | 2012/13 - (Y) |  |  | Y + 3 2015/16: 2013/14 - (Y + 1); VOLUME - GREEN BAND Y + 1 2013/14: 2014/15 - (Y + 2); CUSTOMER NUMBERS Y + 3 2015/16: 2015/16 - (Y + 3); REACTIVE POWER Y + 1 2013/14: 2016/17 - (Y + 4)
Customer Category | Tariff | Rate 1 units (MWh) | Rate 2 units (MWh) | Rate 3 units (MWh) | MPANs | Import capacity (kVA) | Reactive power units (MVArh) | Rate 1 units (MWh) | Rate 2 units (MWh) | Rate 3 units (MWh) | MPANs | Import capacity (kVA) | Reactive power units (MVArh) | Rate 1 units (MWh) | Rate 2 units (MWh) | Rate 3 units (MWh) | MPANs | Import capacity (kVA) | Reactive power units (MVArh) | Rate 1 units (MWh) | Rate 2 units (MWh) | Rate 3 units (MWh) | MPANs | Import capacity (kVA) | Reactive power units (MVArh) | Rate 1 units (MWh) | Rate 2 units (MWh) | Rate 3 units (MWh) | MPANs | Import capacity (kVA) | Reactive power units (MVArh)
> Domestic Unrestricted
1 | Domestic Unrestricted | 5142208.3207 |  |  | 1410000 |  |  | 5142208.3207 | 0 | 0 | 1424100 | 0 | 0 | 5142208.3207 | 0 | 0 | 1438341 | 0 | 0 | 5142208.3207 | 0 | 0 | 1452724.41 | 0 | 0 | 5142208.3207 | 0 | 0 | 1467251.6541 | 0 | 0
1 | LDNO LV: Domestic Unrestricted | 4764.087 |  |  | 3295 |  |  | 4764.087 | 0 | 0 | 3327.95 | 0 | 0 | 4764.087 | 0 | 0 | 3361.2295 | 0 | 0 | 4764.087 | 0 | 0 | 3394.8418 | 0 | 0 | 4764.087 | 0 | 0 | 3428.7902 | 0 | 0
1 | LDNO HV: Domestic Unrestricted | 11531.275 |  |  | 5084 |  |  | 11531.275 | 0 | 0 | 5134.84 | 0 | 0 | 11531.275 | 0 | 0 | 5186.1884 | 0 | 0 | 11531.275 | 0 | 0 | 5238.0503 | 0 | 0 | 11531.275 | 0 | 0 | 5290.4308 | 0 | 0
> Domestic Two Rate
2 | Domestic Two Rate | 3259141.3972 | 1630672.0128 |  | 982000 |  |  | 3259141.3972 | 1630672.0128 | 0 | 991820 | 0 | 0 | 3259141.3972 | 1630672.0128 | 0 | 1001738.2 | 0 | 0 | 3259141.3972 | 1630672.0128 | 0 | 1011755.582 | 0 | 0 | 3259141.3972 | 1630672.0128 | 0 | 1021873.1378 | 0 | 0
2 | LDNO LV: Domestic Two Rate | 694.194 | 256.505 |  | 258 |  |  | 694.194 | 256.505 | 0 | 260.58 | 0 | 0 | 694.194 | 256.505 | 0 | 263.1858 | 0 | 0 | 694.194 | 256.505 | 0 | 265.8177 | 0 | 0 | 694.194 | 256.505 | 0 | 268.4758 | 0 | 0
2 | LDNO HV: Domestic Two Rate | 1023.057 | 372.359 |  | 512 |  |  | 1023.057 | 372.359 | 0 | 517.12 | 0 | 0 | 1023.057 | 372.359 | 0 | 522.2912 | 0 | 0 | 1023.057 | 372.359 | 0 | 527.5141 | 0 | 0 | 1023.057 | 372.359 | 0 | 532.7893 | 0 | 0
> Domestic Off Peak (related MPAN)
2 | Domestic Off Peak (related MPAN) | 197499.1686 |  |  | 45000 |  |  | 197499.1686 | 0 | 0 | 45450 | 0 | 0 | 197499.1686 | 0 | 0 | 45904.5 | 0 | 0 | 197499.1686 | 0 | 0 | 46363.545 | 0 | 0 | 197499.1686 | 0 | 0 | 46827.1804 | 0 | 0
2 | LDNO LV: Domestic Off Peak (related MPAN) | [6 empty] | 0 | 0 | 0 | 0 | 0 | 0 | 0 | 0 | 0 | 0 | 0 | 0 | 0 | 0 | 0 | 0 | 0 | 0 | 0 | 0 | 0 | 0 | 0 | 0
2 | LDNO HV: Domestic Off Peak (related MPAN) | [6 empty] | 0 | 0 | 0 | 0 | 0 | 0 | 0 | 0 | 0 | 0 | 0 | 0 | 0 | 0 | 0 | 0 | 0 | 0 | 0 | 0 | 0 | 0 | 0 | 0
> Small Non Domestic Unrestricted
3 | Small Non Domestic Unrestricted | 1151325.7986 |  |  | 90500 |  |  | 1151325.7986 | 0 | 0 | 91405 | 0 | 0 | 1151325.7986 | 0 | 0 | 92319.05 | 0 | 0 | 1151325.7986 | 0 | 0 | 93242.2405 | 0 | 0 | 1151325.7986 | 0 | 0 | 94174.6629 | 0 | 0
3 | LDNO LV: Small Non Domestic Unrestricted | 679.764 |  |  | 190 |  |  | 679.764 | 0 | 0 | 191.9 | 0 | 0 | 679.764 | 0 | 0 | 193.819 | 0 | 0 | 679.764 | 0 | 0 | 195.7572 | 0 | 0 | 679.764 | 0 | 0 | 197.7148 | 0 | 0
3 | LDNO HV: Small Non Domestic Unrestricted | 2952.747 |  |  | 141 |  |  | 2952.747 | 0 | 0 | 142.41 | 0 | 0 | 2952.747 | 0 | 0 | 143.8341 | 0 | 0 | 2952.747 | 0 | 0 | 145.2724 | 0 | 0 | 2952.747 | 0 | 0 | 146.7252 | 0 | 0
> Small Non Domestic Two Rate
4 | Small Non Domestic Two Rate | 1654800.9728 | 538662.0938 |  | 81000 |  |  | 1654800.9728 | 538662.0938 | 0 | 81810 | 0 | 0 | 1654800.9728 | 538662.0938 | 0 | 82628.1 | 0 | 0 | 1654800.9728 | 538662.0938 | 0 | 83454.381 | 0 | 0 | 1654800.9728 | 538662.0938 | 0 | 84288.9248 | 0 | 0
4 | LDNO LV: Small Non Domestic Two Rate | 0 | 0 |  | 0 |  |  | 0 | 0 | 0 | 0 | 0 | 0 | 0 | 0 | 0 | 0 | 0 | 0 | 0 | 0 | 0 | 0 | 0 | 0 | 0 | 0 | 0 | 0 | 0 | 0
4 | LDNO HV: Small Non Domestic Two Rate | 241.973 | 76.14 |  | 15 |  |  | 241.973 | 76.14 | 0 | 15.15 | 0 | 0 | 241.973 | 76.14 | 0 | 15.3015 | 0 | 0 | 241.973 | 76.14 | 0 | 15.4545 | 0 | 0 | 241.973 | 76.14 | 0 | 15.6091 | 0 | 0
| > Small Non Domestic Off Peak (related MPAN) | [6 empty] | 0 | 0 | 0 | 0 | 0 | 0 | 0 | 0 | 0 | 0 | 0 | 0 | 0 | 0 | 0 | 0 | 0 | 0 | 0 | 0 | 0 | 0 | 0 | 0
4 | Small Non Domestic Off Peak (related MPAN) | 7744.2011 |  |  | 1000 |  |  | 7744.2011 | 0 | 0 | 1010 | 0 | 0 | 7744.2011 | 0 | 0 | 1020.1 | 0 | 0 | 7744.2011 | 0 | 0 | 1030.301 | 0 | 0 | 7744.2011 | 0 | 0 | 1040.604 | 0 | 0
4 | LDNO LV: Small Non Domestic Off Peak (related MPAN) | [6 empty] | 0 | 0 | 0 | 0 | 0 | 0 | 0 | 0 | 0 | 0 | 0 | 0 | 0 | 0 | 0 | 0 | 0 | 0 | 0 | 0 | 0 | 0 | 0 | 0
4 | LDNO HV: Small Non Domestic Off Peak (related MPAN) | [6 empty] | 0 | 0 | 0 | 0 | 0 | 0 | 0 | 0 | 0 | 0 | 0 | 0 | 0 | 0 | 0 | 0 | 0 | 0 | 0 | 0 | 0 | 0 | 0 | 0
| > LV Medium Non-Domestic | [6 empty] | 0 | 0 | 0 | 0 | 0 | 0 | 0 | 0 | 0 | 0 | 0 | 0 | 0 | 0 | 0 | 0 | 0 | 0 | 0 | 0 | 0 | 0 | 0 | 0
5 | LV Medium Non-Domestic | 731689.9162 | 196798.5449 |  | 7600 |  |  | 731689.9162 | 196798.5449 | 0 | 7600 | 0 | 0 | 731689.9162 | 196798.5449 | 0 | 7600 | 0 | 0 | 731689.9162 | 196798.5449 | 0 | 7600 | 0 | 0 | 731689.9162 | 196798.5449 | 0 | 7600 | 0 | 0
5 | LDNO LV: LV Medium Non-Domestic | 94.008 | 34.063 |  | 2 |  |  | 94.008 | 34.063 | 0 | 2 | 0 | 0 | 94.008 | 34.063 | 0 | 2 | 0 | 0 | 94.008 | 34.063 | 0 | 2 | 0 | 0 | 94.008 | 34.063 | 0 | 2 | 0 | 0
5 | LDNO HV: LV Medium Non-Domestic | 2101.132 | 463.951 |  | 27 |  |  | 2101.132 | 463.951 | 0 | 27 | 0 | 0 | 2101.132 | 463.951 | 0 | 27 | 0 | 0 | 2101.132 | 463.951 | 0 | 27 | 0 | 0 | 2101.132 | 463.951 | 0 | 27 | 0 | 0
| > LV Sub Medium Non-Domestic | [6 empty] | 0 | 0 | 0 | 0 | 0 | 0 | 0 | 0 | 0 | 0 | 0 | 0 | 0 | 0 | 0 | 0 | 0 | 0 | 0 | 0 | 0 | 0 | 0 | 0
5 | LV Sub Medium Non-Domestic | 0 | 0 |  | 0 |  |  | 0 | 0 | 0 | 0 | 0 | 0 | 0 | 0 | 0 | 0 | 0 | 0 | 0 | 0 | 0 | 0 | 0 | 0 | 0 | 0 | 0 | 0 | 0 | 0
| > HV Medium Non-Domestic | [6 empty] | 0 | 0 | 0 | 0 | 0 | 0 | 0 | 0 | 0 | 0 | 0 | 0 | 0 | 0 | 0 | 0 | 0 | 0 | 0 | 0 | 0 | 0 | 0 | 0
5 | HV Medium Non-Domestic | 26978.9792 | 8111.4274 |  | 240 |  |  | 26978.9792 | 8111.4274 | 0 | 240 | 0 | 0 | 26978.9792 | 8111.4274 | 0 | 240 | 0 | 0 | 26978.9792 | 8111.4274 | 0 | 240 | 0 | 0 | 26978.9792 | 8111.4274 | 0 | 240 | 0 | 0
| > LV HH Metered | [6 empty] | 0 | 0 | 0 | 0 | 0 | 0 | 0 | 0 | 0 | 0 | 0 | 0 | 0 | 0 | 0 | 0 | 0 | 0 | 0 | 0 | 0 | 0 | 0 | 0
6 | LV HH Metered | 321276.6811 | 1270523.9469 | 1369520.2263 | 7630 | 1500000 | 353581.24 | 321276.6811 | 1270523.9469 | 1369520.2263 | 7630 | 1500000 | 353581.24 | 321276.6811 | 1270523.9469 | 1369520.2263 | 7630 | 1500000 | 353581.24 | 321276.6811 | 1270523.9469 | 1369520.2263 | 7630 | 1500000 | 353581.24 | 321276.6811 | 1270523.9469 | 1369520.2263 | 7630 | 1500000 | 353581.24
6 | LDNO LV: LV HH Metered | [6 empty] | 0 | 0 | 0 | 0 | 0 | 0 | 0 | 0 | 0 | 0 | 0 | 0 | 0 | 0 | 0 | 0 | 0 | 0 | 0 | 0 | 0 | 0 | 0 | 0
6 | LDNO HV: LV HH Metered | 2434.6034 | 9717.2418 | 10729.8003 | 39 | 13300 | 1310.1779 | 2434.6034 | 9717.2418 | 10729.8003 | 39 | 13300 | 1310.1779 | 2434.6034 | 9717.2418 | 10729.8003 | 39 | 13300 | 1310.1779 | 2434.6034 | 9717.2418 | 10729.8003 | 39 | 13300 | 1310.1779 | 2434.6034 | 9717.2418 | 10729.8003 | 39 | 13300 | 1310.1779
| > LV Sub HH Metered | [6 empty] | 0 | 0 | 0 | 0 | 0 | 0 | 0 | 0 | 0 | 0 | 0 | 0 | 0 | 0 | 0 | 0 | 0 | 0 | 0 | 0 | 0 | 0 | 0 | 0
6 | LV Sub HH Metered | 542.4658 | 2130.924 | 2156.6504 | 17 | 8800 | 12.485 | 542.4658 | 2130.924 | 2156.6504 | 17 | 8800 | 12.485 | 542.4658 | 2130.924 | 2156.6504 | 17 | 8800 | 12.485 | 542.4658 | 2130.924 | 2156.6504 | 17 | 8800 | 12.485 | 542.4658 | 2130.924 | 2156.6504 | 17 | 8800 | 12.485
6 | LDNO HV: LV Sub HH Metered | [6 empty] | 0 | 0 | 0 | 0 | 0 | 0 | 0 | 0 | 0 | 0 | 0 | 0 | 0 | 0 | 0 | 0 | 0 | 0 | 0 | 0 | 0 | 0 | 0 | 0
| > HV HH Metered | [6 empty] | 0 | 0 | 0 | 0 | 0 | 0 | 0 | 0 | 0 | 0 | 0 | 0 | 0 | 0 | 0 | 0 | 0 | 0 | 0 | 0 | 0 | 0 | 0 | 0
7 | HV HH Metered | 806877.6061 | 3099885.0982 | 4219008.3306 | 2855 | 2610000 | 794302.279 | 806877.6061 | 3099885.0982 | 4219008.3306 | 2855 | 2610000 | 794302.279 | 806877.6061 | 3099885.0982 | 4219008.3306 | 2855 | 2610000 | 794302.279 | 806877.6061 | 3099885.0982 | 4219008.3306 | 2855 | 2610000 | 794302.279 | 806877.6061 | 3099885.0982 | 4219008.3306 | 2855 | 2610000 | 794302.279
7 | LDNO HV: HV HH Metered | 845.9989 | 2942.3555 | 2532.3875 | 2 | 1700 |  | 845.9989 | 2942.3555 | 2532.3875 | 2 | 1700 | 0 | 845.9989 | 2942.3555 | 2532.3875 | 2 | 1700 | 0 | 845.9989 | 2942.3555 | 2532.3875 | 2 | 1700 | 0 | 845.9989 | 2942.3555 | 2532.3875 | 2 | 1700 | 0
| > HV Sub HH Metered | [6 empty] | 0 | 0 | 0 | 0 | 0 | 0 | 0 | 0 | 0 | 0 | 0 | 0 | 0 | 0 | 0 | 0 | 0 | 0 | 0 | 0 | 0 | 0 | 0 | 0
7 | HV Sub HH Metered | [6 empty] | 0 | 0 | 0 | 0 | 0 | 0 | 0 | 0 | 0 | 0 | 0 | 0 | 0 | 0 | 0 | 0 | 0 | 0 | 0 | 0 | 0 | 0 | 0 | 0
| > NHH UMS | [6 empty] | 0 | 0 | 0 | 0 | 0 | 0 | 0 | 0 | 0 | 0 | 0 | 0 | 0 | 0 | 0 | 0 | 0 | 0 | 0 | 0 | 0 | 0 | 0 | 0
8 | NHH UMS | 89248.8088 |  |  | 2500 |  |  | 89248.8088 | 0 | 0 | 2500 | 0 | 0 | 89248.8088 | 0 | 0 | 2500 | 0 | 0 | 89248.8088 | 0 | 0 | 2500 | 0 | 0 | 89248.8088 | 0 | 0 | 2500 | 0 | 0
8 | LDNO LV: NHH UMS | 31.978 |  |  | 13 |  |  | 31.978 | 0 | 0 | 13 | 0 | 0 | 31.978 | 0 | 0 | 13 | 0 | 0 | 31.978 | 0 | 0 | 13 | 0 | 0 | 31.978 | 0 | 0 | 13 | 0 | 0
8 | LDNO HV: NHH UMS | 245.297 |  |  | 34 |  |  | 245.297 | 0 | 0 | 34 | 0 | 0 | 245.297 | 0 | 0 | 34 | 0 | 0 | 245.297 | 0 | 0 | 34 | 0 | 0 | 245.297 | 0 | 0 | 34 | 0 | 0
| > LV UMS (Pseudo HH Metered) | [6 empty] | 0 | 0 | 0 | 0 | 0 | 0 | 0 | 0 | 0 | 0 | 0 | 0 | 0 | 0 | 0 | 0 | 0 | 0 | 0 | 0 | 0 | 0 | 0 | 0
9 | LV UMS (Pseudo HH Metered) | 18264.6652 | 31277.5143 | 259566.0801 | 15 |  |  | 18264.6652 | 31277.5143 | 259566.0801 | 15 | 0 | 0 | 18264.6652 | 31277.5143 | 259566.0801 | 15 | 0 | 0 | 18264.6652 | 31277.5143 | 259566.0801 | 15 | 0 | 0 | 18264.6652 | 31277.5143 | 259566.0801 | 15 | 0 | 0
9 | LDNO LV: LV UMS (Pseudo HH Metered) | [6 empty] | 0 | 0 | 0 | 0 | 0 | 0 | 0 | 0 | 0 | 0 | 0 | 0 | 0 | 0 | 0 | 0 | 0 | 0 | 0 | 0 | 0 | 0 | 0 | 0
9 | LDNO HV: LV UMS (Pseudo HH Metered) | [6 empty] | 0 | 0 | 0 | 0 | 0 | 0 | 0 | 0 | 0 | 0 | 0 | 0 | 0 | 0 | 0 | 0 | 0 | 0 | 0 | 0 | 0 | 0 | 0 | 0
| > LV Generation NHH | [6 empty] | 0 | 0 | 0 | 0 | 0 | 0 | 0 | 0 | 0 | 0 | 0 | 0 | 0 | 0 | 0 | 0 | 0 | 0 | 0 | 0 | 0 | 0 | 0 | 0
10 | LV Generation NHH | 569.796 |  |  | 75 |  |  | 569.796 | 0 | 0 | 75 | 0 | 0 | 569.796 | 0 | 0 | 75 | 0 | 0 | 569.796 | 0 | 0 | 75 | 0 | 0 | 569.796 | 0 | 0 | 75 | 0 | 0
10 | LDNO LV: LV Generation NHH |  |  |  | 6 |  |  | 0 | 0 | 0 | 6 | 0 | 0 | 0 | 0 | 0 | 6 | 0 | 0 | 0 | 0 | 0 | 6 | 0 | 0 | 0 | 0 | 0 | 6 | 0 | 0
10 | LDNO HV: LV Generation NHH | [6 empty] | 0 | 0 | 0 | 0 | 0 | 0 | 0 | 0 | 0 | 0 | 0 | 0 | 0 | 0 | 0 | 0 | 0 | 0 | 0 | 0 | 0 | 0 | 0 | 0
| > LV Sub Generation NHH | [6 empty] | 0 | 0 | 0 | 0 | 0 | 0 | 0 | 0 | 0 | 0 | 0 | 0 | 0 | 0 | 0 | 0 | 0 | 0 | 0 | 0 | 0 | 0 | 0 | 0
10 | LV Sub Generation NHH | [6 empty] | 0 | 0 | 0 | 0 | 0 | 0 | 0 | 0 | 0 | 0 | 0 | 0 | 0 | 0 | 0 | 0 | 0 | 0 | 0 | 0 | 0 | 0 | 0 | 0
10 | LDNO HV: LV Sub Generation NHH | [6 empty] | 0 | 0 | 0 | 0 | 0 | 0 | 0 | 0 | 0 | 0 | 0 | 0 | 0 | 0 | 0 | 0 | 0 | 0 | 0 | 0 | 0 | 0 | 0 | 0
| > LV Generation Intermittent | [6 empty] | 0 | 0 | 0 | 0 | 0 | 0 | 0 | 0 | 0 | 0 | 0 | 0 | 0 | 0 | 0 | 0 | 0 | 0 | 0 | 0 | 0 | 0 | 0 | 0
10 | LV Generation Intermittent | 730.622 |  |  | 3 |  | 25.541 | 730.622 | 0 | 0 | 3 | 0 | 25.541 | 730.622 | 0 | 0 | 3 | 0 | 25.541 | 730.622 | 0 | 0 | 3 | 0 | 25.541 | 730.622 | 0 | 0 | 3 | 0 | 25.541
10 | LDNO LV: LV Generation Intermittent | [6 empty] | 0 | 0 | 0 | 0 | 0 | 0 | 0 | 0 | 0 | 0 | 0 | 0 | 0 | 0 | 0 | 0 | 0 | 0 | 0 | 0 | 0 | 0 | 0 | 0
10 | LDNO HV: LV Generation Intermittent | [6 empty] | 0 | 0 | 0 | 0 | 0 | 0 | 0 | 0 | 0 | 0 | 0 | 0 | 0 | 0 | 0 | 0 | 0 | 0 | 0 | 0 | 0 | 0 | 0 | 0
| > LV Generation Non-Intermittent | [6 empty] | 0 | 0 | 0 | 0 | 0 | 0 | 0 | 0 | 0 | 0 | 0 | 0 | 0 | 0 | 0 | 0 | 0 | 0 | 0 | 0 | 0 | 0 | 0 | 0
10 | LV Generation Non-Intermittent | 155.759 | 512.123 | 744.923 | 8 |  | 6.235 | 155.759 | 512.123 | 744.923 | 8 | 0 | 6.235 | 155.759 | 512.123 | 744.923 | 8 | 0 | 6.235 | 155.759 | 512.123 | 744.923 | 8 | 0 | 6.235 | 155.759 | 512.123 | 744.923 | 8 | 0 | 6.235
10 | LDNO LV: LV Generation Non-Intermittent | [6 empty] | 0 | 0 | 0 | 0 | 0 | 0 | 0 | 0 | 0 | 0 | 0 | 0 | 0 | 0 | 0 | 0 | 0 | 0 | 0 | 0 | 0 | 0 | 0 | 0
10 | LDNO HV: LV Generation Non-Intermittent | [6 empty] | 0 | 0 | 0 | 0 | 0 | 0 | 0 | 0 | 0 | 0 | 0 | 0 | 0 | 0 | 0 | 0 | 0 | 0 | 0 | 0 | 0 | 0 | 0 | 0
| > LV Sub Generation Intermittent | [6 empty] | 0 | 0 | 0 | 0 | 0 | 0 | 0 | 0 | 0 | 0 | 0 | 0 | 0 | 0 | 0 | 0 | 0 | 0 | 0 | 0 | 0 | 0 | 0 | 0
10 | LV Sub Generation Intermittent | [5 empty] | 0 | 0 | 0 | 0 | 0 | 0 | 0 | 0 | 0 | 0 | 0 | 0 | 0 | 0 | 0 | 0 | 0 | 0 | 0 | 0 | 0 | 0 | 0 | 0 | 0
10 | LDNO HV: LV Sub Generation Intermittent | [6 empty] | 0 | 0 | 0 | 0 | 0 | 0 | 0 | 0 | 0 | 0 | 0 | 0 | 0 | 0 | 0 | 0 | 0 | 0 | 0 | 0 | 0 | 0 | 0 | 0
| > LV Sub Generation Non-Intermittent | [6 empty] | 0 | 0 | 0 | 0 | 0 | 0 | 0 | 0 | 0 | 0 | 0 | 0 | 0 | 0 | 0 | 0 | 0 | 0 | 0 | 0 | 0 | 0 | 0 | 0
10 | LV Sub Generation Non-Intermittent | [5 empty] | 0 | 0 | 0 | 0 | 0 | 0 | 0 | 0 | 0 | 0 | 0 | 0 | 0 | 0 | 0 | 0 | 0 | 0 | 0 | 0 | 0 | 0 | 0 | 0 | 0
10 | LDNO HV: LV Sub Generation Non-Intermittent | [6 empty] | 0 | 0 | 0 | 0 | 0 | 0 | 0 | 0 | 0 | 0 | 0 | 0 | 0 | 0 | 0 | 0 | 0 | 0 | 0 | 0 | 0 | 0 | 0 | 0
| > HV Generation Intermittent | [6 empty] | 0 | 0 | 0 | 0 | 0 | 0 | 0 | 0 | 0 | 0 | 0 | 0 | 0 | 0 | 0 | 0 | 0 | 0 | 0 | 0 | 0 | 0 | 0 | 0
10 | HV Generation Intermittent | 2864.99 |  |  | 2 |  | 1.318 | 2864.99 | 0 | 0 | 2 | 0 | 1.318 | 2864.99 | 0 | 0 | 2 | 0 | 1.318 | 2864.99 | 0 | 0 | 2 | 0 | 1.318 | 2864.99 | 0 | 0 | 2 | 0 | 1.318
10 | LDNO HV: HV Generation Intermittent | [6 empty] | 0 | 0 | 0 | 0 | 0 | 0 | 0 | 0 | 0 | 0 | 0 | 0 | 0 | 0 | 0 | 0 | 0 | 0 | 0 | 0 | 0 | 0 | 0 | 0
| > HV Generation Non-Intermittent | [6 empty] | 0 | 0 | 0 | 0 | 0 | 0 | 0 | 0 | 0 | 0 | 0 | 0 | 0 | 0 | 0 | 0 | 0 | 0 | 0 | 0 | 0 | 0 | 0 | 0
10 | HV Generation Non-Intermittent | 54602.453 | 173038.854 | 349225.138 | 128 |  | 958.69 | 54602.453 | 173038.854 | 349225.138 | 128 | 0 | 958.69 | 54602.453 | 173038.854 | 349225.138 | 128 | 0 | 958.69 | 54602.453 | 173038.854 | 349225.138 | 128 | 0 | 958.69 | 54602.453 | 173038.854 | 349225.138 | 128 | 0 | 958.69
10 | LDNO HV: HV Generation Non-Intermittent | [6 empty] | 0 | 0 | 0 | 0 | 0 | 0 | 0 | 0 | 0 | 0 | 0 | 0 | 0 | 0 | 0 | 0 | 0 | 0 | 0 | 0 | 0 | 0 | 0 | 0
| > HV Sub Generation Non-Intermittent | [6 empty] | 0 | 0 | 0 | 0 | 0 | 0 | 0 | 0 | 0 | 0 | 0 | 0 | 0 | 0 | 0 | 0 | 0 | 0 | 0 | 0 | 0 | 0 | 0 | 0
10 | HV Sub Generation Non-Intermittent | 7528.975 | 25660.074 | 53327.679 | 4 |  |  | 7528.975 | 25660.074 | 53327.679 | 4 | 0 | 0 | 7528.975 | 25660.074 | 53327.679 | 4 | 0 | 0 | 7528.975 | 25660.074 | 53327.679 | 4 | 0 | 0 | 7528.975 | 25660.074 | 53327.679 | 4 | 0 | 0
| > HV Sub Generation Intermittent | [6 empty] | 0 | 0 | 0 | 0 | 0 | 0 | 0 | 0 | 0 | 0 | 0 | 0 | 0 | 0 | 0 | 0 | 0 | 0 | 0 | 0 | 0 | 0 | 0 | 0
10 | HV Sub Generation Intermittent | 790.476 |  |  | 1 |  |  | 790.476 | 0 | 0 | 1 | 0 | 0 | 790.476 | 0 | 0 | 1 | 0 | 0 | 790.476 | 0 | 0 | 1 | 0 | 0 | 790.476 | 0 | 0 | 1 | 0 | 0

## CDCM Timebands
CDCM Timebands
2011/12
| WD (incl. bank holidays) | WE | 2012/13 | 2013/14 | 2014/15 | 2015/16
Red | 16:00 - 19:00 |  | No change from 2011/12 | No change from 2011/12 | No change from 2011/12 | No change from 2011/12
Amber | 07:30 - 16:00
19:00 - 21:00
Green | 00:00 - 07:30 | 00:00 - 24:00
21:00 - 24:00

## (Y)
1000. Company, charging year, data version
| Company | Year | Version
Company, charging year, data version | WPD Mid East | 2012/13 | v1
1010. Financial and general assumptions
Sources: financial assumptions; calendar; network model.
These financial assumptions determine the annuity rate applied to convert the asset values of the network model into an annual charge.
| Rate of return | Annualisation period (years) | Annuity proportion for customer-contributed assets | Power factor | Days in the charging period
Financial and general assumptions | 5.6% | 40 |  | 0.95 | 365
1017. Diversity allowance between top and bottom of network level
Source: operational data analysis and/or network model.
The diversity figure against GSP is the diversity between GSP Group (the whole system) and individual GSPs.
The diversity figure against 132kV is the diversity between GSPs (the top of the 132kV network) and 132kV/EHV bulk supply points (the bottom of the 132kV network).
The diversity figure against EHV is the diversity between 132kV/EHV bulk supply points (the top of the EHV network) and EHV/HV primary substations (the bottom of the EHV network).
The diversity figure against HV is the diversity between EHV/HV primary substations (the top of the HV network) and HV/LV substations (the bottom of the HV network).
Diversity allowance between top and bottom of network level
GSPs | 2.471%
132kV | 4.501%
132kV/EHV
EHV | 7.902%
EHV/HV
HV | 34%
HV/LV
LV circuits
1018. Proportion of relevant load going through 132kV/HV direct transformation
132kV/HV
EHV/HV | 7.504%
1019. Network model GSP peak demand (MW)
Network model GSP peak demand (MW)
Network model GSP peak demand (MW) | 500
1020. Gross asset cost by network level (£)
Gross assets £
132kV | 115714102.6726
132kV/EHV | 32239830.5244
EHV | 32372318.2042
EHV/HV | 60156098.9658
132kV/HV | 5359510.0203
HV | 102418460.5539
HV/LV | 72068397.7534
LV circuits | 74915887.5367
1022. LV service model asset cost (£)
| LV service model 1 | LV service model 2 | LV service model 3 | LV service model 4 | LV service model 5 | LV service model 6 | LV service model 7 | LV service model 8
LV service model asset cost (£) | 9660.0669 | 715.2995 | 1687.3083 | 1687.3083 | 1687.3083 | 186.5633 | 0 | 0
1023. HV service model asset cost (£)
| HV service model 1 | HV service model 2 | HV service model 3 | HV service model 4 | HV service model 5
HV service model asset cost (£) | 16967.5492 | 16967.5492 | 2913.0498 | 0 | 0
1025. Matrix of applicability of LV service models to tariffs with fixed charges
| LV service model 1 | LV service model 2 | LV service model 3 | LV service model 4 | LV service model 5 | LV service model 6 | LV service model 7 | LV service model 8
Domestic Unrestricted | 5% | 0% | 0% | 0% | 0% | 0% | 0% | 0%
Domestic Two Rate | 5% | 0% | 0% | 0% | 0% | 0% | 0% | 0%
Small Non Domestic Unrestricted | 0% | 100% | 0% | 0% | 0% | 0% | 0% | 0%
Small Non Domestic Two Rate | 0% | 100% | 0% | 0% | 0% | 0% | 0% | 0%
LV Medium Non-Domestic | 0% | 0% | 100% | 0% | 0% | 0% | 0% | 0%
LV Sub Medium Non-Domestic | 0% | 0% | 0% | 0% | 100% | 0% | 0% | 0%
LV HH Metered | 0% | 0% | 0% | 100% | 0% | 0% | 0% | 0%
LV Sub HH Metered | 0% | 0% | 0% | 0% | 100% | 0% | 0% | 0%
LV Generation NHH | 0% | 0% | 0% | 0% | 0% | 0% | 0% | 0%
LV Sub Generation NHH | 0% | 0% | 0% | 0% | 0% | 0% | 0% | 0%
LV Generation Intermittent | 0% | 0% | 0% | 0% | 0% | 0% | 0% | 0%
LV Generation Non-Intermittent | 0% | 0% | 0% | 0% | 0% | 0% | 0% | 0%
LV Sub Generation Intermittent | 0% | 0% | 0% | 0% | 0% | 0% | 0% | 0%
LV Sub Generation Non-Intermittent | 0% | 0% | 0% | 0% | 0% | 0% | 0% | 0%
1026. Matrix of applicability of LV service models to unmetered tariffs
Source: service models
Proportion of service model involved in connecting load of 1 MWh/year
| LV service model 1 | LV service model 2 | LV service model 3 | LV service model 4 | LV service model 5 | LV service model 6 | LV service model 7 | LV service model 8
NHH UMS | 0 | 0 | 0 | 0 | 0 | 1.5221 | 0 | 0
LV UMS (Pseudo HH Metered) | 0 | 0 | 0 | 0 | 0 | 1.5221 | 0 | 0
1028. Matrix of applicability of HV service models to tariffs with fixed charges
| HV service model 1 | HV service model 2 | HV service model 3 | HV service model 4 | HV service model 5
HV Medium Non-Domestic | 100% | 0% | 0% | 0% | 0%
HV HH Metered | 100% | 0% | 0% | 0% | 0%
HV Sub HH Metered | 0% | 100% | 0% | 0% | 0%
HV Generation Intermittent | 0% | 0% | 100% | 0% | 0%
HV Generation Non-Intermittent | 0% | 0% | 100% | 0% | 0%
HV Sub Generation Non-Intermittent | 0% | 0% | 100% | 0% | 0%
HV Sub Generation Intermittent | 0% | 0% | 100% | 0% | 0%
1032. Loss adjustment factors to transmission
Source: losses model or loss adjustment factors at time of system peak.
| 132kV | 132kV/EHV | EHV | EHV/HV | HV | HV/LV | LV circuits
Loss adjustment factor | 1.0014 | 1.0029 | 1.0061 | 1.0285 | 1.0467 | 1.0623 | 1.1179
1037. Embedded network (LDNO) discounts
Source: separate price control disaggregation model.
| No discount | LDNO LV: LV user | LDNO HV: LV user | LDNO HV: LV sub user | LDNO HV: HV user
LDNO discount |  | 28.42% | 48.38% | 26.93% | 17.84%
1041. Load profile data for demand users
Source: load data analysis.
| Coincidence factor | Load factor
Domestic Unrestricted | 0.86484 | 0.40892
Domestic Two Rate | 0.83871 | 0.44686
Domestic Off Peak (related MPAN) | 0 | 0.10057
Small Non Domestic Unrestricted | 0.63131 | 0.34014
Small Non Domestic Two Rate | 0.73233 | 0.48421
Small Non Domestic Off Peak (related MPAN) | 0 | 0.22321
LV Medium Non-Domestic | 0.72356 | 0.48214
LV Sub Medium Non-Domestic | 0.72356 | 0.48214
HV Medium Non-Domestic | 0.6738 | 0.42299
LV HH Metered | 0.78843 | 0.56383
LV Sub HH Metered | 0.78843 | 0.56383
HV HH Metered | 0.81822 | 0.70992
HV Sub HH Metered | 0.81822 | 0.70992
NHH UMS | 0.95744 | 0.48157
LV UMS (Pseudo HH Metered) | 0.95744 | 0.48157
1053. Volume forecasts for the charging year
Source: forecast.
Please include MPAN counts for tariffs with no fixed charge (e.g. off-peak tariffs),
but exclude MPANs on tariffs with a fixed charge that are not subject to a fixed charge due to a site grouping arrangement.
| Rate 1 units (MWh) | Rate 2 units (MWh) | Rate 3 units (MWh) | MPANs | Import capacity (kVA) | Reactive power units (MVArh)
> Domestic Unrestricted
Domestic Unrestricted | 5142208.3207 | 0 | 0 | 1410000 | 0 | 0
LDNO LV: Domestic Unrestricted | 4764.087 | 0 | 0 | 3295 | 0 | 0
LDNO HV: Domestic Unrestricted | 11531.275 | 0 | 0 | 5084 | 0 | 0
> Domestic Two Rate
Domestic Two Rate | 3259141.3972 | 1630672.0128 | 0 | 982000 | 0 | 0
LDNO LV: Domestic Two Rate | 694.194 | 256.505 | 0 | 258 | 0 | 0
LDNO HV: Domestic Two Rate | 1023.057 | 372.359 | 0 | 512 | 0 | 0
> Domestic Off Peak (related MPAN)
Domestic Off Peak (related MPAN) | 197499.1686 | 0 | 0 | 45000 | 0 | 0
LDNO LV: Domestic Off Peak (related MPAN) | 0 | 0 | 0 | 0 | 0 | 0
LDNO HV: Domestic Off Peak (related MPAN) | 0 | 0 | 0 | 0 | 0 | 0
> Small Non Domestic Unrestricted
Small Non Domestic Unrestricted | 1151325.7986 | 0 | 0 | 90500 | 0 | 0
LDNO LV: Small Non Domestic Unrestricted | 679.764 | 0 | 0 | 190 | 0 | 0
LDNO HV: Small Non Domestic Unrestricted | 2952.747 | 0 | 0 | 141 | 0 | 0
> Small Non Domestic Two Rate
Small Non Domestic Two Rate | 1654800.9728 | 538662.0938 | 0 | 81000 | 0 | 0
LDNO LV: Small Non Domestic Two Rate | 0 | 0 | 0 | 0 | 0 | 0
LDNO HV: Small Non Domestic Two Rate | 241.973 | 76.14 | 0 | 15 | 0 | 0
> Small Non Domestic Off Peak (related MPAN)
Small Non Domestic Off Peak (related MPAN) | 7744.2011 | 0 | 0 | 1000 | 0 | 0
LDNO LV: Small Non Domestic Off Peak (related MPAN) | 0 | 0 | 0 | 0 | 0 | 0
LDNO HV: Small Non Domestic Off Peak (related MPAN) | 0 | 0 | 0 | 0 | 0 | 0
> LV Medium Non-Domestic
LV Medium Non-Domestic | 731689.9162 | 196798.5449 | 0 | 7600 | 0 | 0
LDNO LV: LV Medium Non-Domestic | 94.008 | 34.063 | 0 | 2 | 0 | 0
LDNO HV: LV Medium Non-Domestic | 2101.132 | 463.951 | 0 | 27 | 0 | 0
> LV Sub Medium Non-Domestic
LV Sub Medium Non-Domestic | 0 | 0 | 0 | 0 | 0 | 0
> HV Medium Non-Domestic
HV Medium Non-Domestic | 26978.9792 | 8111.4274 | 0 | 240 | 0 | 0
> LV HH Metered
LV HH Metered | 321276.6811 | 1270523.9469 | 1369520.2263 | 7630 | 1500000 | 353581.24
LDNO LV: LV HH Metered | 0 | 0 | 0 | 0 | 0 | 0
LDNO HV: LV HH Metered | 2434.6034 | 9717.2418 | 10729.8003 | 39 | 13300 | 1310.1779
> LV Sub HH Metered
LV Sub HH Metered | 542.4658 | 2130.924 | 2156.6504 | 17 | 8800 | 12.485
LDNO HV: LV Sub HH Metered | 0 | 0 | 0 | 0 | 0 | 0
> HV HH Metered
HV HH Metered | 806877.6061 | 3099885.0982 | 4219008.3306 | 2855 | 2610000 | 794302.279
LDNO HV: HV HH Metered | 845.9989 | 2942.3555 | 2532.3875 | 2 | 1700 | 0
> HV Sub HH Metered
HV Sub HH Metered | 0 | 0 | 0 | 0 | 0 | 0
> NHH UMS
NHH UMS | 89248.8088 | 0 | 0 | 2500 | 0 | 0
LDNO LV: NHH UMS | 31.978 | 0 | 0 | 13 | 0 | 0
LDNO HV: NHH UMS | 245.297 | 0 | 0 | 34 | 0 | 0
> LV UMS (Pseudo HH Metered)
LV UMS (Pseudo HH Metered) | 18264.6652 | 31277.5143 | 259566.0801 | 15 | 0 | 0
LDNO LV: LV UMS (Pseudo HH Metered) | 0 | 0 | 0 | 0 | 0 | 0
LDNO HV: LV UMS (Pseudo HH Metered) | 0 | 0 | 0 | 0 | 0 | 0
> LV Generation NHH
LV Generation NHH | 569.796 | 0 | 0 | 75 | 0 | 0
LDNO LV: LV Generation NHH | 0 | 0 | 0 | 6 | 0 | 0
LDNO HV: LV Generation NHH | 0 | 0 | 0 | 0 | 0 | 0
> LV Sub Generation NHH
LV Sub Generation NHH | 0 | 0 | 0 | 0 | 0 | 0
LDNO HV: LV Sub Generation NHH | 0 | 0 | 0 | 0 | 0 | 0
> LV Generation Intermittent
LV Generation Intermittent | 730.622 | 0 | 0 | 3 | 0 | 25.541
LDNO LV: LV Generation Intermittent | 0 | 0 | 0 | 0 | 0 | 0
LDNO HV: LV Generation Intermittent | 0 | 0 | 0 | 0 | 0 | 0
> LV Generation Non-Intermittent
LV Generation Non-Intermittent | 155.759 | 512.123 | 744.923 | 8 | 0 | 6.235
LDNO LV: LV Generation Non-Intermittent | 0 | 0 | 0 | 0 | 0 | 0
LDNO HV: LV Generation Non-Intermittent | 0 | 0 | 0 | 0 | 0 | 0
> LV Sub Generation Intermittent
LV Sub Generation Intermittent | 0 | 0 | 0 | 0 | 0 | 0
LDNO HV: LV Sub Generation Intermittent | 0 | 0 | 0 | 0 | 0 | 0
> LV Sub Generation Non-Intermittent
LV Sub Generation Non-Intermittent | 0 | 0 | 0 | 0 | 0 | 0
LDNO HV: LV Sub Generation Non-Intermittent | 0 | 0 | 0 | 0 | 0 | 0
> HV Generation Intermittent
HV Generation Intermittent | 2864.99 | 0 | 0 | 2 | 0 | 1.318
LDNO HV: HV Generation Intermittent | 0 | 0 | 0 | 0 | 0 | 0
> HV Generation Non-Intermittent
HV Generation Non-Intermittent | 54602.453 | 173038.854 | 349225.138 | 128 | 0 | 958.69
LDNO HV: HV Generation Non-Intermittent | 0 | 0 | 0 | 0 | 0 | 0
> HV Sub Generation Non-Intermittent
HV Sub Generation Non-Intermittent | 7528.975 | 25660.074 | 53327.679 | 4 | 0 | 0
> HV Sub Generation Intermittent
HV Sub Generation Intermittent | 790.476 | 0 | 0 | 1 | 0 | 0
1055. Transmission exit charges (£/year)
Source: forecast.
Transmission exit
Transmission exit charges (£/year) | 8441982
1059. Other expenditure
| Direct cost (£/year) | Indirect cost (£/year) | Indirect cost proportion | Network rates (£/year)
Other expenditure | 29087151.9512 | 123327918.824 | 60% | 32170000
1060. Customer contributions under current connection charging policy
Source: analysis of expenditure data and/or survey of capital expenditure schemes.
Customer contribution percentages by network level of supply and by asset network level.
These proportions should reflect the current connection charging method, not necessarily the method that was in place when the connection was built.
| Assets 132kV | Assets 132kV/EHV | Assets EHV | Assets EHV/HV | Assets 132kV/HV | Assets HV | Assets HV/LV | Assets LV circuits
LV network | 0% | 0% | 0% | 0% | 0% | 47.91% | 70.89% | 93.87%
LV substation | 0% | 0% | 0% | 0% | 0% | 47.91% | 70.89%
HV network | 0% | 0% | 6.542% | 35.16% | 35.16% | 63.78%
HV substation | 0% | 0% | 6.542% | 35.16%
1061. Average split of rate 1 units by distribution time band
Source: load data analysis.
This table relates to the first TPR or charging period for each tariff.
Each line relates to a different user type and tariff structure.
For each user type and tariff structure, the figure entered against each of the time bands used for network analysis is
the proportion of the units recorded on the relevant TPR or within the relevant charging period that would fall with each time band.
| Red | Amber | Green
Domestic Two Rate | 15.33% | 40.83% | 43.85%
Domestic Off Peak (related MPAN) | 2.527% | 32.85% | 64.62%
Small Non Domestic Two Rate | 12.77% | 51.37% | 35.86%
Small Non Domestic Off Peak (related MPAN) | 1.696% | 19.38% | 78.92%
LV Medium Non-Domestic | 13.66% | 54.7% | 31.63%
LV Sub Medium Non-Domestic | 13.66% | 54.7% | 31.63%
HV Medium Non-Domestic | 13.42% | 57.86% | 28.72%
1062. Average split of rate 2 units by distribution time band
Source: load data analysis.
This table relates to the second TPR or charging period for each tariff.
See notes on table 1061.
| Red | Amber | Green
Domestic Two Rate | 0% | 0% | 100%
Small Non Domestic Two Rate | 0% | 0% | 100%
LV Medium Non-Domestic | 0% | 0% | 100%
LV Sub Medium Non-Domestic | 0% | 0% | 100%
HV Medium Non-Domestic | 0% | 0% | 100%
1068. Typical annual hours by distribution time band
Source: definition of distribution time bands.
The figures in this table will be automatically adjusted to match the number of days in the charging period.
| Red | Amber | Green
Annual hours | 780 | 2730 | 5250
1069. Peaking probabilities by network level
Source: operational data analysis.
| Red | Amber | Green
GSPs | 100% | 0% | 0%
132kV | 80.25% | 18.4% | 1.342%
132kV/EHV | 80.25% | 18.4% | 1.342%
EHV | 66.48% | 29.55% | 3.967%
EHV/HV | 66.48% | 29.55% | 3.967%
132kV/HV | 80.25% | 18.4% | 1.342%
HV | 66.48% | 29.55% | 3.967%
HV/LV | 66.48% | 29.55% | 3.967%
LV circuits | 66.48% | 29.55% | 3.967%
1076. Target revenue
Source: forecast.
| Allowed revenue (£/year) | Pass-through charges (£/year) | Adjustment for previous year's under (over) recovery (£/year) | Revenue raised outside this model (£/year)
Target revenue | 414001545.9368 | 0 | 17194869.0632 | 9970292.7935
1092. Average kVAr by kVA, by network level
Source: analysis of operational data.
This is the average of MVAr/MVA or SQRT(1-PF^2) across relevant network elements.
| GSPs | 132kV | 132kV/EHV | EHV | EHV/HV | 132kV/HV | HV | HV/LV | LV circuits
Average kVAr by kVA, by network level | 0.29066 | 0.29066 | 0.29066 | 0.29066 | 0.29066 | 0.29066 | 0.29066 | 0.29066 | 0.29066
1201. Current tariff information
| Current revenues if known (£/year) | Current Unit rate 1 p/kWh | Current Unit rate 2 p/kWh | Current Unit rate 3 p/kWh | Current Fixed charge p/MPAN/day | Current Capacity charge p/kVA/day | Current Reactive power charge p/kVArh
Domestic Unrestricted | 130826862
Domestic Two Rate | 15098369
Domestic Off Peak (related MPAN) | 146557
Small Non Domestic Unrestricted | 29063999
Small Non Domestic Two Rate | 6925425
Small Non Domestic Off Peak (related MPAN)
LV Medium Non-Domestic | 19761662
LV Sub Medium Non-Domestic | 733648
HV Medium Non-Domestic | 266631
LV HH Metered | 22598111 |  |  | 0 |  |  | 0
LV Sub HH Metered | 14598953 |  |  | 0 |  |  | 0
HV HH Metered | 41609304 |  |  | 0 |  |  | 0
HV Sub HH Metered | 6392480 |  |  | 0 |  |  | 0
NHH UMS | 540187
LV UMS (Pseudo HH Metered) | 4899607 |  |  | 0

## (Y+1)
1000. Company, charging year, data version
| Company | Year | Version
Company, charging year, data version | WPD Mid East | 2013/14 | v1
1010. Financial and general assumptions
Sources: financial assumptions; calendar; network model.
These financial assumptions determine the annuity rate applied to convert the asset values of the network model into an annual charge.
| Rate of return | Annualisation period (years) | Annuity proportion for customer-contributed assets | Power factor | Days in the charging period
Financial and general assumptions | 5.6% | 40 |  | 0.95 | 365
1017. Diversity allowance between top and bottom of network level
Source: operational data analysis and/or network model.
The diversity figure against GSP is the diversity between GSP Group (the whole system) and individual GSPs.
The diversity figure against 132kV is the diversity between GSPs (the top of the 132kV network) and 132kV/EHV bulk supply points (the bottom of the 132kV network).
The diversity figure against EHV is the diversity between 132kV/EHV bulk supply points (the top of the EHV network) and EHV/HV primary substations (the bottom of the EHV network).
The diversity figure against HV is the diversity between EHV/HV primary substations (the top of the HV network) and HV/LV substations (the bottom of the HV network).
Diversity allowance between top and bottom of network level
GSPs | 2.471%
132kV | 4.501%
132kV/EHV
EHV | 7.902%
EHV/HV
HV | 34%
HV/LV
LV circuits
1018. Proportion of relevant load going through 132kV/HV direct transformation
132kV/HV
EHV/HV | 7.504%
1019. Network model GSP peak demand (MW)
Network model GSP peak demand (MW)
Network model GSP peak demand (MW) | 500
1020. Gross asset cost by network level (£)
Gross assets £
132kV | 118606955.2395
132kV/EHV | 33045826.2875
EHV | 33181626.1593
EHV/HV | 61660001.4399
132kV/HV | 5493497.7708
HV | 104978922.0678
HV/LV | 73870107.6972
LV circuits | 76788784.7251
1022. LV service model asset cost (£)
| LV service model 1 | LV service model 2 | LV service model 3 | LV service model 4 | LV service model 5 | LV service model 6 | LV service model 7 | LV service model 8
LV service model asset cost (£) | 9901.5686 | 733.1819 | 1729.4911 | 1729.4911 | 1729.4911 | 191.2274 | 0 | 0
1023. HV service model asset cost (£)
| HV service model 1 | HV service model 2 | HV service model 3 | HV service model 4 | HV service model 5
HV service model asset cost (£) | 17391.738 | 17391.738 | 2985.8761 | 0 | 0
1025. Matrix of applicability of LV service models to tariffs with fixed charges
| LV service model 1 | LV service model 2 | LV service model 3 | LV service model 4 | LV service model 5 | LV service model 6 | LV service model 7 | LV service model 8
Domestic Unrestricted | 5% | 0% | 0% | 0% | 0% | 0% | 0% | 0%
Domestic Two Rate | 5% | 0% | 0% | 0% | 0% | 0% | 0% | 0%
Small Non Domestic Unrestricted | 0% | 100% | 0% | 0% | 0% | 0% | 0% | 0%
Small Non Domestic Two Rate | 0% | 100% | 0% | 0% | 0% | 0% | 0% | 0%
LV Medium Non-Domestic | 0% | 0% | 100% | 0% | 0% | 0% | 0% | 0%
LV Sub Medium Non-Domestic | 0% | 0% | 0% | 0% | 100% | 0% | 0% | 0%
LV HH Metered | 0% | 0% | 0% | 100% | 0% | 0% | 0% | 0%
LV Sub HH Metered | 0% | 0% | 0% | 0% | 100% | 0% | 0% | 0%
LV Generation NHH | 0% | 0% | 0% | 0% | 0% | 0% | 0% | 0%
LV Sub Generation NHH | 0% | 0% | 0% | 0% | 0% | 0% | 0% | 0%
LV Generation Intermittent | 0% | 0% | 0% | 0% | 0% | 0% | 0% | 0%
LV Generation Non-Intermittent | 0% | 0% | 0% | 0% | 0% | 0% | 0% | 0%
LV Sub Generation Intermittent | 0% | 0% | 0% | 0% | 0% | 0% | 0% | 0%
LV Sub Generation Non-Intermittent | 0% | 0% | 0% | 0% | 0% | 0% | 0% | 0%
1026. Matrix of applicability of LV service models to unmetered tariffs
Source: service models
Proportion of service model involved in connecting load of 1 MWh/year
| LV service model 1 | LV service model 2 | LV service model 3 | LV service model 4 | LV service model 5 | LV service model 6 | LV service model 7 | LV service model 8
NHH UMS | 0 | 0 | 0 | 0 | 0 | 1.5221 | 0 | 0
LV UMS (Pseudo HH Metered) | 0 | 0 | 0 | 0 | 0 | 1.5221 | 0 | 0
1028. Matrix of applicability of HV service models to tariffs with fixed charges
| HV service model 1 | HV service model 2 | HV service model 3 | HV service model 4 | HV service model 5
HV Medium Non-Domestic | 100% | 0% | 0% | 0% | 0%
HV HH Metered | 100% | 0% | 0% | 0% | 0%
HV Sub HH Metered | 0% | 100% | 0% | 0% | 0%
HV Generation Intermittent | 0% | 0% | 100% | 0% | 0%
HV Generation Non-Intermittent | 0% | 0% | 100% | 0% | 0%
HV Sub Generation Non-Intermittent | 0% | 0% | 100% | 0% | 0%
HV Sub Generation Intermittent | 0% | 0% | 100% | 0% | 0%
1032. Loss adjustment factors to transmission
Source: losses model or loss adjustment factors at time of system peak.
| 132kV | 132kV/EHV | EHV | EHV/HV | HV | HV/LV | LV circuits
Loss adjustment factor | 1.0014 | 1.0029 | 1.0061 | 1.0285 | 1.0467 | 1.0623 | 1.1179
1037. Embedded network (LDNO) discounts
Source: separate price control disaggregation model.
| No discount | LDNO LV: LV user | LDNO HV: LV user | LDNO HV: LV sub user | LDNO HV: HV user
LDNO discount |  | 28.42% | 48.38% | 26.93% | 17.84%
1041. Load profile data for demand users
Source: load data analysis.
| Coincidence factor | Load factor
Domestic Unrestricted | 0.86484 | 0.40892
Domestic Two Rate | 0.83871 | 0.44686
Domestic Off Peak (related MPAN) | 0 | 0.10057
Small Non Domestic Unrestricted | 0.63131 | 0.34014
Small Non Domestic Two Rate | 0.73233 | 0.48421
Small Non Domestic Off Peak (related MPAN) | 0 | 0.22321
LV Medium Non-Domestic | 0.72356 | 0.48214
LV Sub Medium Non-Domestic | 0.72356 | 0.48214
HV Medium Non-Domestic | 0.6738 | 0.42299
LV HH Metered | 0.78843 | 0.56383
LV Sub HH Metered | 0.78843 | 0.56383
HV HH Metered | 0.81822 | 0.70992
HV Sub HH Metered | 0.81822 | 0.70992
NHH UMS | 0.95744 | 0.48157
LV UMS (Pseudo HH Metered) | 0.95744 | 0.48157
1053. Volume forecasts for the charging year
Source: forecast.
Please include MPAN counts for tariffs with no fixed charge (e.g. off-peak tariffs),
but exclude MPANs on tariffs with a fixed charge that are not subject to a fixed charge due to a site grouping arrangement.
| Rate 1 units (MWh) | Rate 2 units (MWh) | Rate 3 units (MWh) | MPANs | Import capacity (kVA) | Reactive power units (MVArh)
> Domestic Unrestricted
Domestic Unrestricted | 5142208.3207 | 0 | 0 | 1424100 | 0 | 0
LDNO LV: Domestic Unrestricted | 4764.087 | 0 | 0 | 3327.95 | 0 | 0
LDNO HV: Domestic Unrestricted | 11531.275 | 0 | 0 | 5134.84 | 0 | 0
> Domestic Two Rate
Domestic Two Rate | 3259141.3972 | 1630672.0128 | 0 | 991820 | 0 | 0
LDNO LV: Domestic Two Rate | 694.194 | 256.505 | 0 | 260.58 | 0 | 0
LDNO HV: Domestic Two Rate | 1023.057 | 372.359 | 0 | 517.12 | 0 | 0
> Domestic Off Peak (related MPAN)
Domestic Off Peak (related MPAN) | 197499.1686 | 0 | 0 | 45450 | 0 | 0
LDNO LV: Domestic Off Peak (related MPAN) | 0 | 0 | 0 | 0 | 0 | 0
LDNO HV: Domestic Off Peak (related MPAN) | 0 | 0 | 0 | 0 | 0 | 0
> Small Non Domestic Unrestricted
Small Non Domestic Unrestricted | 1151325.7986 | 0 | 0 | 91405 | 0 | 0
LDNO LV: Small Non Domestic Unrestricted | 679.764 | 0 | 0 | 191.9 | 0 | 0
LDNO HV: Small Non Domestic Unrestricted | 2952.747 | 0 | 0 | 142.41 | 0 | 0
> Small Non Domestic Two Rate
Small Non Domestic Two Rate | 1654800.9728 | 538662.0938 | 0 | 81810 | 0 | 0
LDNO LV: Small Non Domestic Two Rate | 0 | 0 | 0 | 0 | 0 | 0
LDNO HV: Small Non Domestic Two Rate | 241.973 | 76.14 | 0 | 15.15 | 0 | 0
> Small Non Domestic Off Peak (related MPAN)
Small Non Domestic Off Peak (related MPAN) | 7744.2011 | 0 | 0 | 1010 | 0 | 0
LDNO LV: Small Non Domestic Off Peak (related MPAN) | 0 | 0 | 0 | 0 | 0 | 0
LDNO HV: Small Non Domestic Off Peak (related MPAN) | 0 | 0 | 0 | 0 | 0 | 0
> LV Medium Non-Domestic
LV Medium Non-Domestic | 731689.9162 | 196798.5449 | 0 | 7600 | 0 | 0
LDNO LV: LV Medium Non-Domestic | 94.008 | 34.063 | 0 | 2 | 0 | 0
LDNO HV: LV Medium Non-Domestic | 2101.132 | 463.951 | 0 | 27 | 0 | 0
> LV Sub Medium Non-Domestic
LV Sub Medium Non-Domestic | 0 | 0 | 0 | 0 | 0 | 0
> HV Medium Non-Domestic
HV Medium Non-Domestic | 26978.9792 | 8111.4274 | 0 | 240 | 0 | 0
> LV HH Metered
LV HH Metered | 321276.6811 | 1270523.9469 | 1369520.2263 | 7630 | 1500000 | 353581.24
LDNO LV: LV HH Metered | 0 | 0 | 0 | 0 | 0 | 0
LDNO HV: LV HH Metered | 2434.6034 | 9717.2418 | 10729.8003 | 39 | 13300 | 1310.1779
> LV Sub HH Metered
LV Sub HH Metered | 542.4658 | 2130.924 | 2156.6504 | 17 | 8800 | 12.485
LDNO HV: LV Sub HH Metered | 0 | 0 | 0 | 0 | 0 | 0
> HV HH Metered
HV HH Metered | 806877.6061 | 3099885.0982 | 4219008.3306 | 2855 | 2610000 | 794302.279
LDNO HV: HV HH Metered | 845.9989 | 2942.3555 | 2532.3875 | 2 | 1700 | 0
> HV Sub HH Metered
HV Sub HH Metered | 0 | 0 | 0 | 0 | 0 | 0
> NHH UMS
NHH UMS | 89248.8088 | 0 | 0 | 2500 | 0 | 0
LDNO LV: NHH UMS | 31.978 | 0 | 0 | 13 | 0 | 0
LDNO HV: NHH UMS | 245.297 | 0 | 0 | 34 | 0 | 0
> LV UMS (Pseudo HH Metered)
LV UMS (Pseudo HH Metered) | 18264.6652 | 31277.5143 | 259566.0801 | 15 | 0 | 0
LDNO LV: LV UMS (Pseudo HH Metered) | 0 | 0 | 0 | 0 | 0 | 0
LDNO HV: LV UMS (Pseudo HH Metered) | 0 | 0 | 0 | 0 | 0 | 0
> LV Generation NHH
LV Generation NHH | 569.796 | 0 | 0 | 75 | 0 | 0
LDNO LV: LV Generation NHH | 0 | 0 | 0 | 6 | 0 | 0
LDNO HV: LV Generation NHH | 0 | 0 | 0 | 0 | 0 | 0
> LV Sub Generation NHH
LV Sub Generation NHH | 0 | 0 | 0 | 0 | 0 | 0
LDNO HV: LV Sub Generation NHH | 0 | 0 | 0 | 0 | 0 | 0
> LV Generation Intermittent
LV Generation Intermittent | 730.622 | 0 | 0 | 3 | 0 | 25.541
LDNO LV: LV Generation Intermittent | 0 | 0 | 0 | 0 | 0 | 0
LDNO HV: LV Generation Intermittent | 0 | 0 | 0 | 0 | 0 | 0
> LV Generation Non-Intermittent
LV Generation Non-Intermittent | 155.759 | 512.123 | 744.923 | 8 | 0 | 6.235
LDNO LV: LV Generation Non-Intermittent | 0 | 0 | 0 | 0 | 0 | 0
LDNO HV: LV Generation Non-Intermittent | 0 | 0 | 0 | 0 | 0 | 0
> LV Sub Generation Intermittent
LV Sub Generation Intermittent | 0 | 0 | 0 | 0 | 0 | 0
LDNO HV: LV Sub Generation Intermittent | 0 | 0 | 0 | 0 | 0 | 0
> LV Sub Generation Non-Intermittent
LV Sub Generation Non-Intermittent | 0 | 0 | 0 | 0 | 0 | 0
LDNO HV: LV Sub Generation Non-Intermittent | 0 | 0 | 0 | 0 | 0 | 0
> HV Generation Intermittent
HV Generation Intermittent | 2864.99 | 0 | 0 | 2 | 0 | 1.318
LDNO HV: HV Generation Intermittent | 0 | 0 | 0 | 0 | 0 | 0
> HV Generation Non-Intermittent
HV Generation Non-Intermittent | 54602.453 | 173038.854 | 349225.138 | 128 | 0 | 958.69
LDNO HV: HV Generation Non-Intermittent | 0 | 0 | 0 | 0 | 0 | 0
> HV Sub Generation Non-Intermittent
HV Sub Generation Non-Intermittent | 7528.975 | 25660.074 | 53327.679 | 4 | 0 | 0
> HV Sub Generation Intermittent
HV Sub Generation Intermittent | 790.476 | 0 | 0 | 1 | 0 | 0
1055. Transmission exit charges (£/year)
Source: forecast.
Transmission exit
Transmission exit charges (£/year) | 19574045.2259
1059. Other expenditure
| Direct cost (£/year) | Indirect cost (£/year) | Indirect cost proportion | Network rates (£/year)
Other expenditure | 29814330.75 | 126411116.7946 | 60% | 32985625
1060. Customer contributions under current connection charging policy
Source: analysis of expenditure data and/or survey of capital expenditure schemes.
Customer contribution percentages by network level of supply and by asset network level.
These proportions should reflect the current connection charging method, not necessarily the method that was in place when the connection was built.
| Assets 132kV | Assets 132kV/EHV | Assets EHV | Assets EHV/HV | Assets 132kV/HV | Assets HV | Assets HV/LV | Assets LV circuits
LV network | 0% | 0% | 0% | 0% | 0% | 47.91% | 70.89% | 93.87%
LV substation | 0% | 0% | 0% | 0% | 0% | 47.91% | 70.89%
HV network | 0% | 0% | 6.542% | 35.16% | 35.16% | 63.78%
HV substation | 0% | 0% | 6.542% | 35.16%
1061. Average split of rate 1 units by distribution time band
Source: load data analysis.
This table relates to the first TPR or charging period for each tariff.
Each line relates to a different user type and tariff structure.
For each user type and tariff structure, the figure entered against each of the time bands used for network analysis is
the proportion of the units recorded on the relevant TPR or within the relevant charging period that would fall with each time band.
| Red | Amber | Green
Domestic Two Rate | 15.33% | 40.83% | 43.85%
Domestic Off Peak (related MPAN) | 2.527% | 32.85% | 64.62%
Small Non Domestic Two Rate | 12.77% | 51.37% | 35.86%
Small Non Domestic Off Peak (related MPAN) | 1.696% | 19.38% | 78.92%
LV Medium Non-Domestic | 13.66% | 54.7% | 31.63%
LV Sub Medium Non-Domestic | 13.66% | 54.7% | 31.63%
HV Medium Non-Domestic | 13.42% | 57.86% | 28.72%
1062. Average split of rate 2 units by distribution time band
Source: load data analysis.
This table relates to the second TPR or charging period for each tariff.
See notes on table 1061.
| Red | Amber | Green
Domestic Two Rate | 0% | 0% | 100%
Small Non Domestic Two Rate | 0% | 0% | 100%
LV Medium Non-Domestic | 0% | 0% | 100%
LV Sub Medium Non-Domestic | 0% | 0% | 100%
HV Medium Non-Domestic | 0% | 0% | 100%
1068. Typical annual hours by distribution time band
Source: definition of distribution time bands.
The figures in this table will be automatically adjusted to match the number of days in the charging period.
| Red | Amber | Green
Annual hours | 783 | 2740.5 | 5236.5
1069. Peaking probabilities by network level
Source: operational data analysis.
| Red | Amber | Green
GSPs | 100% | 0% | 0%
132kV | 80.25% | 18.4% | 1.342%
132kV/EHV | 80.25% | 18.4% | 1.342%
EHV | 66.48% | 29.55% | 3.967%
EHV/HV | 66.48% | 29.55% | 3.967%
132kV/HV | 80.25% | 18.4% | 1.342%
HV | 66.48% | 29.55% | 3.967%
HV/LV | 66.48% | 29.55% | 3.967%
LV circuits | 66.48% | 29.55% | 3.967%
1076. Target revenue
Source: forecast.
| Allowed revenue (£/year) | Pass-through charges (£/year) | Adjustment for previous year's under (over) recovery (£/year) | Revenue raised outside this model (£/year)
Target revenue | 399940000 | 0 | 0 | 9970292.7935
1092. Average kVAr by kVA, by network level
Source: analysis of operational data.
This is the average of MVAr/MVA or SQRT(1-PF^2) across relevant network elements.
| GSPs | 132kV | 132kV/EHV | EHV | EHV/HV | 132kV/HV | HV | HV/LV | LV circuits
Average kVAr by kVA, by network level | 0.29066 | 0.29066 | 0.29066 | 0.29066 | 0.29066 | 0.29066 | 0.29066 | 0.29066 | 0.29066
1201. Current tariff information
| Current revenues if known (£/year) | Current Unit rate 1 p/kWh | Current Unit rate 2 p/kWh | Current Unit rate 3 p/kWh | Current Fixed charge p/MPAN/day | Current Capacity charge p/kVA/day | Current Reactive power charge p/kVArh
Domestic Unrestricted | 130826862
Domestic Two Rate | 15098369
Domestic Off Peak (related MPAN) | 146557
Small Non Domestic Unrestricted | 29063999
Small Non Domestic Two Rate | 6925425
Small Non Domestic Off Peak (related MPAN)
LV Medium Non-Domestic | 19761662
LV Sub Medium Non-Domestic | 733648
HV Medium Non-Domestic | 266631
LV HH Metered | 22598111 |  |  | 0 |  |  | 0
LV Sub HH Metered | 14598953 |  |  | 0 |  |  | 0
HV HH Metered | 41609304 |  |  | 0 |  |  | 0
HV Sub HH Metered | 6392480 |  |  | 0 |  |  | 0
NHH UMS | 540187
LV UMS (Pseudo HH Metered) | 4899607 |  |  | 0

## (Y+2)
1000. Company, charging year, data version
| Company | Year | Version
Company, charging year, data version | WPD Mid East | 2014/15 | v1
1010. Financial and general assumptions
Sources: financial assumptions; calendar; network model.
These financial assumptions determine the annuity rate applied to convert the asset values of the network model into an annual charge.
| Rate of return | Annualisation period (years) | Annuity proportion for customer-contributed assets | Power factor | Days in the charging period
Financial and general assumptions | 5.6% | 40 |  | 0.95 | 365
1017. Diversity allowance between top and bottom of network level
Source: operational data analysis and/or network model.
The diversity figure against GSP is the diversity between GSP Group (the whole system) and individual GSPs.
The diversity figure against 132kV is the diversity between GSPs (the top of the 132kV network) and 132kV/EHV bulk supply points (the bottom of the 132kV network).
The diversity figure against EHV is the diversity between 132kV/EHV bulk supply points (the top of the EHV network) and EHV/HV primary substations (the bottom of the EHV network).
The diversity figure against HV is the diversity between EHV/HV primary substations (the top of the HV network) and HV/LV substations (the bottom of the HV network).
Diversity allowance between top and bottom of network level
GSPs | 2.471%
132kV | 4.501%
132kV/EHV
EHV | 7.902%
EHV/HV
HV | 34%
HV/LV
LV circuits
1018. Proportion of relevant load going through 132kV/HV direct transformation
132kV/HV
EHV/HV | 7.504%
1019. Network model GSP peak demand (MW)
Network model GSP peak demand (MW)
Network model GSP peak demand (MW) | 500
1020. Gross asset cost by network level (£)
Gross assets £
132kV | 121572129.1205
132kV/EHV | 33871971.9447
EHV | 34011166.8132
EHV/HV | 63201501.4759
132kV/HV | 5630835.2151
HV | 107603395.1195
HV/LV | 75716860.3897
LV circuits | 78708504.3433
1022. LV service model asset cost (£)
| LV service model 1 | LV service model 2 | LV service model 3 | LV service model 4 | LV service model 5 | LV service model 6 | LV service model 7 | LV service model 8
LV service model asset cost (£) | 10149.1078 | 751.5115 | 1772.7283 | 1772.7283 | 1772.7283 | 196.0081 | 0 | 0
1023. HV service model asset cost (£)
| HV service model 1 | HV service model 2 | HV service model 3 | HV service model 4 | HV service model 5
HV service model asset cost (£) | 17826.5314 | 17826.5314 | 3060.523 | 0 | 0
1025. Matrix of applicability of LV service models to tariffs with fixed charges
| LV service model 1 | LV service model 2 | LV service model 3 | LV service model 4 | LV service model 5 | LV service model 6 | LV service model 7 | LV service model 8
Domestic Unrestricted | 5% | 0% | 0% | 0% | 0% | 0% | 0% | 0%
Domestic Two Rate | 5% | 0% | 0% | 0% | 0% | 0% | 0% | 0%
Small Non Domestic Unrestricted | 0% | 100% | 0% | 0% | 0% | 0% | 0% | 0%
Small Non Domestic Two Rate | 0% | 100% | 0% | 0% | 0% | 0% | 0% | 0%
LV Medium Non-Domestic | 0% | 0% | 100% | 0% | 0% | 0% | 0% | 0%
LV Sub Medium Non-Domestic | 0% | 0% | 0% | 0% | 100% | 0% | 0% | 0%
LV HH Metered | 0% | 0% | 0% | 100% | 0% | 0% | 0% | 0%
LV Sub HH Metered | 0% | 0% | 0% | 0% | 100% | 0% | 0% | 0%
LV Generation NHH | 0% | 0% | 0% | 0% | 0% | 0% | 0% | 0%
LV Sub Generation NHH | 0% | 0% | 0% | 0% | 0% | 0% | 0% | 0%
LV Generation Intermittent | 0% | 0% | 0% | 0% | 0% | 0% | 0% | 0%
LV Generation Non-Intermittent | 0% | 0% | 0% | 0% | 0% | 0% | 0% | 0%
LV Sub Generation Intermittent | 0% | 0% | 0% | 0% | 0% | 0% | 0% | 0%
LV Sub Generation Non-Intermittent | 0% | 0% | 0% | 0% | 0% | 0% | 0% | 0%
1026. Matrix of applicability of LV service models to unmetered tariffs
Source: service models
Proportion of service model involved in connecting load of 1 MWh/year
| LV service model 1 | LV service model 2 | LV service model 3 | LV service model 4 | LV service model 5 | LV service model 6 | LV service model 7 | LV service model 8
NHH UMS | 0 | 0 | 0 | 0 | 0 | 1.5221 | 0 | 0
LV UMS (Pseudo HH Metered) | 0 | 0 | 0 | 0 | 0 | 1.5221 | 0 | 0
1028. Matrix of applicability of HV service models to tariffs with fixed charges
| HV service model 1 | HV service model 2 | HV service model 3 | HV service model 4 | HV service model 5
HV Medium Non-Domestic | 100% | 0% | 0% | 0% | 0%
HV HH Metered | 100% | 0% | 0% | 0% | 0%
HV Sub HH Metered | 0% | 100% | 0% | 0% | 0%
HV Generation Intermittent | 0% | 0% | 100% | 0% | 0%
HV Generation Non-Intermittent | 0% | 0% | 100% | 0% | 0%
HV Sub Generation Non-Intermittent | 0% | 0% | 100% | 0% | 0%
HV Sub Generation Intermittent | 0% | 0% | 100% | 0% | 0%
1032. Loss adjustment factors to transmission
Source: losses model or loss adjustment factors at time of system peak.
| 132kV | 132kV/EHV | EHV | EHV/HV | HV | HV/LV | LV circuits
Loss adjustment factor | 1.0014 | 1.0029 | 1.0061 | 1.0285 | 1.0467 | 1.0623 | 1.1179
1037. Embedded network (LDNO) discounts
Source: separate price control disaggregation model.
| No discount | LDNO LV: LV user | LDNO HV: LV user | LDNO HV: LV sub user | LDNO HV: HV user
LDNO discount |  | 28.42% | 48.38% | 26.93% | 17.84%
1041. Load profile data for demand users
Source: load data analysis.
| Coincidence factor | Load factor
Domestic Unrestricted | 0.86484 | 0.40892
Domestic Two Rate | 0.83871 | 0.44686
Domestic Off Peak (related MPAN) | 0 | 0.10057
Small Non Domestic Unrestricted | 0.63131 | 0.34014
Small Non Domestic Two Rate | 0.73233 | 0.48421
Small Non Domestic Off Peak (related MPAN) | 0 | 0.22321
LV Medium Non-Domestic | 0.72356 | 0.48214
LV Sub Medium Non-Domestic | 0.72356 | 0.48214
HV Medium Non-Domestic | 0.6738 | 0.42299
LV HH Metered | 0.78843 | 0.56383
LV Sub HH Metered | 0.78843 | 0.56383
HV HH Metered | 0.81822 | 0.70992
HV Sub HH Metered | 0.81822 | 0.70992
NHH UMS | 0.95744 | 0.48157
LV UMS (Pseudo HH Metered) | 0.95744 | 0.48157
1053. Volume forecasts for the charging year
Source: forecast.
Please include MPAN counts for tariffs with no fixed charge (e.g. off-peak tariffs),
but exclude MPANs on tariffs with a fixed charge that are not subject to a fixed charge due to a site grouping arrangement.
| Rate 1 units (MWh) | Rate 2 units (MWh) | Rate 3 units (MWh) | MPANs | Import capacity (kVA) | Reactive power units (MVArh)
> Domestic Unrestricted
Domestic Unrestricted | 5142208.3207 | 0 | 0 | 1438341 | 0 | 0
LDNO LV: Domestic Unrestricted | 4764.087 | 0 | 0 | 3361.2295 | 0 | 0
LDNO HV: Domestic Unrestricted | 11531.275 | 0 | 0 | 5186.1884 | 0 | 0
> Domestic Two Rate
Domestic Two Rate | 3259141.3972 | 1630672.0128 | 0 | 1001738.2 | 0 | 0
LDNO LV: Domestic Two Rate | 694.194 | 256.505 | 0 | 263.1858 | 0 | 0
LDNO HV: Domestic Two Rate | 1023.057 | 372.359 | 0 | 522.2912 | 0 | 0
> Domestic Off Peak (related MPAN)
Domestic Off Peak (related MPAN) | 197499.1686 | 0 | 0 | 45904.5 | 0 | 0
LDNO LV: Domestic Off Peak (related MPAN) | 0 | 0 | 0 | 0 | 0 | 0
LDNO HV: Domestic Off Peak (related MPAN) | 0 | 0 | 0 | 0 | 0 | 0
> Small Non Domestic Unrestricted
Small Non Domestic Unrestricted | 1151325.7986 | 0 | 0 | 92319.05 | 0 | 0
LDNO LV: Small Non Domestic Unrestricted | 679.764 | 0 | 0 | 193.819 | 0 | 0
LDNO HV: Small Non Domestic Unrestricted | 2952.747 | 0 | 0 | 143.8341 | 0 | 0
> Small Non Domestic Two Rate
Small Non Domestic Two Rate | 1654800.9728 | 538662.0938 | 0 | 82628.1 | 0 | 0
LDNO LV: Small Non Domestic Two Rate | 0 | 0 | 0 | 0 | 0 | 0
LDNO HV: Small Non Domestic Two Rate | 241.973 | 76.14 | 0 | 15.3015 | 0 | 0
> Small Non Domestic Off Peak (related MPAN)
Small Non Domestic Off Peak (related MPAN) | 7744.2011 | 0 | 0 | 1020.1 | 0 | 0
LDNO LV: Small Non Domestic Off Peak (related MPAN) | 0 | 0 | 0 | 0 | 0 | 0
LDNO HV: Small Non Domestic Off Peak (related MPAN) | 0 | 0 | 0 | 0 | 0 | 0
> LV Medium Non-Domestic
LV Medium Non-Domestic | 731689.9162 | 196798.5449 | 0 | 7600 | 0 | 0
LDNO LV: LV Medium Non-Domestic | 94.008 | 34.063 | 0 | 2 | 0 | 0
LDNO HV: LV Medium Non-Domestic | 2101.132 | 463.951 | 0 | 27 | 0 | 0
> LV Sub Medium Non-Domestic
LV Sub Medium Non-Domestic | 0 | 0 | 0 | 0 | 0 | 0
> HV Medium Non-Domestic
HV Medium Non-Domestic | 26978.9792 | 8111.4274 | 0 | 240 | 0 | 0
> LV HH Metered
LV HH Metered | 321276.6811 | 1270523.9469 | 1369520.2263 | 7630 | 1500000 | 353581.24
LDNO LV: LV HH Metered | 0 | 0 | 0 | 0 | 0 | 0
LDNO HV: LV HH Metered | 2434.6034 | 9717.2418 | 10729.8003 | 39 | 13300 | 1310.1779
> LV Sub HH Metered
LV Sub HH Metered | 542.4658 | 2130.924 | 2156.6504 | 17 | 8800 | 12.485
LDNO HV: LV Sub HH Metered | 0 | 0 | 0 | 0 | 0 | 0
> HV HH Metered
HV HH Metered | 806877.6061 | 3099885.0982 | 4219008.3306 | 2855 | 2610000 | 794302.279
LDNO HV: HV HH Metered | 845.9989 | 2942.3555 | 2532.3875 | 2 | 1700 | 0
> HV Sub HH Metered
HV Sub HH Metered | 0 | 0 | 0 | 0 | 0 | 0
> NHH UMS
NHH UMS | 89248.8088 | 0 | 0 | 2500 | 0 | 0
LDNO LV: NHH UMS | 31.978 | 0 | 0 | 13 | 0 | 0
LDNO HV: NHH UMS | 245.297 | 0 | 0 | 34 | 0 | 0
> LV UMS (Pseudo HH Metered)
LV UMS (Pseudo HH Metered) | 18264.6652 | 31277.5143 | 259566.0801 | 15 | 0 | 0
LDNO LV: LV UMS (Pseudo HH Metered) | 0 | 0 | 0 | 0 | 0 | 0
LDNO HV: LV UMS (Pseudo HH Metered) | 0 | 0 | 0 | 0 | 0 | 0
> LV Generation NHH
LV Generation NHH | 569.796 | 0 | 0 | 75 | 0 | 0
LDNO LV: LV Generation NHH | 0 | 0 | 0 | 6 | 0 | 0
LDNO HV: LV Generation NHH | 0 | 0 | 0 | 0 | 0 | 0
> LV Sub Generation NHH
LV Sub Generation NHH | 0 | 0 | 0 | 0 | 0 | 0
LDNO HV: LV Sub Generation NHH | 0 | 0 | 0 | 0 | 0 | 0
> LV Generation Intermittent
LV Generation Intermittent | 730.622 | 0 | 0 | 3 | 0 | 25.541
LDNO LV: LV Generation Intermittent | 0 | 0 | 0 | 0 | 0 | 0
LDNO HV: LV Generation Intermittent | 0 | 0 | 0 | 0 | 0 | 0
> LV Generation Non-Intermittent
LV Generation Non-Intermittent | 155.759 | 512.123 | 744.923 | 8 | 0 | 6.235
LDNO LV: LV Generation Non-Intermittent | 0 | 0 | 0 | 0 | 0 | 0
LDNO HV: LV Generation Non-Intermittent | 0 | 0 | 0 | 0 | 0 | 0
> LV Sub Generation Intermittent
LV Sub Generation Intermittent | 0 | 0 | 0 | 0 | 0 | 0
LDNO HV: LV Sub Generation Intermittent | 0 | 0 | 0 | 0 | 0 | 0
> LV Sub Generation Non-Intermittent
LV Sub Generation Non-Intermittent | 0 | 0 | 0 | 0 | 0 | 0
LDNO HV: LV Sub Generation Non-Intermittent | 0 | 0 | 0 | 0 | 0 | 0
> HV Generation Intermittent
HV Generation Intermittent | 2864.99 | 0 | 0 | 2 | 0 | 1.318
LDNO HV: HV Generation Intermittent | 0 | 0 | 0 | 0 | 0 | 0
> HV Generation Non-Intermittent
HV Generation Non-Intermittent | 54602.453 | 173038.854 | 349225.138 | 128 | 0 | 958.69
LDNO HV: HV Generation Non-Intermittent | 0 | 0 | 0 | 0 | 0 | 0
> HV Sub Generation Non-Intermittent
HV Sub Generation Non-Intermittent | 7528.975 | 25660.074 | 53327.679 | 4 | 0 | 0
> HV Sub Generation Intermittent
HV Sub Generation Intermittent | 790.476 | 0 | 0 | 1 | 0 | 0
1055. Transmission exit charges (£/year)
Source: forecast.
Transmission exit
Transmission exit charges (£/year) | 25405713.9775
1059. Other expenditure
| Direct cost (£/year) | Indirect cost (£/year) | Indirect cost proportion | Network rates (£/year)
Other expenditure | 30559689.0187 | 129571394.7145 | 60% | 33801000
1060. Customer contributions under current connection charging policy
Source: analysis of expenditure data and/or survey of capital expenditure schemes.
Customer contribution percentages by network level of supply and by asset network level.
These proportions should reflect the current connection charging method, not necessarily the method that was in place when the connection was built.
| Assets 132kV | Assets 132kV/EHV | Assets EHV | Assets EHV/HV | Assets 132kV/HV | Assets HV | Assets HV/LV | Assets LV circuits
LV network | 0% | 0% | 0% | 0% | 0% | 47.91% | 70.89% | 93.87%
LV substation | 0% | 0% | 0% | 0% | 0% | 47.91% | 70.89%
HV network | 0% | 0% | 6.542% | 35.16% | 35.16% | 63.78%
HV substation | 0% | 0% | 6.542% | 35.16%
1061. Average split of rate 1 units by distribution time band
Source: load data analysis.
This table relates to the first TPR or charging period for each tariff.
Each line relates to a different user type and tariff structure.
For each user type and tariff structure, the figure entered against each of the time bands used for network analysis is
the proportion of the units recorded on the relevant TPR or within the relevant charging period that would fall with each time band.
| Red | Amber | Green
Domestic Two Rate | 15.33% | 40.83% | 43.85%
Domestic Off Peak (related MPAN) | 2.527% | 32.85% | 64.62%
Small Non Domestic Two Rate | 12.77% | 51.37% | 35.86%
Small Non Domestic Off Peak (related MPAN) | 1.696% | 19.38% | 78.92%
LV Medium Non-Domestic | 13.66% | 54.7% | 31.63%
LV Sub Medium Non-Domestic | 13.66% | 54.7% | 31.63%
HV Medium Non-Domestic | 13.42% | 57.86% | 28.72%
1062. Average split of rate 2 units by distribution time band
Source: load data analysis.
This table relates to the second TPR or charging period for each tariff.
See notes on table 1061.
| Red | Amber | Green
Domestic Two Rate | 0% | 0% | 100%
Small Non Domestic Two Rate | 0% | 0% | 100%
LV Medium Non-Domestic | 0% | 0% | 100%
LV Sub Medium Non-Domestic | 0% | 0% | 100%
HV Medium Non-Domestic | 0% | 0% | 100%
1068. Typical annual hours by distribution time band
Source: definition of distribution time bands.
The figures in this table will be automatically adjusted to match the number of days in the charging period.
| Red | Amber | Green
Annual hours | 783 | 2740.5 | 5236.5
1069. Peaking probabilities by network level
Source: operational data analysis.
| Red | Amber | Green
GSPs | 100% | 0% | 0%
132kV | 80.25% | 18.4% | 1.342%
132kV/EHV | 80.25% | 18.4% | 1.342%
EHV | 66.48% | 29.55% | 3.967%
EHV/HV | 66.48% | 29.55% | 3.967%
132kV/HV | 80.25% | 18.4% | 1.342%
HV | 66.48% | 29.55% | 3.967%
HV/LV | 66.48% | 29.55% | 3.967%
LV circuits | 66.48% | 29.55% | 3.967%
1076. Target revenue
Source: forecast.
| Allowed revenue (£/year) | Pass-through charges (£/year) | Adjustment for previous year's under (over) recovery (£/year) | Revenue raised outside this model (£/year)
Target revenue | 430680000 | 0 | 0 | 9970292.7935
1092. Average kVAr by kVA, by network level
Source: analysis of operational data.
This is the average of MVAr/MVA or SQRT(1-PF^2) across relevant network elements.
| GSPs | 132kV | 132kV/EHV | EHV | EHV/HV | 132kV/HV | HV | HV/LV | LV circuits
Average kVAr by kVA, by network level | 0.29066 | 0.29066 | 0.29066 | 0.29066 | 0.29066 | 0.29066 | 0.29066 | 0.29066 | 0.29066
1201. Current tariff information
| Current revenues if known (£/year) | Current Unit rate 1 p/kWh | Current Unit rate 2 p/kWh | Current Unit rate 3 p/kWh | Current Fixed charge p/MPAN/day | Current Capacity charge p/kVA/day | Current Reactive power charge p/kVArh
Domestic Unrestricted | 130826862
Domestic Two Rate | 15098369
Domestic Off Peak (related MPAN) | 146557
Small Non Domestic Unrestricted | 29063999
Small Non Domestic Two Rate | 6925425
Small Non Domestic Off Peak (related MPAN)
LV Medium Non-Domestic | 19761662
LV Sub Medium Non-Domestic | 733648
HV Medium Non-Domestic | 266631
LV HH Metered | 22598111 |  |  | 0 |  |  | 0
LV Sub HH Metered | 14598953 |  |  | 0 |  |  | 0
HV HH Metered | 41609304 |  |  | 0 |  |  | 0
HV Sub HH Metered | 6392480 |  |  | 0 |  |  | 0
NHH UMS | 540187
LV UMS (Pseudo HH Metered) | 4899607 |  |  | 0

## (Y+3)
1000. Company, charging year, data version
| Company | Year | Version
Company, charging year, data version | WPD Mid East | 2015/16 | v1
1010. Financial and general assumptions
Sources: financial assumptions; calendar; network model.
These financial assumptions determine the annuity rate applied to convert the asset values of the network model into an annual charge.
| Rate of return | Annualisation period (years) | Annuity proportion for customer-contributed assets | Power factor | Days in the charging period
Financial and general assumptions | 5.6% | 40 |  | 0.95 | 365
1017. Diversity allowance between top and bottom of network level
Source: operational data analysis and/or network model.
The diversity figure against GSP is the diversity between GSP Group (the whole system) and individual GSPs.
The diversity figure against 132kV is the diversity between GSPs (the top of the 132kV network) and 132kV/EHV bulk supply points (the bottom of the 132kV network).
The diversity figure against EHV is the diversity between 132kV/EHV bulk supply points (the top of the EHV network) and EHV/HV primary substations (the bottom of the EHV network).
The diversity figure against HV is the diversity between EHV/HV primary substations (the top of the HV network) and HV/LV substations (the bottom of the HV network).
Diversity allowance between top and bottom of network level
GSPs | 2.471%
132kV | 4.501%
132kV/EHV
EHV | 7.902%
EHV/HV
HV | 34%
HV/LV
LV circuits
1018. Proportion of relevant load going through 132kV/HV direct transformation
132kV/HV
EHV/HV | 7.504%
1019. Network model GSP peak demand (MW)
Network model GSP peak demand (MW)
Network model GSP peak demand (MW) | 500
1020. Gross asset cost by network level (£)
Gross assets £
132kV | 124611432.3485
132kV/EHV | 34718771.2433
EHV | 34861445.9836
EHV/HV | 64781539.0128
132kV/HV | 5771606.0955
HV | 110293479.9975
HV/LV | 77609781.8994
LV circuits | 80676216.9519
1022. LV service model asset cost (£)
| LV service model 1 | LV service model 2 | LV service model 3 | LV service model 4 | LV service model 5 | LV service model 6 | LV service model 7 | LV service model 8
LV service model asset cost (£) | 10402.8355 | 770.2993 | 1817.0465 | 1817.0465 | 1817.0465 | 200.9083 | 0 | 0
1023. HV service model asset cost (£)
| HV service model 1 | HV service model 2 | HV service model 3 | HV service model 4 | HV service model 5
HV service model asset cost (£) | 18272.1947 | 18272.1947 | 3137.0361 | 0 | 0
1025. Matrix of applicability of LV service models to tariffs with fixed charges
| LV service model 1 | LV service model 2 | LV service model 3 | LV service model 4 | LV service model 5 | LV service model 6 | LV service model 7 | LV service model 8
Domestic Unrestricted | 5% | 0% | 0% | 0% | 0% | 0% | 0% | 0%
Domestic Two Rate | 5% | 0% | 0% | 0% | 0% | 0% | 0% | 0%
Small Non Domestic Unrestricted | 0% | 100% | 0% | 0% | 0% | 0% | 0% | 0%
Small Non Domestic Two Rate | 0% | 100% | 0% | 0% | 0% | 0% | 0% | 0%
LV Medium Non-Domestic | 0% | 0% | 100% | 0% | 0% | 0% | 0% | 0%
LV Sub Medium Non-Domestic | 0% | 0% | 0% | 0% | 100% | 0% | 0% | 0%
LV HH Metered | 0% | 0% | 0% | 100% | 0% | 0% | 0% | 0%
LV Sub HH Metered | 0% | 0% | 0% | 0% | 100% | 0% | 0% | 0%
LV Generation NHH | 0% | 0% | 0% | 0% | 0% | 0% | 0% | 0%
LV Sub Generation NHH | 0% | 0% | 0% | 0% | 0% | 0% | 0% | 0%
LV Generation Intermittent | 0% | 0% | 0% | 0% | 0% | 0% | 0% | 0%
LV Generation Non-Intermittent | 0% | 0% | 0% | 0% | 0% | 0% | 0% | 0%
LV Sub Generation Intermittent | 0% | 0% | 0% | 0% | 0% | 0% | 0% | 0%
LV Sub Generation Non-Intermittent | 0% | 0% | 0% | 0% | 0% | 0% | 0% | 0%
1026. Matrix of applicability of LV service models to unmetered tariffs
Source: service models
Proportion of service model involved in connecting load of 1 MWh/year
| LV service model 1 | LV service model 2 | LV service model 3 | LV service model 4 | LV service model 5 | LV service model 6 | LV service model 7 | LV service model 8
NHH UMS | 0 | 0 | 0 | 0 | 0 | 1.5221 | 0 | 0
LV UMS (Pseudo HH Metered) | 0 | 0 | 0 | 0 | 0 | 1.5221 | 0 | 0
1028. Matrix of applicability of HV service models to tariffs with fixed charges
| HV service model 1 | HV service model 2 | HV service model 3 | HV service model 4 | HV service model 5
HV Medium Non-Domestic | 100% | 0% | 0% | 0% | 0%
HV HH Metered | 100% | 0% | 0% | 0% | 0%
HV Sub HH Metered | 0% | 100% | 0% | 0% | 0%
HV Generation Intermittent | 0% | 0% | 100% | 0% | 0%
HV Generation Non-Intermittent | 0% | 0% | 100% | 0% | 0%
HV Sub Generation Non-Intermittent | 0% | 0% | 100% | 0% | 0%
HV Sub Generation Intermittent | 0% | 0% | 100% | 0% | 0%
1032. Loss adjustment factors to transmission
Source: losses model or loss adjustment factors at time of system peak.
| 132kV | 132kV/EHV | EHV | EHV/HV | HV | HV/LV | LV circuits
Loss adjustment factor | 1.0014 | 1.0029 | 1.0061 | 1.0285 | 1.0467 | 1.0623 | 1.1179
1037. Embedded network (LDNO) discounts
Source: separate price control disaggregation model.
| No discount | LDNO LV: LV user | LDNO HV: LV user | LDNO HV: LV sub user | LDNO HV: HV user
LDNO discount |  | 28.42% | 48.38% | 26.93% | 17.84%
1041. Load profile data for demand users
Source: load data analysis.
| Coincidence factor | Load factor
Domestic Unrestricted | 0.86484 | 0.40892
Domestic Two Rate | 0.83871 | 0.44686
Domestic Off Peak (related MPAN) | 0 | 0.10057
Small Non Domestic Unrestricted | 0.63131 | 0.34014
Small Non Domestic Two Rate | 0.73233 | 0.48421
Small Non Domestic Off Peak (related MPAN) | 0 | 0.22321
LV Medium Non-Domestic | 0.72356 | 0.48214
LV Sub Medium Non-Domestic | 0.72356 | 0.48214
HV Medium Non-Domestic | 0.6738 | 0.42299
LV HH Metered | 0.78843 | 0.56383
LV Sub HH Metered | 0.78843 | 0.56383
HV HH Metered | 0.81822 | 0.70992
HV Sub HH Metered | 0.81822 | 0.70992
NHH UMS | 0.95744 | 0.48157
LV UMS (Pseudo HH Metered) | 0.95744 | 0.48157
1053. Volume forecasts for the charging year
Source: forecast.
Please include MPAN counts for tariffs with no fixed charge (e.g. off-peak tariffs),
but exclude MPANs on tariffs with a fixed charge that are not subject to a fixed charge due to a site grouping arrangement.
| Rate 1 units (MWh) | Rate 2 units (MWh) | Rate 3 units (MWh) | MPANs | Import capacity (kVA) | Reactive power units (MVArh)
> Domestic Unrestricted
Domestic Unrestricted | 5142208.3207 | 0 | 0 | 1452724.41 | 0 | 0
LDNO LV: Domestic Unrestricted | 4764.087 | 0 | 0 | 3394.8418 | 0 | 0
LDNO HV: Domestic Unrestricted | 11531.275 | 0 | 0 | 5238.0503 | 0 | 0
> Domestic Two Rate
Domestic Two Rate | 3259141.3972 | 1630672.0128 | 0 | 1011755.582 | 0 | 0
LDNO LV: Domestic Two Rate | 694.194 | 256.505 | 0 | 265.8177 | 0 | 0
LDNO HV: Domestic Two Rate | 1023.057 | 372.359 | 0 | 527.5141 | 0 | 0
> Domestic Off Peak (related MPAN)
Domestic Off Peak (related MPAN) | 197499.1686 | 0 | 0 | 46363.545 | 0 | 0
LDNO LV: Domestic Off Peak (related MPAN) | 0 | 0 | 0 | 0 | 0 | 0
LDNO HV: Domestic Off Peak (related MPAN) | 0 | 0 | 0 | 0 | 0 | 0
> Small Non Domestic Unrestricted
Small Non Domestic Unrestricted | 1151325.7986 | 0 | 0 | 93242.2405 | 0 | 0
LDNO LV: Small Non Domestic Unrestricted | 679.764 | 0 | 0 | 195.7572 | 0 | 0
LDNO HV: Small Non Domestic Unrestricted | 2952.747 | 0 | 0 | 145.2724 | 0 | 0
> Small Non Domestic Two Rate
Small Non Domestic Two Rate | 1654800.9728 | 538662.0938 | 0 | 83454.381 | 0 | 0
LDNO LV: Small Non Domestic Two Rate | 0 | 0 | 0 | 0 | 0 | 0
LDNO HV: Small Non Domestic Two Rate | 241.973 | 76.14 | 0 | 15.4545 | 0 | 0
> Small Non Domestic Off Peak (related MPAN)
Small Non Domestic Off Peak (related MPAN) | 7744.2011 | 0 | 0 | 1030.301 | 0 | 0
LDNO LV: Small Non Domestic Off Peak (related MPAN) | 0 | 0 | 0 | 0 | 0 | 0
LDNO HV: Small Non Domestic Off Peak (related MPAN) | 0 | 0 | 0 | 0 | 0 | 0
> LV Medium Non-Domestic
LV Medium Non-Domestic | 731689.9162 | 196798.5449 | 0 | 7600 | 0 | 0
LDNO LV: LV Medium Non-Domestic | 94.008 | 34.063 | 0 | 2 | 0 | 0
LDNO HV: LV Medium Non-Domestic | 2101.132 | 463.951 | 0 | 27 | 0 | 0
> LV Sub Medium Non-Domestic
LV Sub Medium Non-Domestic | 0 | 0 | 0 | 0 | 0 | 0
> HV Medium Non-Domestic
HV Medium Non-Domestic | 26978.9792 | 8111.4274 | 0 | 240 | 0 | 0
> LV HH Metered
LV HH Metered | 321276.6811 | 1270523.9469 | 1369520.2263 | 7630 | 1500000 | 353581.24
LDNO LV: LV HH Metered | 0 | 0 | 0 | 0 | 0 | 0
LDNO HV: LV HH Metered | 2434.6034 | 9717.2418 | 10729.8003 | 39 | 13300 | 1310.1779
> LV Sub HH Metered
LV Sub HH Metered | 542.4658 | 2130.924 | 2156.6504 | 17 | 8800 | 12.485
LDNO HV: LV Sub HH Metered | 0 | 0 | 0 | 0 | 0 | 0
> HV HH Metered
HV HH Metered | 806877.6061 | 3099885.0982 | 4219008.3306 | 2855 | 2610000 | 794302.279
LDNO HV: HV HH Metered | 845.9989 | 2942.3555 | 2532.3875 | 2 | 1700 | 0
> HV Sub HH Metered
HV Sub HH Metered | 0 | 0 | 0 | 0 | 0 | 0
> NHH UMS
NHH UMS | 89248.8088 | 0 | 0 | 2500 | 0 | 0
LDNO LV: NHH UMS | 31.978 | 0 | 0 | 13 | 0 | 0
LDNO HV: NHH UMS | 245.297 | 0 | 0 | 34 | 0 | 0
> LV UMS (Pseudo HH Metered)
LV UMS (Pseudo HH Metered) | 18264.6652 | 31277.5143 | 259566.0801 | 15 | 0 | 0
LDNO LV: LV UMS (Pseudo HH Metered) | 0 | 0 | 0 | 0 | 0 | 0
LDNO HV: LV UMS (Pseudo HH Metered) | 0 | 0 | 0 | 0 | 0 | 0
> LV Generation NHH
LV Generation NHH | 569.796 | 0 | 0 | 75 | 0 | 0
LDNO LV: LV Generation NHH | 0 | 0 | 0 | 6 | 0 | 0
LDNO HV: LV Generation NHH | 0 | 0 | 0 | 0 | 0 | 0
> LV Sub Generation NHH
LV Sub Generation NHH | 0 | 0 | 0 | 0 | 0 | 0
LDNO HV: LV Sub Generation NHH | 0 | 0 | 0 | 0 | 0 | 0
> LV Generation Intermittent
LV Generation Intermittent | 730.622 | 0 | 0 | 3 | 0 | 25.541
LDNO LV: LV Generation Intermittent | 0 | 0 | 0 | 0 | 0 | 0
LDNO HV: LV Generation Intermittent | 0 | 0 | 0 | 0 | 0 | 0
> LV Generation Non-Intermittent
LV Generation Non-Intermittent | 155.759 | 512.123 | 744.923 | 8 | 0 | 6.235
LDNO LV: LV Generation Non-Intermittent | 0 | 0 | 0 | 0 | 0 | 0
LDNO HV: LV Generation Non-Intermittent | 0 | 0 | 0 | 0 | 0 | 0
> LV Sub Generation Intermittent
LV Sub Generation Intermittent | 0 | 0 | 0 | 0 | 0 | 0
LDNO HV: LV Sub Generation Intermittent | 0 | 0 | 0 | 0 | 0 | 0
> LV Sub Generation Non-Intermittent
LV Sub Generation Non-Intermittent | 0 | 0 | 0 | 0 | 0 | 0
LDNO HV: LV Sub Generation Non-Intermittent | 0 | 0 | 0 | 0 | 0 | 0
> HV Generation Intermittent
HV Generation Intermittent | 2864.99 | 0 | 0 | 2 | 0 | 1.318
LDNO HV: HV Generation Intermittent | 0 | 0 | 0 | 0 | 0 | 0
> HV Generation Non-Intermittent
HV Generation Non-Intermittent | 54602.453 | 173038.854 | 349225.138 | 128 | 0 | 958.69
LDNO HV: HV Generation Non-Intermittent | 0 | 0 | 0 | 0 | 0 | 0
> HV Sub Generation Non-Intermittent
HV Sub Generation Non-Intermittent | 7528.975 | 25660.074 | 53327.679 | 4 | 0 | 0
> HV Sub Generation Intermittent
HV Sub Generation Intermittent | 790.476 | 0 | 0 | 1 | 0 | 0
1055. Transmission exit charges (£/year)
Source: forecast.
Transmission exit
Transmission exit charges (£/year) | 26235038.3929
1059. Other expenditure
| Direct cost (£/year) | Indirect cost (£/year) | Indirect cost proportion | Network rates (£/year)
Other expenditure | 31323681.2442 | 132810679.5823 | 60% | 34646025
1060. Customer contributions under current connection charging policy
Source: analysis of expenditure data and/or survey of capital expenditure schemes.
Customer contribution percentages by network level of supply and by asset network level.
These proportions should reflect the current connection charging method, not necessarily the method that was in place when the connection was built.
| Assets 132kV | Assets 132kV/EHV | Assets EHV | Assets EHV/HV | Assets 132kV/HV | Assets HV | Assets HV/LV | Assets LV circuits
LV network | 0% | 0% | 0% | 0% | 0% | 47.91% | 70.89% | 93.87%
LV substation | 0% | 0% | 0% | 0% | 0% | 47.91% | 70.89%
HV network | 0% | 0% | 6.542% | 35.16% | 35.16% | 63.78%
HV substation | 0% | 0% | 6.542% | 35.16%
1061. Average split of rate 1 units by distribution time band
Source: load data analysis.
This table relates to the first TPR or charging period for each tariff.
Each line relates to a different user type and tariff structure.
For each user type and tariff structure, the figure entered against each of the time bands used for network analysis is
the proportion of the units recorded on the relevant TPR or within the relevant charging period that would fall with each time band.
| Red | Amber | Green
Domestic Two Rate | 15.33% | 40.83% | 43.85%
Domestic Off Peak (related MPAN) | 2.527% | 32.85% | 64.62%
Small Non Domestic Two Rate | 12.77% | 51.37% | 35.86%
Small Non Domestic Off Peak (related MPAN) | 1.696% | 19.38% | 78.92%
LV Medium Non-Domestic | 13.66% | 54.7% | 31.63%
LV Sub Medium Non-Domestic | 13.66% | 54.7% | 31.63%
HV Medium Non-Domestic | 13.42% | 57.86% | 28.72%
1062. Average split of rate 2 units by distribution time band
Source: load data analysis.
This table relates to the second TPR or charging period for each tariff.
See notes on table 1061.
| Red | Amber | Green
Domestic Two Rate | 0% | 0% | 100%
Small Non Domestic Two Rate | 0% | 0% | 100%
LV Medium Non-Domestic | 0% | 0% | 100%
LV Sub Medium Non-Domestic | 0% | 0% | 100%
HV Medium Non-Domestic | 0% | 0% | 100%
1068. Typical annual hours by distribution time band
Source: definition of distribution time bands.
The figures in this table will be automatically adjusted to match the number of days in the charging period.
| Red | Amber | Green
Annual hours | 783 | 2740.5 | 5236.5
1069. Peaking probabilities by network level
Source: operational data analysis.
| Red | Amber | Green
GSPs | 100% | 0% | 0%
132kV | 80.25% | 18.4% | 1.342%
132kV/EHV | 80.25% | 18.4% | 1.342%
EHV | 66.48% | 29.55% | 3.967%
EHV/HV | 66.48% | 29.55% | 3.967%
132kV/HV | 80.25% | 18.4% | 1.342%
HV | 66.48% | 29.55% | 3.967%
HV/LV | 66.48% | 29.55% | 3.967%
LV circuits | 66.48% | 29.55% | 3.967%
1076. Target revenue
Source: forecast.
| Allowed revenue (£/year) | Pass-through charges (£/year) | Adjustment for previous year's under (over) recovery (£/year) | Revenue raised outside this model (£/year)
Target revenue | 441447000 | 0 | 0 | 9970292.7935
1092. Average kVAr by kVA, by network level
Source: analysis of operational data.
This is the average of MVAr/MVA or SQRT(1-PF^2) across relevant network elements.
| GSPs | 132kV | 132kV/EHV | EHV | EHV/HV | 132kV/HV | HV | HV/LV | LV circuits
Average kVAr by kVA, by network level | 0.29066 | 0.29066 | 0.29066 | 0.29066 | 0.29066 | 0.29066 | 0.29066 | 0.29066 | 0.29066
1201. Current tariff information
| Current revenues if known (£/year) | Current Unit rate 1 p/kWh | Current Unit rate 2 p/kWh | Current Unit rate 3 p/kWh | Current Fixed charge p/MPAN/day | Current Capacity charge p/kVA/day | Current Reactive power charge p/kVArh
Domestic Unrestricted | 130826862
Domestic Two Rate | 15098369
Domestic Off Peak (related MPAN) | 146557
Small Non Domestic Unrestricted | 29063999
Small Non Domestic Two Rate | 6925425
Small Non Domestic Off Peak (related MPAN)
LV Medium Non-Domestic | 19761662
LV Sub Medium Non-Domestic | 733648
HV Medium Non-Domestic | 266631
LV HH Metered | 22598111 |  |  | 0 |  |  | 0
LV Sub HH Metered | 14598953 |  |  | 0 |  |  | 0
HV HH Metered | 41609304 |  |  | 0 |  |  | 0
HV Sub HH Metered | 6392480 |  |  | 0 |  |  | 0
NHH UMS | 540187
LV UMS (Pseudo HH Metered) | 4899607 |  |  | 0

## (Y+4)
1000. Company, charging year, data version
| Company | Year | Version
Company, charging year, data version | WPD Mid East | 2015/16 | v1
1010. Financial and general assumptions
Sources: financial assumptions; calendar; network model.
These financial assumptions determine the annuity rate applied to convert the asset values of the network model into an annual charge.
| Rate of return | Annualisation period (years) | Annuity proportion for customer-contributed assets | Power factor | Days in the charging period
Financial and general assumptions | 5.6% | 40 |  | 0.95 | 365
1017. Diversity allowance between top and bottom of network level
Source: operational data analysis and/or network model.
The diversity figure against GSP is the diversity between GSP Group (the whole system) and individual GSPs.
The diversity figure against 132kV is the diversity between GSPs (the top of the 132kV network) and 132kV/EHV bulk supply points (the bottom of the 132kV network).
The diversity figure against EHV is the diversity between 132kV/EHV bulk supply points (the top of the EHV network) and EHV/HV primary substations (the bottom of the EHV network).
The diversity figure against HV is the diversity between EHV/HV primary substations (the top of the HV network) and HV/LV substations (the bottom of the HV network).
Diversity allowance between top and bottom of network level
GSPs | 2.471%
132kV | 4.501%
132kV/EHV
EHV | 7.902%
EHV/HV
HV | 34%
HV/LV
LV circuits
1018. Proportion of relevant load going through 132kV/HV direct transformation
132kV/HV
EHV/HV | 7.504%
1019. Network model GSP peak demand (MW)
Network model GSP peak demand (MW)
Network model GSP peak demand (MW) | 500
1020. Gross asset cost by network level (£)
Gross assets £
132kV | 127726718.1572
132kV/EHV | 35586740.5244
EHV | 35732982.1332
EHV/HV | 66401077.4881
132kV/HV | 5915896.2479
HV | 113050816.9974
HV/LV | 79550026.4469
LV circuits | 82693122.3757
1022. LV service model asset cost (£)
| LV service model 1 | LV service model 2 | LV service model 3 | LV service model 4 | LV service model 5 | LV service model 6 | LV service model 7 | LV service model 8
LV service model asset cost (£) | 10662.9064 | 789.5568 | 1862.4727 | 1862.4727 | 1862.4727 | 205.931 | 0 | 0
1023. HV service model asset cost (£)
| HV service model 1 | HV service model 2 | HV service model 3 | HV service model 4 | HV service model 5
HV service model asset cost (£) | 18728.9996 | 18728.9996 | 3215.462 | 0 | 0
1025. Matrix of applicability of LV service models to tariffs with fixed charges
| LV service model 1 | LV service model 2 | LV service model 3 | LV service model 4 | LV service model 5 | LV service model 6 | LV service model 7 | LV service model 8
Domestic Unrestricted | 5% | 0% | 0% | 0% | 0% | 0% | 0% | 0%
Domestic Two Rate | 5% | 0% | 0% | 0% | 0% | 0% | 0% | 0%
Small Non Domestic Unrestricted | 0% | 100% | 0% | 0% | 0% | 0% | 0% | 0%
Small Non Domestic Two Rate | 0% | 100% | 0% | 0% | 0% | 0% | 0% | 0%
LV Medium Non-Domestic | 0% | 0% | 100% | 0% | 0% | 0% | 0% | 0%
LV Sub Medium Non-Domestic | 0% | 0% | 0% | 0% | 100% | 0% | 0% | 0%
LV HH Metered | 0% | 0% | 0% | 100% | 0% | 0% | 0% | 0%
LV Sub HH Metered | 0% | 0% | 0% | 0% | 100% | 0% | 0% | 0%
LV Generation NHH | 0% | 0% | 0% | 0% | 0% | 0% | 0% | 0%
LV Sub Generation NHH | 0% | 0% | 0% | 0% | 0% | 0% | 0% | 0%
LV Generation Intermittent | 0% | 0% | 0% | 0% | 0% | 0% | 0% | 0%
LV Generation Non-Intermittent | 0% | 0% | 0% | 0% | 0% | 0% | 0% | 0%
LV Sub Generation Intermittent | 0% | 0% | 0% | 0% | 0% | 0% | 0% | 0%
LV Sub Generation Non-Intermittent | 0% | 0% | 0% | 0% | 0% | 0% | 0% | 0%
1026. Matrix of applicability of LV service models to unmetered tariffs
Source: service models
Proportion of service model involved in connecting load of 1 MWh/year
| LV service model 1 | LV service model 2 | LV service model 3 | LV service model 4 | LV service model 5 | LV service model 6 | LV service model 7 | LV service model 8
NHH UMS | 0 | 0 | 0 | 0 | 0 | 1.5221 | 0 | 0
LV UMS (Pseudo HH Metered) | 0 | 0 | 0 | 0 | 0 | 1.5221 | 0 | 0
1028. Matrix of applicability of HV service models to tariffs with fixed charges
| HV service model 1 | HV service model 2 | HV service model 3 | HV service model 4 | HV service model 5
HV Medium Non-Domestic | 100% | 0% | 0% | 0% | 0%
HV HH Metered | 100% | 0% | 0% | 0% | 0%
HV Sub HH Metered | 0% | 100% | 0% | 0% | 0%
HV Generation Intermittent | 0% | 0% | 100% | 0% | 0%
HV Generation Non-Intermittent | 0% | 0% | 100% | 0% | 0%
HV Sub Generation Non-Intermittent | 0% | 0% | 100% | 0% | 0%
HV Sub Generation Intermittent | 0% | 0% | 100% | 0% | 0%
1032. Loss adjustment factors to transmission
Source: losses model or loss adjustment factors at time of system peak.
| 132kV | 132kV/EHV | EHV | EHV/HV | HV | HV/LV | LV circuits
Loss adjustment factor | 1.0014 | 1.0029 | 1.0061 | 1.0285 | 1.0467 | 1.0623 | 1.1179
1037. Embedded network (LDNO) discounts
Source: separate price control disaggregation model.
| No discount | LDNO LV: LV user | LDNO HV: LV user | LDNO HV: LV sub user | LDNO HV: HV user
LDNO discount |  | 28.42% | 48.38% | 26.93% | 17.84%
1041. Load profile data for demand users
Source: load data analysis.
| Coincidence factor | Load factor
Domestic Unrestricted | 0.86484 | 0.40892
Domestic Two Rate | 0.83871 | 0.44686
Domestic Off Peak (related MPAN) | 0 | 0.10057
Small Non Domestic Unrestricted | 0.63131 | 0.34014
Small Non Domestic Two Rate | 0.73233 | 0.48421
Small Non Domestic Off Peak (related MPAN) | 0 | 0.22321
LV Medium Non-Domestic | 0.72356 | 0.48214
LV Sub Medium Non-Domestic | 0.72356 | 0.48214
HV Medium Non-Domestic | 0.6738 | 0.42299
LV HH Metered | 0.78843 | 0.56383
LV Sub HH Metered | 0.78843 | 0.56383
HV HH Metered | 0.81822 | 0.70992
HV Sub HH Metered | 0.81822 | 0.70992
NHH UMS | 0.95744 | 0.48157
LV UMS (Pseudo HH Metered) | 0.95744 | 0.48157
1053. Volume forecasts for the charging year
Source: forecast.
Please include MPAN counts for tariffs with no fixed charge (e.g. off-peak tariffs),
but exclude MPANs on tariffs with a fixed charge that are not subject to a fixed charge due to a site grouping arrangement.
| Rate 1 units (MWh) | Rate 2 units (MWh) | Rate 3 units (MWh) | MPANs | Import capacity (kVA) | Reactive power units (MVArh)
> Domestic Unrestricted
Domestic Unrestricted | 5142208.3207 | 0 | 0 | 1467251.6541 | 0 | 0
LDNO LV: Domestic Unrestricted | 4764.087 | 0 | 0 | 3428.7902 | 0 | 0
LDNO HV: Domestic Unrestricted | 11531.275 | 0 | 0 | 5290.4308 | 0 | 0
> Domestic Two Rate
Domestic Two Rate | 3259141.3972 | 1630672.0128 | 0 | 1021873.1378 | 0 | 0
LDNO LV: Domestic Two Rate | 694.194 | 256.505 | 0 | 268.4758 | 0 | 0
LDNO HV: Domestic Two Rate | 1023.057 | 372.359 | 0 | 532.7893 | 0 | 0
> Domestic Off Peak (related MPAN)
Domestic Off Peak (related MPAN) | 197499.1686 | 0 | 0 | 46827.1804 | 0 | 0
LDNO LV: Domestic Off Peak (related MPAN) | 0 | 0 | 0 | 0 | 0 | 0
LDNO HV: Domestic Off Peak (related MPAN) | 0 | 0 | 0 | 0 | 0 | 0
> Small Non Domestic Unrestricted
Small Non Domestic Unrestricted | 1151325.7986 | 0 | 0 | 94174.6629 | 0 | 0
LDNO LV: Small Non Domestic Unrestricted | 679.764 | 0 | 0 | 197.7148 | 0 | 0
LDNO HV: Small Non Domestic Unrestricted | 2952.747 | 0 | 0 | 146.7252 | 0 | 0
> Small Non Domestic Two Rate
Small Non Domestic Two Rate | 1654800.9728 | 538662.0938 | 0 | 84288.9248 | 0 | 0
LDNO LV: Small Non Domestic Two Rate | 0 | 0 | 0 | 0 | 0 | 0
LDNO HV: Small Non Domestic Two Rate | 241.973 | 76.14 | 0 | 15.6091 | 0 | 0
> Small Non Domestic Off Peak (related MPAN)
Small Non Domestic Off Peak (related MPAN) | 7744.2011 | 0 | 0 | 1040.604 | 0 | 0
LDNO LV: Small Non Domestic Off Peak (related MPAN) | 0 | 0 | 0 | 0 | 0 | 0
LDNO HV: Small Non Domestic Off Peak (related MPAN) | 0 | 0 | 0 | 0 | 0 | 0
> LV Medium Non-Domestic
LV Medium Non-Domestic | 731689.9162 | 196798.5449 | 0 | 7600 | 0 | 0
LDNO LV: LV Medium Non-Domestic | 94.008 | 34.063 | 0 | 2 | 0 | 0
LDNO HV: LV Medium Non-Domestic | 2101.132 | 463.951 | 0 | 27 | 0 | 0
> LV Sub Medium Non-Domestic
LV Sub Medium Non-Domestic | 0 | 0 | 0 | 0 | 0 | 0
> HV Medium Non-Domestic
HV Medium Non-Domestic | 26978.9792 | 8111.4274 | 0 | 240 | 0 | 0
> LV HH Metered
LV HH Metered | 321276.6811 | 1270523.9469 | 1369520.2263 | 7630 | 1500000 | 353581.24
LDNO LV: LV HH Metered | 0 | 0 | 0 | 0 | 0 | 0
LDNO HV: LV HH Metered | 2434.6034 | 9717.2418 | 10729.8003 | 39 | 13300 | 1310.1779
> LV Sub HH Metered
LV Sub HH Metered | 542.4658 | 2130.924 | 2156.6504 | 17 | 8800 | 12.485
LDNO HV: LV Sub HH Metered | 0 | 0 | 0 | 0 | 0 | 0
> HV HH Metered
HV HH Metered | 806877.6061 | 3099885.0982 | 4219008.3306 | 2855 | 2610000 | 794302.279
LDNO HV: HV HH Metered | 845.9989 | 2942.3555 | 2532.3875 | 2 | 1700 | 0
> HV Sub HH Metered
HV Sub HH Metered | 0 | 0 | 0 | 0 | 0 | 0
> NHH UMS
NHH UMS | 89248.8088 | 0 | 0 | 2500 | 0 | 0
LDNO LV: NHH UMS | 31.978 | 0 | 0 | 13 | 0 | 0
LDNO HV: NHH UMS | 245.297 | 0 | 0 | 34 | 0 | 0
> LV UMS (Pseudo HH Metered)
LV UMS (Pseudo HH Metered) | 18264.6652 | 31277.5143 | 259566.0801 | 15 | 0 | 0
LDNO LV: LV UMS (Pseudo HH Metered) | 0 | 0 | 0 | 0 | 0 | 0
LDNO HV: LV UMS (Pseudo HH Metered) | 0 | 0 | 0 | 0 | 0 | 0
> LV Generation NHH
LV Generation NHH | 569.796 | 0 | 0 | 75 | 0 | 0
LDNO LV: LV Generation NHH | 0 | 0 | 0 | 6 | 0 | 0
LDNO HV: LV Generation NHH | 0 | 0 | 0 | 0 | 0 | 0
> LV Sub Generation NHH
LV Sub Generation NHH | 0 | 0 | 0 | 0 | 0 | 0
LDNO HV: LV Sub Generation NHH | 0 | 0 | 0 | 0 | 0 | 0
> LV Generation Intermittent
LV Generation Intermittent | 730.622 | 0 | 0 | 3 | 0 | 25.541
LDNO LV: LV Generation Intermittent | 0 | 0 | 0 | 0 | 0 | 0
LDNO HV: LV Generation Intermittent | 0 | 0 | 0 | 0 | 0 | 0
> LV Generation Non-Intermittent
LV Generation Non-Intermittent | 155.759 | 512.123 | 744.923 | 8 | 0 | 6.235
LDNO LV: LV Generation Non-Intermittent | 0 | 0 | 0 | 0 | 0 | 0
LDNO HV: LV Generation Non-Intermittent | 0 | 0 | 0 | 0 | 0 | 0
> LV Sub Generation Intermittent
LV Sub Generation Intermittent | 0 | 0 | 0 | 0 | 0 | 0
LDNO HV: LV Sub Generation Intermittent | 0 | 0 | 0 | 0 | 0 | 0
> LV Sub Generation Non-Intermittent
LV Sub Generation Non-Intermittent | 0 | 0 | 0 | 0 | 0 | 0
LDNO HV: LV Sub Generation Non-Intermittent | 0 | 0 | 0 | 0 | 0 | 0
> HV Generation Intermittent
HV Generation Intermittent | 2864.99 | 0 | 0 | 2 | 0 | 1.318
LDNO HV: HV Generation Intermittent | 0 | 0 | 0 | 0 | 0 | 0
> HV Generation Non-Intermittent
HV Generation Non-Intermittent | 54602.453 | 173038.854 | 349225.138 | 128 | 0 | 958.69
LDNO HV: HV Generation Non-Intermittent | 0 | 0 | 0 | 0 | 0 | 0
> HV Sub Generation Non-Intermittent
HV Sub Generation Non-Intermittent | 7528.975 | 25660.074 | 53327.679 | 4 | 0 | 0
> HV Sub Generation Intermittent
HV Sub Generation Intermittent | 790.476 | 0 | 0 | 1 | 0 | 0
1055. Transmission exit charges (£/year)
Source: forecast.
Transmission exit
Transmission exit charges (£/year) | 26235038.3929
1059. Other expenditure
| Direct cost (£/year) | Indirect cost (£/year) | Indirect cost proportion | Network rates (£/year)
Other expenditure | 32106773.2753 | 136130946.5719 | 60% | 34646025
1060. Customer contributions under current connection charging policy
Source: analysis of expenditure data and/or survey of capital expenditure schemes.
Customer contribution percentages by network level of supply and by asset network level.
These proportions should reflect the current connection charging method, not necessarily the method that was in place when the connection was built.
| Assets 132kV | Assets 132kV/EHV | Assets EHV | Assets EHV/HV | Assets 132kV/HV | Assets HV | Assets HV/LV | Assets LV circuits
LV network | 0% | 0% | 0% | 0% | 0% | 47.91% | 70.89% | 93.87%
LV substation | 0% | 0% | 0% | 0% | 0% | 47.91% | 70.89%
HV network | 0% | 0% | 6.542% | 35.16% | 35.16% | 63.78%
HV substation | 0% | 0% | 6.542% | 35.16%
1061. Average split of rate 1 units by distribution time band
Source: load data analysis.
This table relates to the first TPR or charging period for each tariff.
Each line relates to a different user type and tariff structure.
For each user type and tariff structure, the figure entered against each of the time bands used for network analysis is
the proportion of the units recorded on the relevant TPR or within the relevant charging period that would fall with each time band.
| Red | Amber | Green
Domestic Two Rate | 15.33% | 40.83% | 43.85%
Domestic Off Peak (related MPAN) | 2.527% | 32.85% | 64.62%
Small Non Domestic Two Rate | 12.77% | 51.37% | 35.86%
Small Non Domestic Off Peak (related MPAN) | 1.696% | 19.38% | 78.92%
LV Medium Non-Domestic | 13.66% | 54.7% | 31.63%
LV Sub Medium Non-Domestic | 13.66% | 54.7% | 31.63%
HV Medium Non-Domestic | 13.42% | 57.86% | 28.72%
1062. Average split of rate 2 units by distribution time band
Source: load data analysis.
This table relates to the second TPR or charging period for each tariff.
See notes on table 1061.
| Red | Amber | Green
Domestic Two Rate | 0% | 0% | 100%
Small Non Domestic Two Rate | 0% | 0% | 100%
LV Medium Non-Domestic | 0% | 0% | 100%
LV Sub Medium Non-Domestic | 0% | 0% | 100%
HV Medium Non-Domestic | 0% | 0% | 100%
1068. Typical annual hours by distribution time band
Source: definition of distribution time bands.
The figures in this table will be automatically adjusted to match the number of days in the charging period.
| Red | Amber | Green
Annual hours | 783 | 2740.5 | 5236.5
1069. Peaking probabilities by network level
Source: operational data analysis.
| Red | Amber | Green
GSPs | 100% | 0% | 0%
132kV | 80.25% | 18.4% | 1.342%
132kV/EHV | 80.25% | 18.4% | 1.342%
EHV | 66.48% | 29.55% | 3.967%
EHV/HV | 66.48% | 29.55% | 3.967%
132kV/HV | 80.25% | 18.4% | 1.342%
HV | 66.48% | 29.55% | 3.967%
HV/LV | 66.48% | 29.55% | 3.967%
LV circuits | 66.48% | 29.55% | 3.967%
1076. Target revenue
Source: forecast.
| Allowed revenue (£/year) | Pass-through charges (£/year) | Adjustment for previous year's under (over) recovery (£/year) | Revenue raised outside this model (£/year)
Target revenue | 452483175 | 0 | 0 | 9970292.7935
1092. Average kVAr by kVA, by network level
Source: analysis of operational data.
This is the average of MVAr/MVA or SQRT(1-PF^2) across relevant network elements.
| GSPs | 132kV | 132kV/EHV | EHV | EHV/HV | 132kV/HV | HV | HV/LV | LV circuits
Average kVAr by kVA, by network level | 0.29066 | 0.29066 | 0.29066 | 0.29066 | 0.29066 | 0.29066 | 0.29066 | 0.29066 | 0.29066
1201. Current tariff information
| Current revenues if known (£/year) | Current Unit rate 1 p/kWh | Current Unit rate 2 p/kWh | Current Unit rate 3 p/kWh | Current Fixed charge p/MPAN/day | Current Capacity charge p/kVA/day | Current Reactive power charge p/kVArh
Domestic Unrestricted | 130826862
Domestic Two Rate | 15098369
Domestic Off Peak (related MPAN) | 146557
Small Non Domestic Unrestricted | 29063999
Small Non Domestic Two Rate | 6925425
Small Non Domestic Off Peak (related MPAN)
LV Medium Non-Domestic | 19761662
LV Sub Medium Non-Domestic | 733648
HV Medium Non-Domestic | 266631
LV HH Metered | 22598111 |  |  | 0 |  |  | 0
LV Sub HH Metered | 14598953 |  |  | 0 |  |  | 0
HV HH Metered | 41609304 |  |  | 0 |  |  | 0
HV Sub HH Metered | 6392480 |  |  | 0 |  |  | 0
NHH UMS | 540187
LV UMS (Pseudo HH Metered) | 4899607 |  |  | 0

## Tariffs
WPD Mid East - 5 Year Tariff Summary
|  | Shortcut |  | Note: These tariffs are based on the assumptions set out in the CDCM forecast Data and CDCM Volume Forecast sheets. If the assumptions in these sheets have been changed, the tariffs can be updated by pressing the button below.
| Year 0: | 2012/13
| Year 1: | 2013/14
| Year 2: | 2014/15
| Year 3: | 2015/16
| Year 4: | 2016/17
Tariffs for Charging Year: 2012/13
|  | Open LLFCs | PCs | Unit rate 1 p/kWh | Unit rate 2 p/kWh | Unit rate 3 p/kWh | Fixed charge p/MPAN/day | Capacity charge p/kVA/day | Reactive power charge p/kVArh | Closed LLFCs
| Domestic Unrestricted | 1 | 1 | 1.931 | 0 | 0 | 3.72 | 0 | 0
| Domestic Two Rate | 3 | 2 | 2.413 | 0.057 | 0 | 3.72 | 0 | 0 | 4,8
| Domestic Off Peak (related MPAN) | 11 | 2 | 0.418 | 0 | 0 | 0 | 0 | 0 | 900
| Small Non Domestic Unrestricted | 13 | 3 | 1.695 | 0 | 0 | 5 | 0 | 0 | 22,34,43
| Small Non Domestic Two Rate | 37 | 4 | 1.861 | 0.049 | 0 | 5 | 0 | 0 | 16, 28,31,49,52
| Small Non Domestic Off Peak (related MPAN) | 901 | 4 | 0.277 | 0 | 0 | 0 | 0 | 0
| LV Medium Non-Domestic | 81 | 5-8 | 1.763 | 0.043 | 0 | 31.18 | 0 | 0 | 83,85
| LV Sub Medium Non-Domestic | 80 | 5-8 | 1.242 | 0.029 | 0 | 9.31 | 0 | 0
| HV Medium Non-Domestic | Not available to new MPANS | 5-8 | 1.063 | 0.014 | 0 | 253.83 | 0 | 0 | 90
| LV HH Metered | 58, 990 | 0 | 8.255 | 0.569 | 0.033 | 9.31 | 2.21 | 0.314
| LV Sub HH Metered | 59 | 0 | 6.683 | 0.409 | 0.022 | 9.31 | 3 | 0.256
| HV HH Metered | 60, 991 | 0 | 4.934 | 0.231 | 0.01 | 93.62 | 3.86 | 0.159 | 841, 929
| HV Sub HH Metered | 61 | 0 | 4.403 | 0.178 | 0.007 | 93.62 | 3.2 | 0.144
| NHH UMS | 800, 801, 802, 803 | 1&8 | 2.481 | 0 | 0 | 0 | 0 | 0
| LV UMS (Pseudo HH Metered) | 804 | 0 | 25.432 | 2.479 | 0.686 | 0 | 0 | 0 | 805
| LV Generation NHH | 986 | 8 | -0.771 | 0 | 0 | 0 | 0 | 0
| LV Sub Generation NHH | 970 | 8 | -0.664 | 0 | 0 | 0 | 0 | 0
| LV Generation Intermittent | 971 | 0 | -0.771 | 0 | 0 | 0 | 0 | 0.272
| LV Generation Non-Intermittent | 973 | 0 | -6.353 | -0.592 | -0.035 | 0 | 0 | 0.272
| LV Sub Generation Intermittent | 972 | 0 | -0.664 | 0 | 0 | 0 | 0 | 0.246
| LV Sub Generation Non-Intermittent | 974 | 0 | -5.522 | -0.497 | -0.029 | 0 | 0 | 0.246
| HV Generation Intermittent | 975 | 0 | -0.482 | 0 | 0 | 16.07 | 0 | 0.195
| HV Generation Non-Intermittent | 977 | 0 | -4.153 | -0.328 | -0.017 | 16.07 | 0 | 0.195
| HV Sub Generation Non-Intermittent | 978 | 0 | -3.435 | -0.241 | -0.011 | 16.07 | 0 | 0.147
| HV Sub Generation Intermittent | 976 | 0 | -0.388 | 0 | 0 | 16.07 | 0 | 0.147
| LDNO LV: Domestic Unrestricted | 100 | 1 | 1.3822 | 0 | 0 | 2.6627 | 0 | 0
| LDNO LV: Domestic Two Rate | 101 | 2 | 1.7272 | 0.040799 | 0 | 2.6627 | 0 | 0
| LDNO LV: Domestic Off Peak (related MPAN) | 102 | 2 | 0.29919 | 0 | 0 | 0 | 0 | 0
| LDNO LV: Small Non Domestic Unrestricted | 103 | 3 | 1.2132 | 0 | 0 | 3.5788 | 0 | 0
| LDNO LV: Small Non Domestic Two Rate | 104 | 4 | 1.332 | 0.035073 | 0 | 3.5788 | 0 | 0
| LDNO LV: Small Non Domestic Off Peak (related MPAN) | 105 | 4 | 0.19827 | 0 | 0 | 0 | 0 | 0
| LDNO LV: LV Medium Non-Domestic | 106 | 5-8 | 1.2619 | 0.030778 | 0 | 22.3177 | 0 | 0
| LDNO LV: LV HH Metered | 107 | 0 | 5.9087 | 0.40727 | 0.02362 | 6.6638 | 1.5819 | 0.22475
| LDNO LV: NHH UMS | 108 | 1&8 | 1.7758 | 0 | 0 | 0 | 0 | 0
| LDNO LV: LV UMS (Pseudo HH Metered) | 109 | 0 | 18.2034 | 1.7744 | 0.49102 | 0 | 0 | 0
| LDNO LV: LV Generation NHH | 110 | 8 | -0.771 | 0 | 0 | 0 | 0 | 0
| LDNO LV: LV Generation Intermittent | 111 | 0 | -0.771 | 0 | 0 | 0 | 0 | 0.272
| LDNO LV: LV Generation Non-Intermittent | 112 | 0 | -6.353 | -0.592 | -0.035 | 0 | 0 | 0.272
| LDNO HV: Domestic Unrestricted | 113 | 1 | 0.99672 | 0 | 0 | 1.9201 | 0 | 0
| LDNO HV: Domestic Two Rate | 114 | 2 | 1.2455 | 0.029421 | 0 | 1.9201 | 0 | 0
| LDNO HV: Domestic Off Peak (related MPAN) | 115 | 2 | 0.21576 | 0 | 0 | 0 | 0 | 0
| LDNO HV: Small Non Domestic Unrestricted | 116 | 3 | 0.8749 | 0 | 0 | 2.5808 | 0 | 0
| LDNO HV: Small Non Domestic Two Rate | 117 | 4 | 0.96058 | 0.025292 | 0 | 2.5808 | 0 | 0
| LDNO HV: Small Non Domestic Off Peak (related MPAN) | 118 | 4 | 0.14298 | 0 | 0 | 0 | 0 | 0
| LDNO HV: LV Medium Non-Domestic | 119 | 5-8 | 0.91 | 0.022195 | 0 | 16.094 | 0 | 0
| LDNO HV: LV HH Metered | 120 | 0 | 4.2609 | 0.2937 | 0.017033 | 4.8055 | 1.1407 | 0.16208
| LDNO HV: LV Sub HH Metered | 121 | 0 | 4.8832 | 0.29885 | 0.016075 | 6.8027 | 2.1921 | 0.18706
| LDNO HV: HV HH Metered | 122 | 0 | 4.0536 | 0.18978 | 0.0082157 | 76.9149 | 3.1712 | 0.13063
| LDNO HV: NHH UMS | 123 | 1&8 | 1.2806 | 0 | 0 | 0 | 0 | 0
| LDNO HV: LV UMS (Pseudo HH Metered) | 124 | 0 | 13.1271 | 1.2796 | 0.35409 | 0 | 0 | 0
| LDNO HV: LV Generation NHH | 125 | 8 | -0.771 | 0 | 0 | 0 | 0 | 0
| LDNO HV: LV Sub Generation NHH | 126 | 8 | -0.664 | 0 | 0 | 0 | 0 | 0
| LDNO HV: LV Generation Intermittent | 127 | 0 | -0.771 | 0 | 0 | 0 | 0 | 0.272
| LDNO HV: LV Generation Non-Intermittent | 128 | 0 | -6.353 | -0.592 | -0.035 | 0 | 0 | 0.272
| LDNO HV: LV Sub Generation Intermittent | 129 | 0 | -0.664 | 0 | 0 | 0 | 0 | 0.246
| LDNO HV: LV Sub Generation Non-Intermittent | 130 | 0 | -5.522 | -0.497 | -0.029 | 0 | 0 | 0.246
| LDNO HV: HV Generation Intermittent | 131 | 0 | -0.482 | 0 | 0 | 0 | 0 | 0.195
| LDNO HV: HV Generation Non-Intermittent | 132 | 0 | -4.153 | -0.328 | -0.017 | 0 | 0 | 0.195
Tariffs for Charging Year: 2013/14
|  | Open LLFCs | PCs | Unit rate 1 p/kWh | Unit rate 2 p/kWh | Unit rate 3 p/kWh | Fixed charge p/MPAN/day | Capacity charge p/kVA/day | Reactive power charge p/kVArh | Closed LLFCs
| Domestic Unrestricted | 1 | 1 | 1.764 | 0 | 0 | 3.8 | 0 | 0 | 0
| Domestic Two Rate | 3 | 2 | 2.187 | 0.059 | 0 | 3.8 | 0 | 0 | 4,8
| Domestic Off Peak (related MPAN) | 11 | 2 | 0.398 | 0 | 0 | 0 | 0 | 0 | 900
| Small Non Domestic Unrestricted | 13 | 3 | 1.548 | 0 | 0 | 5.11 | 0 | 0 | 22,34,43
| Small Non Domestic Two Rate | 37 | 4 | 1.704 | 0.05 | 0 | 5.11 | 0 | 0 | 16, 28,31,49,52
| Small Non Domestic Off Peak (related MPAN) | 901 | 4 | 0.264 | 0 | 0 | 0 | 0 | 0 | 0
| LV Medium Non-Domestic | 81 | 5-8 | 1.613 | 0.045 | 0 | 31.91 | 0 | 0 | 83,85
| LV Sub Medium Non-Domestic | 80 | 5-8 | 1.121 | 0.029 | 0 | 9.52 | 0 | 0 | 0
| HV Medium Non-Domestic | Not available to new MPANS | 5-8 | 0.893 | 0.014 | 0 | 259.88 | 0 | 0 | 90
| LV HH Metered | 58, 990 | 0 | 7.154 | 0.583 | 0.034 | 9.52 | 2.26 | 0.282 | 0
| LV Sub HH Metered | 59 | 0 | 5.651 | 0.419 | 0.023 | 9.52 | 3.08 | 0.225 | 0
| HV HH Metered | 60, 991 | 0 | 3.956 | 0.237 | 0.011 | 95.77 | 3.95 | 0.133 | 841, 929
| HV Sub HH Metered | 61 | 0 | 3.452 | 0.182 | 0.007 | 95.77 | 3.28 | 0.118 | 0
| NHH UMS | 800, 801, 802, 803 | 1&8 | 2.339 | 0 | 0 | 0 | 0 | 0 | 0
| LV UMS (Pseudo HH Metered) | 804 | 0 | 22.649 | 2.538 | 0.703 | 0 | 0 | 0 | 805
| LV Generation NHH | 986 | 8 | -0.817 | 0 | 0 | 0 | 0 | 0 | 0
| LV Sub Generation NHH | 970 | 8 | -0.706 | 0 | 0 | 0 | 0 | 0 | 0
| LV Generation Intermittent | 971 | 0 | -0.817 | 0 | 0 | 0 | 0 | 0.286 | 0
| LV Generation Non-Intermittent | 973 | 0 | -6.788 | -0.604 | -0.036 | 0 | 0 | 0.286 | 0
| LV Sub Generation Intermittent | 972 | 0 | -0.706 | 0 | 0 | 0 | 0 | 0.259 | 0
| LV Sub Generation Non-Intermittent | 974 | 0 | -5.925 | -0.507 | -0.029 | 0 | 0 | 0.259 | 0
| HV Generation Intermittent | 975 | 0 | -0.519 | 0 | 0 | 16.44 | 0 | 0.207 | 0
| HV Generation Non-Intermittent | 977 | 0 | -4.524 | -0.334 | -0.018 | 16.44 | 0 | 0.207 | 0
| HV Sub Generation Non-Intermittent | 978 | 0 | -3.786 | -0.246 | -0.011 | 16.44 | 0 | 0.157 | 0
| HV Sub Generation Intermittent | 976 | 0 | -0.422 | 0 | 0 | 16.44 | 0 | 0.157 | 0
| LDNO LV: Domestic Unrestricted | 100 | 1 | 1.2626 | 0 | 0 | 2.7199 | 0 | 0 | 0
| LDNO LV: Domestic Two Rate | 101 | 2 | 1.5654 | 0.04223 | 0 | 2.7199 | 0 | 0 | 0
| LDNO LV: Domestic Off Peak (related MPAN) | 102 | 2 | 0.28488 | 0 | 0 | 0 | 0 | 0 | 0
| LDNO LV: Small Non Domestic Unrestricted | 103 | 3 | 1.108 | 0 | 0 | 3.6576 | 0 | 0 | 0
| LDNO LV: Small Non Domestic Two Rate | 104 | 4 | 1.2197 | 0.035788 | 0 | 3.6576 | 0 | 0 | 0
| LDNO LV: Small Non Domestic Off Peak (related MPAN) | 105 | 4 | 0.18896 | 0 | 0 | 0 | 0 | 0 | 0
| LDNO LV: LV Medium Non-Domestic | 106 | 5-8 | 1.1545 | 0.03221 | 0 | 22.8402 | 0 | 0 | 0
| LDNO LV: LV HH Metered | 107 | 0 | 5.1206 | 0.41729 | 0.024336 | 6.8141 | 1.6176 | 0.20185 | 0
| LDNO LV: NHH UMS | 108 | 1&8 | 1.6742 | 0 | 0 | 0 | 0 | 0 | 0
| LDNO LV: LV UMS (Pseudo HH Metered) | 109 | 0 | 16.2115 | 1.8166 | 0.50319 | 0 | 0 | 0 | 0
| LDNO LV: LV Generation NHH | 110 | 8 | -0.817 | 0 | 0 | 0 | 0 | 0 | 0
| LDNO LV: LV Generation Intermittent | 111 | 0 | -0.817 | 0 | 0 | 0 | 0 | 0.286 | 0
| LDNO LV: LV Generation Non-Intermittent | 112 | 0 | -6.788 | -0.604 | -0.036 | 0 | 0 | 0.286 | 0
| LDNO HV: Domestic Unrestricted | 113 | 1 | 0.91052 | 0 | 0 | 1.9614 | 0 | 0 | 0
| LDNO HV: Domestic Two Rate | 114 | 2 | 1.1289 | 0.030454 | 0 | 1.9614 | 0 | 0 | 0
| LDNO HV: Domestic Off Peak (related MPAN) | 115 | 2 | 0.20543 | 0 | 0 | 0 | 0 | 0 | 0
| LDNO HV: Small Non Domestic Unrestricted | 116 | 3 | 0.79902 | 0 | 0 | 2.6376 | 0 | 0 | 0
| LDNO HV: Small Non Domestic Two Rate | 117 | 4 | 0.87955 | 0.025808 | 0 | 2.6376 | 0 | 0 | 0
| LDNO HV: Small Non Domestic Off Peak (related MPAN) | 118 | 4 | 0.13627 | 0 | 0 | 0 | 0 | 0 | 0
| LDNO HV: LV Medium Non-Domestic | 119 | 5-8 | 0.83258 | 0.023227 | 0 | 16.4709 | 0 | 0 | 0
| LDNO HV: LV HH Metered | 120 | 0 | 3.6927 | 0.30092 | 0.01755 | 4.9139 | 1.1665 | 0.14556 | 0
| LDNO HV: LV Sub HH Metered | 121 | 0 | 4.1291 | 0.30616 | 0.016806 | 6.9562 | 2.2505 | 0.16441 | 0
| LDNO HV: HV HH Metered | 122 | 0 | 3.2501 | 0.19471 | 0.0090372 | 78.6813 | 3.2452 | 0.10927 | 0
| LDNO HV: NHH UMS | 123 | 1&8 | 1.2073 | 0 | 0 | 0 | 0 | 0 | 0
| LDNO HV: LV UMS (Pseudo HH Metered) | 124 | 0 | 11.6906 | 1.31 | 0.36286 | 0 | 0 | 0 | 0
| LDNO HV: LV Generation NHH | 125 | 8 | -0.817 | 0 | 0 | 0 | 0 | 0 | 0
| LDNO HV: LV Sub Generation NHH | 126 | 8 | -0.706 | 0 | 0 | 0 | 0 | 0 | 0
| LDNO HV: LV Generation Intermittent | 127 | 0 | -0.817 | 0 | 0 | 0 | 0 | 0.286 | 0
| LDNO HV: LV Generation Non-Intermittent | 128 | 0 | -6.788 | -0.604 | -0.036 | 0 | 0 | 0.286 | 0
| LDNO HV: LV Sub Generation Intermittent | 129 | 0 | -0.706 | 0 | 0 | 0 | 0 | 0.259 | 0
| LDNO HV: LV Sub Generation Non-Intermittent | 130 | 0 | -5.925 | -0.507 | -0.029 | 0 | 0 | 0.259 | 0
| LDNO HV: HV Generation Intermittent | 131 | 0 | -0.519 | 0 | 0 | 0 | 0 | 0.207 | 0
| LDNO HV: HV Generation Non-Intermittent | 132 | 0 | -4.524 | -0.334 | -0.018 | 0 | 0 | 0.207 | 0
Tariffs for Charging Year: 2014/15
|  | Open LLFCs | PCs | Unit rate 1 p/kWh | Unit rate 2 p/kWh | Unit rate 3 p/kWh | Fixed charge p/MPAN/day | Capacity charge p/kVA/day | Reactive power charge p/kVArh | Closed LLFCs
| Domestic Unrestricted | 1 | 1 | 1.916 | 0 | 0 | 3.87 | 0 | 0 | 0
| Domestic Two Rate | 3 | 2 | 2.385 | 0.061 | 0 | 3.87 | 0 | 0 | 4,8
| Domestic Off Peak (related MPAN) | 11 | 2 | 0.422 | 0 | 0 | 0 | 0 | 0 | 900
| Small Non Domestic Unrestricted | 13 | 3 | 1.681 | 0 | 0 | 5.22 | 0 | 0 | 22,34,43
| Small Non Domestic Two Rate | 37 | 4 | 1.848 | 0.052 | 0 | 5.22 | 0 | 0 | 16, 28,31,49,52
| Small Non Domestic Off Peak (related MPAN) | 901 | 4 | 0.28 | 0 | 0 | 0 | 0 | 0 | 0
| LV Medium Non-Domestic | 81 | 5-8 | 1.751 | 0.046 | 0 | 32.65 | 0 | 0 | 83,85
| LV Sub Medium Non-Domestic | 80 | 5-8 | 1.223 | 0.03 | 0 | 9.74 | 0 | 0 | 0
| HV Medium Non-Domestic | Not available to new MPANS | 5-8 | 1.014 | 0.015 | 0 | 266.06 | 0 | 0 | 90
| LV HH Metered | 58, 990 | 0 | 7.99 | 0.598 | 0.034 | 9.74 | 2.31 | 0.309 | 0
| LV Sub HH Metered | 59 | 0 | 6.396 | 0.429 | 0.023 | 9.74 | 3.15 | 0.25 | 0
| HV HH Metered | 60, 991 | 0 | 4.61 | 0.243 | 0.011 | 97.97 | 4.05 | 0.152 | 841, 929
| HV Sub HH Metered | 61 | 0 | 4.065 | 0.186 | 0.007 | 97.97 | 3.36 | 0.136 | 0
| NHH UMS | 800, 801, 802, 803 | 1&8 | 2.497 | 0 | 0 | 0 | 0 | 0 | 0
| LV UMS (Pseudo HH Metered) | 804 | 0 | 24.925 | 2.599 | 0.719 | 0 | 0 | 0 | 805
| LV Generation NHH | 986 | 8 | -0.85 | 0 | 0 | 0 | 0 | 0 | 0
| LV Sub Generation NHH | 970 | 8 | -0.736 | 0 | 0 | 0 | 0 | 0 | 0
| LV Generation Intermittent | 971 | 0 | -0.85 | 0 | 0 | 0 | 0 | 0.297 | 0
| LV Generation Non-Intermittent | 973 | 0 | -7.103 | -0.619 | -0.037 | 0 | 0 | 0.297 | 0
| LV Sub Generation Intermittent | 972 | 0 | -0.736 | 0 | 0 | 0 | 0 | 0.269 | 0
| LV Sub Generation Non-Intermittent | 974 | 0 | -6.212 | -0.52 | -0.03 | 0 | 0 | 0.269 | 0
| HV Generation Intermittent | 975 | 0 | -0.545 | 0 | 0 | 16.82 | 0 | 0.215 | 0
| HV Generation Non-Intermittent | 977 | 0 | -4.774 | -0.343 | -0.018 | 16.82 | 0 | 0.215 | 0
| HV Sub Generation Non-Intermittent | 978 | 0 | -4.016 | -0.252 | -0.012 | 16.82 | 0 | 0.164 | 0
| HV Sub Generation Intermittent | 976 | 0 | -0.445 | 0 | 0 | 16.82 | 0 | 0.164 | 0
| LDNO LV: Domestic Unrestricted | 100 | 1 | 1.3714 | 0 | 0 | 2.77 | 0 | 0 | 0
| LDNO LV: Domestic Two Rate | 101 | 2 | 1.7071 | 0.043662 | 0 | 2.77 | 0 | 0 | 0
| LDNO LV: Domestic Off Peak (related MPAN) | 102 | 2 | 0.30205 | 0 | 0 | 0 | 0 | 0 | 0
| LDNO LV: Small Non Domestic Unrestricted | 103 | 3 | 1.2032 | 0 | 0 | 3.7363 | 0 | 0 | 0
| LDNO LV: Small Non Domestic Two Rate | 104 | 4 | 1.3227 | 0.03722 | 0 | 3.7363 | 0 | 0 | 0
| LDNO LV: Small Non Domestic Off Peak (related MPAN) | 105 | 4 | 0.20042 | 0 | 0 | 0 | 0 | 0 | 0
| LDNO LV: LV Medium Non-Domestic | 106 | 5-8 | 1.2533 | 0.032925 | 0 | 23.3699 | 0 | 0 | 0
| LDNO LV: LV HH Metered | 107 | 0 | 5.719 | 0.42803 | 0.024336 | 6.9716 | 1.6534 | 0.22117 | 0
| LDNO LV: NHH UMS | 108 | 1&8 | 1.7873 | 0 | 0 | 0 | 0 | 0 | 0
| LDNO LV: LV UMS (Pseudo HH Metered) | 109 | 0 | 17.8406 | 1.8603 | 0.51464 | 0 | 0 | 0 | 0
| LDNO LV: LV Generation NHH | 110 | 8 | -0.85 | 0 | 0 | 0 | 0 | 0 | 0
| LDNO LV: LV Generation Intermittent | 111 | 0 | -0.85 | 0 | 0 | 0 | 0 | 0.297 | 0
| LDNO LV: LV Generation Non-Intermittent | 112 | 0 | -7.103 | -0.619 | -0.037 | 0 | 0 | 0.297 | 0
| LDNO HV: Domestic Unrestricted | 113 | 1 | 0.98897 | 0 | 0 | 1.9976 | 0 | 0 | 0
| LDNO HV: Domestic Two Rate | 114 | 2 | 1.2311 | 0.031486 | 0 | 1.9976 | 0 | 0 | 0
| LDNO HV: Domestic Off Peak (related MPAN) | 115 | 2 | 0.21782 | 0 | 0 | 0 | 0 | 0 | 0
| LDNO HV: Small Non Domestic Unrestricted | 116 | 3 | 0.86767 | 0 | 0 | 2.6944 | 0 | 0 | 0
| LDNO HV: Small Non Domestic Two Rate | 117 | 4 | 0.95387 | 0.026841 | 0 | 2.6944 | 0 | 0 | 0
| LDNO HV: Small Non Domestic Off Peak (related MPAN) | 118 | 4 | 0.14453 | 0 | 0 | 0 | 0 | 0 | 0
| LDNO HV: LV Medium Non-Domestic | 119 | 5-8 | 0.90381 | 0.023744 | 0 | 16.8528 | 0 | 0 | 0
| LDNO HV: LV HH Metered | 120 | 0 | 4.1242 | 0.30867 | 0.01755 | 5.0275 | 1.1923 | 0.1595 | 0
| LDNO HV: LV Sub HH Metered | 121 | 0 | 4.6735 | 0.31347 | 0.016806 | 7.1169 | 2.3017 | 0.18267 | 0
| LDNO HV: HV HH Metered | 122 | 0 | 3.7874 | 0.19964 | 0.0090372 | 80.4887 | 3.3273 | 0.12488 | 0
| LDNO HV: NHH UMS | 123 | 1&8 | 1.2889 | 0 | 0 | 0 | 0 | 0 | 0
| LDNO HV: LV UMS (Pseudo HH Metered) | 124 | 0 | 12.8654 | 1.3415 | 0.37112 | 0 | 0 | 0 | 0
| LDNO HV: LV Generation NHH | 125 | 8 | -0.85 | 0 | 0 | 0 | 0 | 0 | 0
| LDNO HV: LV Sub Generation NHH | 126 | 8 | -0.736 | 0 | 0 | 0 | 0 | 0 | 0
| LDNO HV: LV Generation Intermittent | 127 | 0 | -0.85 | 0 | 0 | 0 | 0 | 0.297 | 0
| LDNO HV: LV Generation Non-Intermittent | 128 | 0 | -7.103 | -0.619 | -0.037 | 0 | 0 | 0.297 | 0
| LDNO HV: LV Sub Generation Intermittent | 129 | 0 | -0.736 | 0 | 0 | 0 | 0 | 0.269 | 0
| LDNO HV: LV Sub Generation Non-Intermittent | 130 | 0 | -6.212 | -0.52 | -0.03 | 0 | 0 | 0.269 | 0
| LDNO HV: HV Generation Intermittent | 131 | 0 | -0.545 | 0 | 0 | 0 | 0 | 0.215 | 0
| LDNO HV: HV Generation Non-Intermittent | 132 | 0 | -4.774 | -0.343 | -0.018 | 0 | 0 | 0.215 | 0
Tariffs for Charging Year: 2015/16
|  | Open LLFCs | PCs | Unit rate 1 p/kWh | Unit rate 2 p/kWh | Unit rate 3 p/kWh | Fixed charge p/MPAN/day | Capacity charge p/kVA/day | Reactive power charge p/kVArh | Closed LLFCs
| Domestic Unrestricted | 1 | 1 | 1.964 | 0 | 0 | 3.95 | 0 | 0 | 0
| Domestic Two Rate | 3 | 2 | 2.445 | 0.062 | 0 | 3.95 | 0 | 0 | 4,8
| Domestic Off Peak (related MPAN) | 11 | 2 | 0.433 | 0 | 0 | 0 | 0 | 0 | 900
| Small Non Domestic Unrestricted | 13 | 3 | 1.724 | 0 | 0 | 5.33 | 0 | 0 | 22,34,43
| Small Non Domestic Two Rate | 37 | 4 | 1.895 | 0.053 | 0 | 5.33 | 0 | 0 | 16, 28,31,49,52
| Small Non Domestic Off Peak (related MPAN) | 901 | 4 | 0.287 | 0 | 0 | 0 | 0 | 0 | 0
| LV Medium Non-Domestic | 81 | 5-8 | 1.795 | 0.047 | 0 | 33.4 | 0 | 0 | 83,85
| LV Sub Medium Non-Domestic | 80 | 5-8 | 1.254 | 0.031 | 0 | 9.97 | 0 | 0 | 0
| HV Medium Non-Domestic | Not available to new MPANS | 5-8 | 1.04 | 0.015 | 0 | 272.39 | 0 | 0 | 90
| LV HH Metered | 58, 990 | 0 | 8.194 | 0.612 | 0.035 | 9.97 | 2.37 | 0.317 | 0
| LV Sub HH Metered | 59 | 0 | 6.561 | 0.44 | 0.024 | 9.97 | 3.23 | 0.256 | 0
| HV HH Metered | 60, 991 | 0 | 4.731 | 0.249 | 0.011 | 100.23 | 4.14 | 0.156 | 841, 929
| HV Sub HH Metered | 61 | 0 | 4.171 | 0.191 | 0.007 | 100.23 | 3.44 | 0.139 | 0
| NHH UMS | 800, 801, 802, 803 | 1&8 | 2.559 | 0 | 0 | 0 | 0 | 0 | 0
| LV UMS (Pseudo HH Metered) | 804 | 0 | 25.555 | 2.662 | 0.736 | 0 | 0 | 0 | 805
| LV Generation NHH | 986 | 8 | -0.872 | 0 | 0 | 0 | 0 | 0 | 0
| LV Sub Generation NHH | 970 | 8 | -0.754 | 0 | 0 | 0 | 0 | 0 | 0
| LV Generation Intermittent | 971 | 0 | -0.872 | 0 | 0 | 0 | 0 | 0.304 | 0
| LV Generation Non-Intermittent | 973 | 0 | -7.283 | -0.634 | -0.038 | 0 | 0 | 0.304 | 0
| LV Sub Generation Intermittent | 972 | 0 | -0.754 | 0 | 0 | 0 | 0 | 0.276 | 0
| LV Sub Generation Non-Intermittent | 974 | 0 | -6.37 | -0.532 | -0.031 | 0 | 0 | 0.276 | 0
| HV Generation Intermittent | 975 | 0 | -0.558 | 0 | 0 | 17.21 | 0 | 0.221 | 0
| HV Generation Non-Intermittent | 977 | 0 | -4.897 | -0.351 | -0.018 | 17.21 | 0 | 0.221 | 0
| HV Sub Generation Non-Intermittent | 978 | 0 | -4.12 | -0.259 | -0.012 | 17.21 | 0 | 0.168 | 0
| HV Sub Generation Intermittent | 976 | 0 | -0.456 | 0 | 0 | 17.21 | 0 | 0.168 | 0
| LDNO LV: Domestic Unrestricted | 100 | 1 | 1.4058 | 0 | 0 | 2.8273 | 0 | 0 | 0
| LDNO LV: Domestic Two Rate | 101 | 2 | 1.7501 | 0.044378 | 0 | 2.8273 | 0 | 0 | 0
| LDNO LV: Domestic Off Peak (related MPAN) | 102 | 2 | 0.30993 | 0 | 0 | 0 | 0 | 0 | 0
| LDNO LV: Small Non Domestic Unrestricted | 103 | 3 | 1.234 | 0 | 0 | 3.8151 | 0 | 0 | 0
| LDNO LV: Small Non Domestic Two Rate | 104 | 4 | 1.3564 | 0.037936 | 0 | 3.8151 | 0 | 0 | 0
| LDNO LV: Small Non Domestic Off Peak (related MPAN) | 105 | 4 | 0.20543 | 0 | 0 | 0 | 0 | 0 | 0
| LDNO LV: LV Medium Non-Domestic | 106 | 5-8 | 1.2848 | 0.033641 | 0 | 23.9067 | 0 | 0 | 0
| LDNO LV: LV HH Metered | 107 | 0 | 5.865 | 0.43805 | 0.025052 | 7.1362 | 1.6964 | 0.2269 | 0
| LDNO LV: NHH UMS | 108 | 1&8 | 1.8317 | 0 | 0 | 0 | 0 | 0 | 0
| LDNO LV: LV UMS (Pseudo HH Metered) | 109 | 0 | 18.2915 | 1.9054 | 0.52681 | 0 | 0 | 0 | 0
| LDNO LV: LV Generation NHH | 110 | 8 | -0.872 | 0 | 0 | 0 | 0 | 0 | 0
| LDNO LV: LV Generation Intermittent | 111 | 0 | -0.872 | 0 | 0 | 0 | 0 | 0.304 | 0
| LDNO LV: LV Generation Non-Intermittent | 112 | 0 | -7.283 | -0.634 | -0.038 | 0 | 0 | 0.304 | 0
| LDNO HV: Domestic Unrestricted | 113 | 1 | 1.0137 | 0 | 0 | 2.0389 | 0 | 0 | 0
| LDNO HV: Domestic Two Rate | 114 | 2 | 1.262 | 0.032002 | 0 | 2.0389 | 0 | 0 | 0
| LDNO HV: Domestic Off Peak (related MPAN) | 115 | 2 | 0.2235 | 0 | 0 | 0 | 0 | 0 | 0
| LDNO HV: Small Non Domestic Unrestricted | 116 | 3 | 0.88987 | 0 | 0 | 2.7512 | 0 | 0 | 0
| LDNO HV: Small Non Domestic Two Rate | 117 | 4 | 0.97813 | 0.027357 | 0 | 2.7512 | 0 | 0 | 0
| LDNO HV: Small Non Domestic Off Peak (related MPAN) | 118 | 4 | 0.14814 | 0 | 0 | 0 | 0 | 0 | 0
| LDNO HV: LV Medium Non-Domestic | 119 | 5-8 | 0.92652 | 0.02426 | 0 | 17.2399 | 0 | 0 | 0
| LDNO HV: LV HH Metered | 120 | 0 | 4.2295 | 0.31589 | 0.018066 | 5.1462 | 1.2233 | 0.16362 | 0
| LDNO HV: LV Sub HH Metered | 121 | 0 | 4.7941 | 0.3215 | 0.017537 | 7.285 | 2.3601 | 0.18706 | 0
| LDNO HV: HV HH Metered | 122 | 0 | 3.8868 | 0.20457 | 0.0090372 | 82.3455 | 3.4013 | 0.12816 | 0
| LDNO HV: NHH UMS | 123 | 1&8 | 1.3209 | 0 | 0 | 0 | 0 | 0 | 0
| LDNO HV: LV UMS (Pseudo HH Metered) | 124 | 0 | 13.1906 | 1.374 | 0.3799 | 0 | 0 | 0 | 0
| LDNO HV: LV Generation NHH | 125 | 8 | -0.872 | 0 | 0 | 0 | 0 | 0 | 0
| LDNO HV: LV Sub Generation NHH | 126 | 8 | -0.754 | 0 | 0 | 0 | 0 | 0 | 0
| LDNO HV: LV Generation Intermittent | 127 | 0 | -0.872 | 0 | 0 | 0 | 0 | 0.304 | 0
| LDNO HV: LV Generation Non-Intermittent | 128 | 0 | -7.283 | -0.634 | -0.038 | 0 | 0 | 0.304 | 0
| LDNO HV: LV Sub Generation Intermittent | 129 | 0 | -0.754 | 0 | 0 | 0 | 0 | 0.276 | 0
| LDNO HV: LV Sub Generation Non-Intermittent | 130 | 0 | -6.37 | -0.532 | -0.031 | 0 | 0 | 0.276 | 0
| LDNO HV: HV Generation Intermittent | 131 | 0 | -0.558 | 0 | 0 | 0 | 0 | 0.221 | 0
| LDNO HV: HV Generation Non-Intermittent | 132 | 0 | -4.897 | -0.351 | -0.018 | 0 | 0 | 0.221 | 0
Tariffs for Charging Year: 2016/17
|  | Open LLFCs | PCs | Unit rate 1 p/kWh | Unit rate 2 p/kWh | Unit rate 3 p/kWh | Fixed charge p/MPAN/day | Capacity charge p/kVA/day | Reactive power charge p/kVArh | Closed LLFCs
| Domestic Unrestricted | 1 | 1 | 2.015 | 0 | 0 | 4.01 | 0 | 0 | 0
| Domestic Two Rate | 3 | 2 | 2.509 | 0.063 | 0 | 4.01 | 0 | 0 | 4,8
| Domestic Off Peak (related MPAN) | 11 | 2 | 0.443 | 0 | 0 | 0 | 0 | 0 | 900
| Small Non Domestic Unrestricted | 13 | 3 | 1.768 | 0 | 0 | 5.41 | 0 | 0 | 22,34,43
| Small Non Domestic Two Rate | 37 | 4 | 1.944 | 0.054 | 0 | 5.41 | 0 | 0 | 16, 28,31,49,52
| Small Non Domestic Off Peak (related MPAN) | 901 | 4 | 0.294 | 0 | 0 | 0 | 0 | 0 | 0
| LV Medium Non-Domestic | 81 | 5-8 | 1.841 | 0.048 | 0 | 34 | 0 | 0 | 83,85
| LV Sub Medium Non-Domestic | 80 | 5-8 | 1.287 | 0.032 | 0 | 10.14 | 0 | 0 | 0
| HV Medium Non-Domestic | Not available to new MPANS | 5-8 | 1.07 | 0.015 | 0 | 277.88 | 0 | 0 | 90
| LV HH Metered | 58, 990 | 0 | 8.42 | 0.626 | 0.036 | 10.14 | 2.42 | 0.325 | 0
| LV Sub HH Metered | 59 | 0 | 6.747 | 0.45 | 0.024 | 10.14 | 3.3 | 0.263 | 0
| HV HH Metered | 60, 991 | 0 | 4.872 | 0.254 | 0.011 | 101.94 | 4.24 | 0.16 | 841, 929
| HV Sub HH Metered | 61 | 0 | 4.298 | 0.195 | 0.007 | 101.94 | 3.52 | 0.143 | 0
| NHH UMS | 800, 801, 802, 803 | 1&8 | 2.619 | 0 | 0 | 0 | 0 | 0 | 0
| LV UMS (Pseudo HH Metered) | 804 | 0 | 26.227 | 2.718 | 0.749 | 0 | 0 | 0 | 805
| LV Generation NHH | 986 | 8 | -0.89 | 0 | 0 | 0 | 0 | 0 | 0
| LV Sub Generation NHH | 970 | 8 | -0.77 | 0 | 0 | 0 | 0 | 0 | 0
| LV Generation Intermittent | 971 | 0 | -0.89 | 0 | 0 | 0 | 0 | 0.31 | 0
| LV Generation Non-Intermittent | 973 | 0 | -7.431 | -0.648 | -0.039 | 0 | 0 | 0.31 | 0
| LV Sub Generation Intermittent | 972 | 0 | -0.77 | 0 | 0 | 0 | 0 | 0.281 | 0
| LV Sub Generation Non-Intermittent | 974 | 0 | -6.499 | -0.544 | -0.032 | 0 | 0 | 0.281 | 0
| HV Generation Intermittent | 975 | 0 | -0.57 | 0 | 0 | 17.5 | 0 | 0.225 | 0
| HV Generation Non-Intermittent | 977 | 0 | -4.993 | -0.359 | -0.019 | 17.5 | 0 | 0.225 | 0
| HV Sub Generation Non-Intermittent | 978 | 0 | -4.199 | -0.265 | -0.012 | 17.5 | 0 | 0.172 | 0
| HV Sub Generation Intermittent | 976 | 0 | -0.465 | 0 | 0 | 17.5 | 0 | 0.172 | 0
| LDNO LV: Domestic Unrestricted | 100 | 1 | 1.4423 | 0 | 0 | 2.8702 | 0 | 0 | 0
| LDNO LV: Domestic Two Rate | 101 | 2 | 1.7959 | 0.045093 | 0 | 2.8702 | 0 | 0 | 0
| LDNO LV: Domestic Off Peak (related MPAN) | 102 | 2 | 0.31709 | 0 | 0 | 0 | 0 | 0 | 0
| LDNO LV: Small Non Domestic Unrestricted | 103 | 3 | 1.2655 | 0 | 0 | 3.8723 | 0 | 0 | 0
| LDNO LV: Small Non Domestic Two Rate | 104 | 4 | 1.3915 | 0.038652 | 0 | 3.8723 | 0 | 0 | 0
| LDNO LV: Small Non Domestic Off Peak (related MPAN) | 105 | 4 | 0.21044 | 0 | 0 | 0 | 0 | 0 | 0
| LDNO LV: LV Medium Non-Domestic | 106 | 5-8 | 1.3177 | 0.034357 | 0 | 24.3362 | 0 | 0 | 0
| LDNO LV: LV HH Metered | 107 | 0 | 6.0268 | 0.44807 | 0.025768 | 7.2579 | 1.7322 | 0.23263 | 0
| LDNO LV: NHH UMS | 108 | 1&8 | 1.8746 | 0 | 0 | 0 | 0 | 0 | 0
| LDNO LV: LV UMS (Pseudo HH Metered) | 109 | 0 | 18.7725 | 1.9455 | 0.53611 | 0 | 0 | 0 | 0
| LDNO LV: LV Generation NHH | 110 | 8 | -0.89 | 0 | 0 | 0 | 0 | 0 | 0
| LDNO LV: LV Generation Intermittent | 111 | 0 | -0.89 | 0 | 0 | 0 | 0 | 0.31 | 0
| LDNO LV: LV Generation Non-Intermittent | 112 | 0 | -7.431 | -0.648 | -0.039 | 0 | 0 | 0.31 | 0
| LDNO HV: Domestic Unrestricted | 113 | 1 | 1.0401 | 0 | 0 | 2.0698 | 0 | 0 | 0
| LDNO HV: Domestic Two Rate | 114 | 2 | 1.2951 | 0.032518 | 0 | 2.0698 | 0 | 0 | 0
| LDNO HV: Domestic Off Peak (related MPAN) | 115 | 2 | 0.22866 | 0 | 0 | 0 | 0 | 0 | 0
| LDNO HV: Small Non Domestic Unrestricted | 116 | 3 | 0.91258 | 0 | 0 | 2.7925 | 0 | 0 | 0
| LDNO HV: Small Non Domestic Two Rate | 117 | 4 | 1.0034 | 0.027873 | 0 | 2.7925 | 0 | 0 | 0
| LDNO HV: Small Non Domestic Off Peak (related MPAN) | 118 | 4 | 0.15175 | 0 | 0 | 0 | 0 | 0 | 0
| LDNO HV: LV Medium Non-Domestic | 119 | 5-8 | 0.95026 | 0.024776 | 0 | 17.5496 | 0 | 0 | 0
| LDNO HV: LV HH Metered | 120 | 0 | 4.3461 | 0.32312 | 0.018582 | 5.2339 | 1.2491 | 0.16775 | 0
| LDNO HV: LV Sub HH Metered | 121 | 0 | 4.93 | 0.32881 | 0.017537 | 7.4092 | 2.4113 | 0.19217 | 0
| LDNO HV: HV HH Metered | 122 | 0 | 4.0027 | 0.20868 | 0.0090372 | 83.7504 | 3.4834 | 0.13145 | 0
| LDNO HV: NHH UMS | 123 | 1&8 | 1.3518 | 0 | 0 | 0 | 0 | 0 | 0
| LDNO HV: LV UMS (Pseudo HH Metered) | 124 | 0 | 13.5375 | 1.4029 | 0.38661 | 0 | 0 | 0 | 0
| LDNO HV: LV Generation NHH | 125 | 8 | -0.89 | 0 | 0 | 0 | 0 | 0 | 0
| LDNO HV: LV Sub Generation NHH | 126 | 8 | -0.77 | 0 | 0 | 0 | 0 | 0 | 0
| LDNO HV: LV Generation Intermittent | 127 | 0 | -0.89 | 0 | 0 | 0 | 0 | 0.31 | 0
| LDNO HV: LV Generation Non-Intermittent | 128 | 0 | -7.431 | -0.648 | -0.039 | 0 | 0 | 0.31 | 0
| LDNO HV: LV Sub Generation Intermittent | 129 | 0 | -0.77 | 0 | 0 | 0 | 0 | 0.281 | 0
| LDNO HV: LV Sub Generation Non-Intermittent | 130 | 0 | -6.499 | -0.544 | -0.032 | 0 | 0 | 0.281 | 0
| LDNO HV: HV Generation Intermittent | 131 | 0 | -0.57 | 0 | 0 | 0 | 0 | 0.225 | 0
| LDNO HV: HV Generation Non-Intermittent | 132 | 0 | -4.993 | -0.359 | -0.019 | 0 | 0 | 0.225 | 0
Press to
Update Tariffs

## Typical Bill
Note: These tariffs are based on the assumptions set out in the CDCM forecast Data and CDCM Volume Forecast sheets. If the assumptions in these sheets have been changed, the typical bills can be updated by pressing the button below.
WPD Mid East - 5 Year Typical Bill
Typical Bills by Customer Category
| Y | Y+1 | Y+2 | Y+3 | Y+4
TARIFF | 2012/13 | 2013/14 | 2014/15 | 2015/16 | 2016/17
> Domestic Unrestricted
Domestic Unrestricted | 84.0007 | 77.5654 | 82.6244 | 83.9372 | 85.2553
LDNO LV: Domestic Unrestricted | 29.7026 | 28.0026 | 29.5485 | 30.0472 | 30.5159
LDNO HV: Domestic Unrestricted | 29.6155 | 27.6066 | 29.2805 | 29.759 | 30.2248
> Domestic Two Rate
Domestic Two Rate | 94.6091 | 86.7053 | 92.7141 | 94.1769 | 95.6634
LDNO LV: Domestic Two Rate | 56.5964 | 52.0459 | 55.5638 | 56.4513 | 57.3426
LDNO HV: Domestic Two Rate | 32.1097 | 29.7115 | 31.6293 | 32.1433 | 32.6497
> Domestic Off Peak (related MPAN)
Domestic Off Peak (related MPAN) | 18.3455 | 17.2948 | 18.1561 | 18.4449 | 18.684
LDNO LV: Domestic Off Peak (related MPAN)
LDNO HV: Domestic Off Peak (related MPAN)
> Small Non Domestic Unrestricted
Small Non Domestic Unrestricted | 233.8851 | 213.6356 | 228.6932 | 232.3286 | 235.8921
LDNO LV: Small Non Domestic Unrestricted | 56.4685 | 52.599 | 55.8366 | 56.7749 | 57.6425
LDNO HV: Small Non Domestic Unrestricted | 192.6371 | 175.298 | 187.958 | 190.913 | 193.8434
> Small Non Domestic Two Rate
Small Non Domestic Two Rate | 401.7042 | 366.618 | 392.5437 | 398.6314 | 404.8529
LDNO LV: Small Non Domestic Two Rate
LDNO HV: Small Non Domestic Two Rate | 165.6609 | 151.4039 | 162.0127 | 164.5371 | 167.1041
> Small Non Domestic Off Peak (related MPAN)
Small Non Domestic Off Peak (related MPAN) | 21.4514 | 20.2423 | 21.2565 | 21.5722 | 21.8796
LDNO LV: Small Non Domestic Off Peak (related MPAN)
LDNO HV: Small Non Domestic Off Peak (related MPAN)
> LV Medium Non-Domestic
LV Medium Non-Domestic | 1822.2697 | 1681.0396 | 1816.859 | 1862.2165 | 1908.9519
LDNO LV: LV Medium Non-Domestic | 679.8456 | 631.5306 | 680.0145 | 696.8992 | 714.0649
LDNO HV: LV Medium Non-Domestic | 770.7167 | 712.0176 | 768.9321 | 788.1077 | 807.804
> LV Sub Medium Non-Domestic
LV Sub Medium Non-Domestic
> HV Medium Non-Domestic
HV Medium Non-Domestic | 2126.1551 | 1957.1365 | 2116.0505 | 2168.3822 | 2222.1445
> LV HH Metered
LV HH Metered | 6247.9537 | 5831.2781 | 6257.4636 | 6416.0697 | 6576.5448
LDNO LV: LV HH Metered
LDNO HV: LV HH Metered | 4930.4703 | 4622.1025 | 4947.9909 | 5073.5192 | 5199.5983
> LV Sub HH Metered
LV Sub HH Metered | 8377.2106 | 8213.3972 | 8596.9051 | 8816.6497 | 9021.4674
LDNO HV: LV Sub HH Metered
> HV HH Metered
HV HH Metered | 30264.3775 | 27816.1082 | 30124.1523 | 30850.9554 | 31654.7849
LDNO HV: HV HH Metered | 30162.2821 | 27082.2923 | 29689.0914 | 30418.2913 | 31228.7486
> HV Sub HH Metered
HV Sub HH Metered
> NHH UMS
NHH UMS | 885.7052 | 835.0119 | 891.4171 | 913.5508 | 934.9705
LDNO LV: NHH UMS | 43.6825 | 41.1824 | 43.9642 | 45.0559 | 46.1123
LDNO HV: NHH UMS | 92.3909 | 87.1029 | 92.9868 | 95.2956 | 97.53
> LV UMS (Pseudo HH Metered)
LV UMS (Pseudo HH Metered) | 480070.8359 | 450355.7915 | 482110.0339 | 494036.5978 | 505636.4344
LDNO LV: LV UMS (Pseudo HH Metered)
LDNO HV: LV UMS (Pseudo HH Metered)
> LV Generation NHH
LV Generation NHH | -58.575 | -62.0698 | -64.5769 | -66.2483 | -67.6158
LDNO LV: LV Generation NHH | 0 | 0 | 0 | 0 | 0
LDNO HV: LV Generation NHH
> LV Sub Generation NHH
LV Sub Generation NHH
LDNO HV: LV Sub Generation NHH
> LV Generation Intermittent
LV Generation Intermittent | -1854.5414 | -1965.3782 | -2044.8101 | -2097.7931 | -2141.1196
LDNO LV: LV Generation Intermittent
LDNO HV: LV Generation Intermittent
> LV Generation Non-Intermittent
LV Generation Non-Intermittent | -1646.3627 | -1739.5605 | -1811.3383 | -1856.863 | -1895.525
LDNO LV: LV Generation Non-Intermittent
LDNO HV: LV Generation Non-Intermittent
> LV Sub Generation Intermittent
LV Sub Generation Intermittent
LDNO HV: LV Sub Generation Intermittent
> LV Sub Generation Non-Intermittent
LV Sub Generation Non-Intermittent
LDNO HV: LV Sub Generation Non-Intermittent
> HV Generation Intermittent
HV Generation Intermittent | -6844.6853 | -7373.2789 | -7744.2879 | -7929.0492 | -8099.8638
LDNO HV: HV Generation Intermittent
> HV Generation Non-Intermittent
HV Generation Non-Intermittent | -22540.6112 | -24229.3751 | -25415.511 | -26046.4829 | -26590.0757
LDNO HV: HV Generation Non-Intermittent
> HV Sub Generation Non-Intermittent
HV Sub Generation Non-Intermittent | -81523.1231 | -88449.1991 | -93295.193 | -95700.3543 | -97571.1695
> HV Sub Generation Intermittent
HV Sub Generation Intermittent | -3008.3914 | -3275.8027 | -3456.2252 | -3541.7541 | -3611.8384
Press to Update Typical Bills

## DNO Checklist
Checklist for DNOs to ensure Annual Review Pack has been updated correctly:
1 | Check disclaimer updated on overview sheet for DNO company name
2 | Check commentary updated on commentary sheet
3 | Check company name, date of issue updated and years are correct on CDCM Forecast Data sheet
4 | Check historical and forecast CDCM input data have been completed for each line in the CDCM Forecast Data sheet
5 | Check assumptions behind each forecast CDCM input data has been completed for each line in the CDCM Forecast Data sheet
6 | Check that any item linked to RPI has a formula linking it to the RPI line in the forecast CDCM input data in CDCM Forecast Data sheet
7 | Check matrix of applicability updated in "Mat of App" sheet
8 | Check that the CDCM volume growth factors have been updated in "CDCM Volume Forecasts" sheet including updating the customer category column for any new customer groupings
9 | Check volume data for year zero has been completed in "CDCM Volume Forecasts" sheet
10 | Check any timeband changes have been identified in "CDCM Timebands" sheet
11 | Check LLFC and PCs have been update for the first year in the "Tariffs" tab, these are duplicated for the following 4 years.
12 | Check macro has been run in the "Tariffs" tab.

## Vlookup (hidden)
CDCM model 100: Input data |  | 2 |  | 3 |  | 4
This sheet contains all the input data (except LLFCs which can be entered directly into the Tariff sheet).
1000. Company, charging year, data version
| Company | Year | Version
Company, charging year, data version | 2 | 3 | 4
1010. Financial and general assumptions
Sources: financial assumptions; calendar; network model.
These financial assumptions determine the annuity rate applied to convert the asset values of the network model into an annual charge.
| Rate of return | Annualisation period (years) | Annuity proportion for customer-contributed assets | Power factor | Days in the charging period
Financial and general assumptions | 6 | 7 |  | 8 | 9
1017. Diversity allowance between top and bottom of network level
Source: operational data analysis and/or network model.
The diversity figure against GSP is the diversity between GSP Group (the whole system) and individual GSPs.
The diversity figure against 132kV is the diversity between GSPs (the top of the 132kV network) and 132kV/EHV bulk supply points (the bottom of the 132kV network).
The diversity figure against EHV is the diversity between 132kV/EHV bulk supply points (the top of the EHV network) and EHV/HV primary substations (the bottom of the EHV network).
The diversity figure against HV is the diversity between EHV/HV primary substations (the top of the HV network) and HV/LV substations (the bottom of the HV network).
Diversity allowance between top and bottom of network level
GSPs | 11
132kV | 12
132kV/EHV
EHV | 13
EHV/HV
HV | 14
HV/LV
LV circuits
1018. Proportion of relevant load going through 132kV/HV direct transformation
132kV/HV
EHV/HV | 15
1019. Network model GSP peak demand (MW)
Network model GSP peak demand (MW)
Network model GSP peak demand (MW) | 16
1020. Gross asset cost by network level (£)
Gross assets £
132kV | 18
132kV/EHV | 19
EHV | 20
EHV/HV | 21
132kV/HV | 22
HV | 23
HV/LV | 24
LV circuits | 25
1022. LV service model asset cost (£)
| LV service model 1 | LV service model 2 | LV service model 3 | LV service model 4 | LV service model 5 | LV service model 6 | LV service model 7 | LV service model 8
LV service model asset cost (£) | 27 | 28 | 29 | 30 | 31 | 32 | 33 | 34
1023. HV service model asset cost (£)
| HV service model 1 | HV service model 2 | HV service model 3 | HV service model 4 | HV service model 5
HV service model asset cost (£) | 36 | 37 | 38 | 39 | 40
1025. Matrix of applicability of LV service models to tariffs with fixed charges
| LV service model 1 | LV service model 2 | LV service model 3 | LV service model 4 | LV service model 5 | LV service model 6 | LV service model 7 | LV service model 8
Domestic Unrestricted | 5% | 0% | 0% | 0% |  |  | 0% | 0%
Domestic Two Rate | 5% | 0% | 0% | 0% |  |  | 0% | 0%
Small Non Domestic Unrestricted | 0% | 100% | 0% | 0% |  |  | 0% | 0%
Small Non Domestic Two Rate | 0% | 100% | 0% | 0% |  |  | 0% | 0%
LV Medium Non-Domestic | 10% | 90% |  | 0% |  |  | 0% | 0%
LV Sub Medium Non-Domestic | 0% |  |  | 100% |  |  | 0% | 0%
LV HH Metered | 0% |  | 100% | 0% |  |  | 0% | 0%
LV Sub HH Metered | 0% |  |  | 100% |  |  | 0% | 0%
LV Generation NHH | 0% | 0% | 0% |  |  |  | 0% | 0%
LV Sub Generation NHH | 0% | 0% | 0% |  |  |  | 0% | 0%
LV Generation Intermittent | 0% | 0% | 0% |  |  |  | 0% | 0%
LV Generation Non-Intermittent
LV Sub Generation Intermittent
LV Sub Generation Non-Intermittent | 0% | 0% | 0% | 0% | 0% | 0% | 0% | 0%
1026. Matrix of applicability of LV service models to unmetered tariffs
Source: service models
Proportion of service model involved in connecting load of 1 MWh/year
| LV service model 1 | LV service model 2 | LV service model 3 | LV service model 4 | LV service model 5 | LV service model 6 | LV service model 7 | LV service model 8
NHH UMS | 0 | 0 | 0 | 0 | 3.914 | 0 | 0 | 0
LV UMS (Pseudo HH Metered) | 0 | 0 | 0 | 0 | 3.914 | 0 | 0 | 0
1028. Matrix of applicability of HV service models to tariffs with fixed charges
| HV service model 1 | HV service model 2 | HV service model 3 | HV service model 4 | HV service model 5
HV Medium Non-Domestic |  | 100% | 0% | 0% | 0%
HV HH Metered |  | 100% | 0% | 0% | 0%
HV Sub HH Metered | 100% |  | 0% | 0% | 0%
HV Generation Intermittent | 0% | 0% | 100% | 0% | 0%
HV Generation Non-Intermittent | 0% | 0% | 100% | 0% | 0%
HV Sub Generation Non-Intermittent |  |  | 100%
HV Sub Generation Intermittent |  |  | 100%
1032. Loss adjustment factors to transmission
Source: losses model or loss adjustment factors at time of system peak.
| 132kV | 132kV/EHV | EHV | EHV/HV | HV | HV/LV | LV circuits
Loss adjustment factor | 45 | 46 | 47 | 48 | 49 | 50 | 51
1037. Embedded network (LDNO) discounts
Source: separate price control disaggregation model.
| No discount | LDNO LV: LV user | LDNO HV: LV user | LDNO HV: LV sub user | LDNO HV: HV user
LDNO discount |  | 53 | 54 | 55 | 56
1041. Load profile data for demand users
Source: load data analysis.
| Coincidence factor | Load factor
Domestic Unrestricted | 58 | 74
Domestic Two Rate | 59 | 75
Domestic Off Peak (related MPAN) | 60 | 76
Small Non Domestic Unrestricted | 61 | 77
Small Non Domestic Two Rate | 62 | 78
Small Non Domestic Off Peak (related MPAN) | 63 | 79
LV Medium Non-Domestic | 64 | 80
LV Sub Medium Non-Domestic | 65 | 81
HV Medium Non-Domestic | 66 | 82
LV HH Metered | 67 | 83
LV Sub HH Metered | 68 | 84
HV HH Metered | 69 | 85
HV Sub HH Metered | 70 | 86
NHH UMS | 71 | 87
LV UMS (Pseudo HH Metered) | 72 | 88
1053. Volume forecasts for the charging year
Source: forecast.
Please include MPAN counts for tariffs with no fixed charge (e.g. off-peak tariffs),
but exclude MPANs on tariffs with a fixed charge that are not subject to a fixed charge due to a site grouping arrangement.
| Rate 1 units (MWh) | Rate 2 units (MWh) | Rate 3 units (MWh) | MPANs | Import capacity (kVA) | Reactive power units (MVArh)
> Domestic Unrestricted
Domestic Unrestricted | 7068057.165 |  |  | 1958732.4653
LDNO LV: Domestic Unrestricted | 4372.0296 |  |  | 1132.9931
LDNO HV: Domestic Unrestricted | 7689.3132 |  |  | 1992.6532
> Domestic Two Rate
Domestic Two Rate | 650449.7835 | 649880.4638 |  | 210691.6482
LDNO LV: Domestic Two Rate | 555.8776 | 97.4142 |  | 92.2845
LDNO HV: Domestic Two Rate | 895.2828 | 253.695 |  | 162.3055
> Domestic Off Peak (related MPAN)
Domestic Off Peak (related MPAN) | 41376.9799 |  |  | 10490.1652
LDNO LV: Domestic Off Peak (related MPAN) | 0 |  |  | 0
LDNO HV: Domestic Off Peak (related MPAN) | 0 |  |  | 0
> Small Non Domestic Unrestricted
Small Non Domestic Unrestricted | 1917522.7549 |  |  | 115308.5792
LDNO LV: Small Non Domestic Unrestricted | 0 |  |  | 0
LDNO HV: Small Non Domestic Unrestricted | 0 |  |  | 0
> Small Non Domestic Two Rate
Small Non Domestic Two Rate | 342603.3211 | 316769.5878 |  | 30564.2752
LDNO LV: Small Non Domestic Two Rate | 0 | 0 |  | 0
LDNO HV: Small Non Domestic Two Rate | 0 | 0 |  | 0
> Small Non Domestic Off Peak (related MPAN)
Small Non Domestic Off Peak (related MPAN) | 39515.5395 |  |  | 6110.9187
LDNO LV: Small Non Domestic Off Peak (related MPAN)
LDNO HV: Small Non Domestic Off Peak (related MPAN) | 0 |  |  | 0
> LV Medium Non-Domestic
LV Medium Non-Domestic | 1086269.2666 | 256234.9034 |  | 11438.5517
LDNO LV: LV Medium Non-Domestic | 0 | 0 |  | 0
LDNO HV: LV Medium Non-Domestic | 0 | 0 |  | 0
> LV Sub Medium Non-Domestic
LV Sub Medium Non-Domestic | 42318.8461 | 12541.0334 |  | 390.8731
> HV Medium Non-Domestic
HV Medium Non-Domestic | 8364.3332 | 1939.3013 |  | 75.9987
> LV HH Metered
LV HH Metered | 111313.9136 | 699260.5577 | 683572.0195 | 4733.574 | 755312.2303 | 139851.7641
LDNO LV: LV HH Metered | 0 | 0 | 0 | 0 | 0
LDNO HV: LV HH Metered | 0 | 0 | 0 | 0 | 0
> LV Sub HH Metered
LV Sub HH Metered | 74685.8344 | 518054.9182 | 656186.244 | 1767.9493 | 627301.2403 | 95593.8768
LDNO HV: LV Sub HH Metered | 0 | 0 | 0 | 0 | 0
> HV HH Metered
HV HH Metered | 260816.8057 | 1422594.7059 | 2982363.1879 | 1908.0751 | 1756220.5464 | 338111.0754
LDNO HV: HV HH Metered | 0 | 0 | 0 | 0 | 0
> HV Sub HH Metered
HV Sub HH Metered | 66656.2528 | 354236.7412 | 693760.0621 | 32.4261 | 319731.4425 | 165310.6289
> NHH UMS
NHH UMS | 46296.7267 |  |  | 652
LDNO LV: NHH UMS | 0 |  |  | 0
LDNO HV: NHH UMS | 0 |  |  | 0
> LV UMS (Pseudo HH Metered)
LV UMS (Pseudo HH Metered) | 14666.5404 | 79255.7277 | 188126.5849 | 24
LDNO LV: LV UMS (Pseudo HH Metered) | 0 | 0 | 0 | 0
LDNO HV: LV UMS (Pseudo HH Metered) | 0 | 0 | 0 | 0
> LV Generation NHH
LV Generation NHH | 0 |  |  | 2
LDNO LV: LV Generation NHH | 0 |  |  | 0
LDNO HV: LV Generation NHH | 0 |  |  | 0
> LV Sub Generation NHH
LV Sub Generation NHH
LDNO HV: LV Sub Generation NHH |  |  |  | 0
> LV Generation Intermittent
LV Generation Intermittent | 449.388 |  |  | 1
LDNO LV: LV Generation Intermittent | 0 |  |  | 0
LDNO HV: LV Generation Intermittent | 0 |  |  | 0
> LV Generation Non-Intermittent
LV Generation Non-Intermittent | 227.0016 | 1073.1255 | 1967.0884 | 6
LDNO LV: LV Generation Non-Intermittent | 0 | 0 | 0 | 0
LDNO HV: LV Generation Non-Intermittent | 0 | 0 | 0 | 0
> LV Sub Generation Intermittent
LV Sub Generation Intermittent | 0 |  |  | 0
LDNO HV: LV Sub Generation Intermittent
> LV Sub Generation Non-Intermittent
LV Sub Generation Non-Intermittent | 0 | 0 | 0 | 3
LDNO HV: LV Sub Generation Non-Intermittent
> HV Generation Intermittent
HV Generation Intermittent | 114012.4112 |  |  | 17
LDNO HV: HV Generation Intermittent | 0 |  |  | 0
> HV Generation Non-Intermittent
HV Generation Non-Intermittent | 35744.5765 | 178995.445 | 379606.4265 | 105
LDNO HV: HV Generation Non-Intermittent | 0 | 0 | 0 | 0
> HV Sub Generation Non-Intermittent
HV Sub Generation Non-Intermittent | 484.0379 | 1990.4014 | 1485.5607 | 5
> HV Sub Generation Intermittent
HV Sub Generation Intermittent | 0 |  |  | 0
1055. Transmission exit charges (£/year)
Source: forecast.
Transmission exit
Transmission exit charges (£/year) | 90
1059. Other expenditure
| Direct cost (£/year) | Indirect cost (£/year) | Indirect cost proportion | Network rates (£/year)
Other expenditure | 92 | 93 | 94 | 95
1060. Customer contributions under current connection charging policy
Source: analysis of expenditure data and/or survey of capital expenditure schemes.
Customer contribution percentages by network level of supply and by asset network level.
These proportions should reflect the current connection charging method, not necessarily the method that was in place when the connection was built.
| Assets 132kV | Assets 132kV/EHV | Assets EHV | Assets EHV/HV | Assets 132kV/HV | Assets HV | Assets HV/LV | Assets LV circuits
LV network | 98 | 99 | 100 | 101 | 102 | 103 | 104 | 105
LV substation | 107 | 108 | 109 | 110 | 111 | 112 | 113
HV network | 115 | 116 | 117 | 118 | 119 | 120
HV substation | 122 | 123 | 124 | 125
1061. Average split of rate 1 units by distribution time band
Source: load data analysis.
This table relates to the first TPR or charging period for each tariff.
Each line relates to a different user type and tariff structure.
For each user type and tariff structure, the figure entered against each of the time bands used for network analysis is
the proportion of the units recorded on the relevant TPR or within the relevant charging period that would fall with each time band.
| Red | Amber | Green
Domestic Two Rate | 129 | 137 | 145
Domestic Off Peak (related MPAN) | 130 | 138 | 146
Small Non Domestic Two Rate | 131 | 139 | 147
Small Non Domestic Off Peak (related MPAN) | 132 | 140 | 148
LV Medium Non-Domestic | 133 | 141 | 149
LV Sub Medium Non-Domestic | 134 | 142 | 150
HV Medium Non-Domestic | 135 | 143 | 151
1062. Average split of rate 2 units by distribution time band
Source: load data analysis.
This table relates to the second TPR or charging period for each tariff.
See notes on table 1061.
| Red | Amber | Green
Domestic Two Rate | 154 | 160 | 166
Small Non Domestic Two Rate | 155 | 161 | 167
LV Medium Non-Domestic | 156 | 162 | 168
LV Sub Medium Non-Domestic | 157 | 163 | 169
HV Medium Non-Domestic | 158 | 164 | 170
1068. Typical annual hours by distribution time band
Source: definition of distribution time bands.
The figures in this table will be automatically adjusted to match the number of days in the charging period.
| Red | Amber | Green
Annual hours | 172 | 173 | 174
1069. Peaking probabilities by network level
Source: operational data analysis.
| Red | Amber | Green
GSPs | 177 | 187 | 197
132kV | 178 | 188 | 198
132kV/EHV | 179 | 189 | 199
EHV | 180 | 190 | 200
EHV/HV | 181 | 191 | 201
132kV/HV | 182 | 192 | 202
HV | 183 | 193 | 203
HV/LV | 184 | 194 | 204
LV circuits | 185 | 195 | 205
1076. Target revenue
Source: forecast.
| Allowed revenue (£/year) | Pass-through charges (£/year) | Adjustment for previous year's under (over) recovery (£/year) | Revenue raised outside this model (£/year)
Target revenue | 207 | 208 | 209 | 210
1092. Average kVAr by kVA, by network level
Source: analysis of operational data.
This is the average of MVAr/MVA or SQRT(1-PF^2) across relevant network elements.
| GSPs | 132kV | 132kV/EHV | EHV | EHV/HV | 132kV/HV | HV | HV/LV | LV circuits
Average kVAr by kVA, by network level | 212 | 213 | 214 | 215 | 216 | 217 | 218 | 219 | 220
1201. Current tariff information
| Current revenues if known (£/year) | Current Unit rate 1 p/kWh | Current Unit rate 2 p/kWh | Current Unit rate 3 p/kWh | Current Fixed charge p/MPAN/day | Current Capacity charge p/kVA/day | Current Reactive power charge p/kVArh
Domestic Unrestricted | 130826862
Domestic Two Rate | 15098369
Domestic Off Peak (related MPAN) | 146557
Small Non Domestic Unrestricted | 29063999
Small Non Domestic Two Rate | 6925425
Small Non Domestic Off Peak (related MPAN)
LV Medium Non-Domestic | 19761662
LV Sub Medium Non-Domestic | 733648
HV Medium Non-Domestic | 266631
LV HH Metered | 22598111 |  |  | 0 |  |  | 0
LV Sub HH Metered | 14598953 |  |  | 0 |  |  | 0
HV HH Metered | 41609304 |  |  | 0 |  |  | 0
HV Sub HH Metered | 6392480 |  |  | 0 |  |  | 0
NHH UMS | 540187
LV UMS (Pseudo HH Metered) | 4899607 |  |  | 0

## Input (hidden)
CDCM model 100: Input data |  | WPD Mid East |  | 2015/16 |  | v1
This sheet contains all the input data (except LLFCs which can be entered directly into the Tariff sheet).
1000. Company, charging year, data version
| Company | Year | Version
Company, charging year, data version | WPD Mid East | 2015/16 | v1
1010. Financial and general assumptions
Sources: financial assumptions; calendar; network model.
These financial assumptions determine the annuity rate applied to convert the asset values of the network model into an annual charge.
| Rate of return | Annualisation period (years) | Annuity proportion for customer-contributed assets | Power factor | Days in the charging period
Financial and general assumptions | 5.6% | 40 |  | 0.95 | 365
1017. Diversity allowance between top and bottom of network level
Source: operational data analysis and/or network model.
The diversity figure against GSP is the diversity between GSP Group (the whole system) and individual GSPs.
The diversity figure against 132kV is the diversity between GSPs (the top of the 132kV network) and 132kV/EHV bulk supply points (the bottom of the 132kV network).
The diversity figure against EHV is the diversity between 132kV/EHV bulk supply points (the top of the EHV network) and EHV/HV primary substations (the bottom of the EHV network).
The diversity figure against HV is the diversity between EHV/HV primary substations (the top of the HV network) and HV/LV substations (the bottom of the HV network).
Diversity allowance between top and bottom of network level
GSPs | 2.471%
132kV | 4.501%
132kV/EHV
EHV | 7.902%
EHV/HV
HV | 34%
HV/LV
LV circuits
1018. Proportion of relevant load going through 132kV/HV direct transformation
132kV/HV
EHV/HV | 7.504%
1019. Network model GSP peak demand (MW)
Network model GSP peak demand (MW)
Network model GSP peak demand (MW) | 500
1020. Gross asset cost by network level (£)
Gross assets £
132kV | 127726718.1572
132kV/EHV | 35586740.5244
EHV | 35732982.1332
EHV/HV | 66401077.4881
132kV/HV | 5915896.2479
HV | 113050816.9974
HV/LV | 79550026.4469
LV circuits | 82693122.3757
1022. LV service model asset cost (£)
| LV service model 1 | LV service model 2 | LV service model 3 | LV service model 4 | LV service model 5 | LV service model 6 | LV service model 7 | LV service model 8
LV service model asset cost (£) | 10662.9064 | 789.5568 | 1862.4727 | 1862.4727 | 1862.4727 | 205.931 | 0 | 0
1023. HV service model asset cost (£)
| HV service model 1 | HV service model 2 | HV service model 3 | HV service model 4 | HV service model 5
HV service model asset cost (£) | 18728.9996 | 18728.9996 | 3215.462 | 0 | 0
1025. Matrix of applicability of LV service models to tariffs with fixed charges
| LV service model 1 | LV service model 2 | LV service model 3 | LV service model 4 | LV service model 5 | LV service model 6 | LV service model 7 | LV service model 8
Domestic Unrestricted | 5% | 0% | 0% | 0% | 0% | 0% | 0% | 0%
Domestic Two Rate | 5% | 0% | 0% | 0% | 0% | 0% | 0% | 0%
Small Non Domestic Unrestricted | 0% | 100% | 0% | 0% | 0% | 0% | 0% | 0%
Small Non Domestic Two Rate | 0% | 100% | 0% | 0% | 0% | 0% | 0% | 0%
LV Medium Non-Domestic | 0% | 0% | 100% | 0% | 0% | 0% | 0% | 0%
LV Sub Medium Non-Domestic | 0% | 0% | 0% | 0% | 100% | 0% | 0% | 0%
LV HH Metered | 0% | 0% | 0% | 100% | 0% | 0% | 0% | 0%
LV Sub HH Metered | 0% | 0% | 0% | 0% | 100% | 0% | 0% | 0%
LV Generation NHH | 0% | 0% | 0% | 0% | 0% | 0% | 0% | 0%
LV Sub Generation NHH | 0% | 0% | 0% | 0% | 0% | 0% | 0% | 0%
LV Generation Intermittent | 0% | 0% | 0% | 0% | 0% | 0% | 0% | 0%
LV Generation Non-Intermittent | 0% | 0% | 0% | 0% | 0% | 0% | 0% | 0%
LV Sub Generation Intermittent | 0% | 0% | 0% | 0% | 0% | 0% | 0% | 0%
LV Sub Generation Non-Intermittent | 0% | 0% | 0% | 0% | 0% | 0% | 0% | 0%
1026. Matrix of applicability of LV service models to unmetered tariffs
Source: service models
Proportion of service model involved in connecting load of 1 MWh/year
| LV service model 1 | LV service model 2 | LV service model 3 | LV service model 4 | LV service model 5 | LV service model 6 | LV service model 7 | LV service model 8
NHH UMS | 0 | 0 | 0 | 0 | 0 | 1.5221 | 0 | 0
LV UMS (Pseudo HH Metered) | 0 | 0 | 0 | 0 | 0 | 1.5221 | 0 | 0
1028. Matrix of applicability of HV service models to tariffs with fixed charges
| HV service model 1 | HV service model 2 | HV service model 3 | HV service model 4 | HV service model 5
HV Medium Non-Domestic | 100% | 0% | 0% | 0% | 0%
HV HH Metered | 100% | 0% | 0% | 0% | 0%
HV Sub HH Metered | 0% | 100% | 0% | 0% | 0%
HV Generation Intermittent | 0% | 0% | 100% | 0% | 0%
HV Generation Non-Intermittent | 0% | 0% | 100% | 0% | 0%
HV Sub Generation Non-Intermittent | 0% | 0% | 100% | 0% | 0%
HV Sub Generation Intermittent | 0% | 0% | 100% | 0% | 0%
1032. Loss adjustment factors to transmission
Source: losses model or loss adjustment factors at time of system peak.
| 132kV | 132kV/EHV | EHV | EHV/HV | HV | HV/LV | LV circuits
Loss adjustment factor | 1.0014 | 1.0029 | 1.0061 | 1.0285 | 1.0467 | 1.0623 | 1.1179
1037. Embedded network (LDNO) discounts
Source: separate price control disaggregation model.
| No discount | LDNO LV: LV user | LDNO HV: LV user | LDNO HV: LV sub user | LDNO HV: HV user
LDNO discount |  | 28.42% | 48.38% | 26.93% | 17.84%
1041. Load profile data for demand users
Source: load data analysis.
| Coincidence factor | Load factor
Domestic Unrestricted | 0.86484 | 0.40892
Domestic Two Rate | 0.83871 | 0.44686
Domestic Off Peak (related MPAN) | 0 | 0.10057
Small Non Domestic Unrestricted | 0.63131 | 0.34014
Small Non Domestic Two Rate | 0.73233 | 0.48421
Small Non Domestic Off Peak (related MPAN) | 0 | 0.22321
LV Medium Non-Domestic | 0.72356 | 0.48214
LV Sub Medium Non-Domestic | 0.72356 | 0.48214
HV Medium Non-Domestic | 0.6738 | 0.42299
LV HH Metered | 0.78843 | 0.56383
LV Sub HH Metered | 0.78843 | 0.56383
HV HH Metered | 0.81822 | 0.70992
HV Sub HH Metered | 0.81822 | 0.70992
NHH UMS | 0.95744 | 0.48157
LV UMS (Pseudo HH Metered) | 0.95744 | 0.48157
1053. Volume forecasts for the charging year
Source: forecast.
Please include MPAN counts for tariffs with no fixed charge (e.g. off-peak tariffs),
but exclude MPANs on tariffs with a fixed charge that are not subject to a fixed charge due to a site grouping arrangement.
| Rate 1 units (MWh) | Rate 2 units (MWh) | Rate 3 units (MWh) | MPANs | Import capacity (kVA) | Reactive power units (MVArh)
> Domestic Unrestricted
Domestic Unrestricted | 5142208.3207 | 0 | 0 | 1467251.6541 | 0 | 0
LDNO LV: Domestic Unrestricted | 4764.087 | 0 | 0 | 3428.7902 | 0 | 0
LDNO HV: Domestic Unrestricted | 11531.275 | 0 | 0 | 5290.4308 | 0 | 0
> Domestic Two Rate
Domestic Two Rate | 3259141.3972 | 1630672.0128 | 0 | 1021873.1378 | 0 | 0
LDNO LV: Domestic Two Rate | 694.194 | 256.505 | 0 | 268.4758 | 0 | 0
LDNO HV: Domestic Two Rate | 1023.057 | 372.359 | 0 | 532.7893 | 0 | 0
> Domestic Off Peak (related MPAN)
Domestic Off Peak (related MPAN) | 197499.1686 | 0 | 0 | 46827.1804 | 0 | 0
LDNO LV: Domestic Off Peak (related MPAN) | 0 | 0 | 0 | 0 | 0 | 0
LDNO HV: Domestic Off Peak (related MPAN) | 0 | 0 | 0 | 0 | 0 | 0
> Small Non Domestic Unrestricted
Small Non Domestic Unrestricted | 1151325.7986 | 0 | 0 | 94174.6629 | 0 | 0
LDNO LV: Small Non Domestic Unrestricted | 679.764 | 0 | 0 | 197.7148 | 0 | 0
LDNO HV: Small Non Domestic Unrestricted | 2952.747 | 0 | 0 | 146.7252 | 0 | 0
> Small Non Domestic Two Rate
Small Non Domestic Two Rate | 1654800.9728 | 538662.0938 | 0 | 84288.9248 | 0 | 0
LDNO LV: Small Non Domestic Two Rate | 0 | 0 | 0 | 0 | 0 | 0
LDNO HV: Small Non Domestic Two Rate | 241.973 | 76.14 | 0 | 15.6091 | 0 | 0
> Small Non Domestic Off Peak (related MPAN)
Small Non Domestic Off Peak (related MPAN) | 7744.2011 | 0 | 0 | 1040.604 | 0 | 0
LDNO LV: Small Non Domestic Off Peak (related MPAN) | 0 | 0 | 0 | 0 | 0 | 0
LDNO HV: Small Non Domestic Off Peak (related MPAN) | 0 | 0 | 0 | 0 | 0 | 0
> LV Medium Non-Domestic
LV Medium Non-Domestic | 731689.9162 | 196798.5449 | 0 | 7600 | 0 | 0
LDNO LV: LV Medium Non-Domestic | 94.008 | 34.063 | 0 | 2 | 0 | 0
LDNO HV: LV Medium Non-Domestic | 2101.132 | 463.951 | 0 | 27 | 0 | 0
> LV Sub Medium Non-Domestic
LV Sub Medium Non-Domestic | 0 | 0 | 0 | 0 | 0 | 0
> HV Medium Non-Domestic
HV Medium Non-Domestic | 26978.9792 | 8111.4274 | 0 | 240 | 0 | 0
> LV HH Metered
LV HH Metered | 321276.6811 | 1270523.9469 | 1369520.2263 | 7630 | 1500000 | 353581.24
LDNO LV: LV HH Metered | 0 | 0 | 0 | 0 | 0 | 0
LDNO HV: LV HH Metered | 2434.6034 | 9717.2418 | 10729.8003 | 39 | 13300 | 1310.1779
> LV Sub HH Metered
LV Sub HH Metered | 542.4658 | 2130.924 | 2156.6504 | 17 | 8800 | 12.485
LDNO HV: LV Sub HH Metered | 0 | 0 | 0 | 0 | 0 | 0
> HV HH Metered
HV HH Metered | 806877.6061 | 3099885.0982 | 4219008.3306 | 2855 | 2610000 | 794302.279
LDNO HV: HV HH Metered | 845.9989 | 2942.3555 | 2532.3875 | 2 | 1700 | 0
> HV Sub HH Metered
HV Sub HH Metered | 0 | 0 | 0 | 0 | 0 | 0
> NHH UMS
NHH UMS | 89248.8088 | 0 | 0 | 2500 | 0 | 0
LDNO LV: NHH UMS | 31.978 | 0 | 0 | 13 | 0 | 0
LDNO HV: NHH UMS | 245.297 | 0 | 0 | 34 | 0 | 0
> LV UMS (Pseudo HH Metered)
LV UMS (Pseudo HH Metered) | 18264.6652 | 31277.5143 | 259566.0801 | 15 | 0 | 0
LDNO LV: LV UMS (Pseudo HH Metered) | 0 | 0 | 0 | 0 | 0 | 0
LDNO HV: LV UMS (Pseudo HH Metered) | 0 | 0 | 0 | 0 | 0 | 0
> LV Generation NHH
LV Generation NHH | 569.796 | 0 | 0 | 75 | 0 | 0
LDNO LV: LV Generation NHH | 0 | 0 | 0 | 6 | 0 | 0
LDNO HV: LV Generation NHH | 0 | 0 | 0 | 0 | 0 | 0
> LV Sub Generation NHH
LV Sub Generation NHH | 0 | 0 | 0 | 0 | 0 | 0
LDNO HV: LV Sub Generation NHH | 0 | 0 | 0 | 0 | 0 | 0
> LV Generation Intermittent
LV Generation Intermittent | 730.622 | 0 | 0 | 3 | 0 | 25.541
LDNO LV: LV Generation Intermittent | 0 | 0 | 0 | 0 | 0 | 0
LDNO HV: LV Generation Intermittent | 0 | 0 | 0 | 0 | 0 | 0
> LV Generation Non-Intermittent
LV Generation Non-Intermittent | 155.759 | 512.123 | 744.923 | 8 | 0 | 6.235
LDNO LV: LV Generation Non-Intermittent | 0 | 0 | 0 | 0 | 0 | 0
LDNO HV: LV Generation Non-Intermittent | 0 | 0 | 0 | 0 | 0 | 0
> LV Sub Generation Intermittent
LV Sub Generation Intermittent | 0 | 0 | 0 | 0 | 0 | 0
LDNO HV: LV Sub Generation Intermittent | 0 | 0 | 0 | 0 | 0 | 0
> LV Sub Generation Non-Intermittent
LV Sub Generation Non-Intermittent | 0 | 0 | 0 | 0 | 0 | 0
LDNO HV: LV Sub Generation Non-Intermittent | 0 | 0 | 0 | 0 | 0 | 0
> HV Generation Intermittent
HV Generation Intermittent | 2864.99 | 0 | 0 | 2 | 0 | 1.318
LDNO HV: HV Generation Intermittent | 0 | 0 | 0 | 0 | 0 | 0
> HV Generation Non-Intermittent
HV Generation Non-Intermittent | 54602.453 | 173038.854 | 349225.138 | 128 | 0 | 958.69
LDNO HV: HV Generation Non-Intermittent | 0 | 0 | 0 | 0 | 0 | 0
> HV Sub Generation Non-Intermittent
HV Sub Generation Non-Intermittent | 7528.975 | 25660.074 | 53327.679 | 4 | 0 | 0
> HV Sub Generation Intermittent
HV Sub Generation Intermittent | 790.476 | 0 | 0 | 1 | 0 | 0
1055. Transmission exit charges (£/year)
Source: forecast.
Transmission exit
Transmission exit charges (£/year) | 26235038.3929
1059. Other expenditure
| Direct cost (£/year) | Indirect cost (£/year) | Indirect cost proportion | Network rates (£/year)
Other expenditure | 32106773.2753 | 136130946.5719 | 60% | 34646025
1060. Customer contributions under current connection charging policy
Source: analysis of expenditure data and/or survey of capital expenditure schemes.
Customer contribution percentages by network level of supply and by asset network level.
These proportions should reflect the current connection charging method, not necessarily the method that was in place when the connection was built.
| Assets 132kV | Assets 132kV/EHV | Assets EHV | Assets EHV/HV | Assets 132kV/HV | Assets HV | Assets HV/LV | Assets LV circuits
LV network | 0% | 0% | 0% | 0% | 0% | 47.91% | 70.89% | 93.87%
LV substation | 0% | 0% | 0% | 0% | 0% | 47.91% | 70.89%
HV network | 0% | 0% | 6.542% | 35.16% | 35.16% | 63.78%
HV substation | 0% | 0% | 6.542% | 35.16%
1061. Average split of rate 1 units by distribution time band
Source: load data analysis.
This table relates to the first TPR or charging period for each tariff.
Each line relates to a different user type and tariff structure.
For each user type and tariff structure, the figure entered against each of the time bands used for network analysis is
the proportion of the units recorded on the relevant TPR or within the relevant charging period that would fall with each time band.
| Red | Amber | Green
Domestic Two Rate | 15.33% | 40.83% | 43.85%
Domestic Off Peak (related MPAN) | 2.527% | 32.85% | 64.62%
Small Non Domestic Two Rate | 12.77% | 51.37% | 35.86%
Small Non Domestic Off Peak (related MPAN) | 1.696% | 19.38% | 78.92%
LV Medium Non-Domestic | 13.66% | 54.7% | 31.63%
LV Sub Medium Non-Domestic | 13.66% | 54.7% | 31.63%
HV Medium Non-Domestic | 13.42% | 57.86% | 28.72%
1062. Average split of rate 2 units by distribution time band
Source: load data analysis.
This table relates to the second TPR or charging period for each tariff.
See notes on table 1061.
| Red | Amber | Green
Domestic Two Rate | 0% | 0% | 100%
Small Non Domestic Two Rate | 0% | 0% | 100%
LV Medium Non-Domestic | 0% | 0% | 100%
LV Sub Medium Non-Domestic | 0% | 0% | 100%
HV Medium Non-Domestic | 0% | 0% | 100%
1068. Typical annual hours by distribution time band
Source: definition of distribution time bands.
The figures in this table will be automatically adjusted to match the number of days in the charging period.
| Red | Amber | Green
Annual hours | 783 | 2740.5 | 5236.5
1069. Peaking probabilities by network level
Source: operational data analysis.
| Red | Amber | Green
GSPs | 100% | 0% | 0%
132kV | 80.25% | 18.4% | 1.342%
132kV/EHV | 80.25% | 18.4% | 1.342%
EHV | 66.48% | 29.55% | 3.967%
EHV/HV | 66.48% | 29.55% | 3.967%
132kV/HV | 80.25% | 18.4% | 1.342%
HV | 66.48% | 29.55% | 3.967%
HV/LV | 66.48% | 29.55% | 3.967%
LV circuits | 66.48% | 29.55% | 3.967%
1076. Target revenue
Source: forecast.
| Allowed revenue (£/year) | Pass-through charges (£/year) | Adjustment for previous year's under (over) recovery (£/year) | Revenue raised outside this model (£/year)
Target revenue | 452483175 | 0 | 0 | 9970292.7935
1092. Average kVAr by kVA, by network level
Source: analysis of operational data.
This is the average of MVAr/MVA or SQRT(1-PF^2) across relevant network elements.
| GSPs | 132kV | 132kV/EHV | EHV | EHV/HV | 132kV/HV | HV | HV/LV | LV circuits
Average kVAr by kVA, by network level | 0.29066 | 0.29066 | 0.29066 | 0.29066 | 0.29066 | 0.29066 | 0.29066 | 0.29066 | 0.29066
1201. Current tariff information
| Current revenues if known (£/year) | Current Unit rate 1 p/kWh | Current Unit rate 2 p/kWh | Current Unit rate 3 p/kWh | Current Fixed charge p/MPAN/day | Current Capacity charge p/kVA/day | Current Reactive power charge p/kVArh
Domestic Unrestricted | 130826862
Domestic Two Rate | 15098369
Domestic Off Peak (related MPAN) | 146557
Small Non Domestic Unrestricted | 29063999
Small Non Domestic Two Rate | 6925425
Small Non Domestic Off Peak (related MPAN)
LV Medium Non-Domestic | 19761662
LV Sub Medium Non-Domestic | 733648
HV Medium Non-Domestic | 266631
LV HH Metered | 22598111 |  |  | 0 |  |  | 0
LV Sub HH Metered | 14598953 |  |  | 0 |  |  | 0
HV HH Metered | 41609304 |  |  | 0 |  |  | 0
HV Sub HH Metered | 6392480 |  |  | 0 |  |  | 0
NHH UMS | 540187
LV UMS (Pseudo HH Metered) | 4899607 |  |  | 0

## Sheet1 (hidden)
1000. Company, charging year, data version
| Company | Year | Version
Company, charging year, data version | CN East | 2011/12 | v1
1010. Financial and general assumptions
Sources: financial assumptions; calendar; network model.
These financial assumptions determine the annuity rate applied to convert the asset values of the network model into an annual charge.
| Rate of return | Annualisation period (years) | Annuity proportion for customer-contributed assets | Power factor | Days in the charging period
Financial and general assumptions | 6.9% | 40 |  | 0.95 | 365
1017. Diversity allowance between top and bottom of network level
Source: operational data analysis and/or network model.
The diversity figure against GSP is the diversity between GSP Group (the whole system) and individual GSPs.
The diversity figure against 132kV is the diversity between GSPs (the top of the 132kV network) and 132kV/EHV bulk supply points (the bottom of the 132kV network).
The diversity figure against EHV is the diversity between 132kV/EHV bulk supply points (the top of the EHV network) and EHV/HV primary substations (the bottom of the EHV network).
The diversity figure against HV is the diversity between EHV/HV primary substations (the top of the HV network) and HV/LV substations (the bottom of the HV network).
Diversity allowance between top and bottom of network level
GSPs | 2.471%
132kV | 4.501%
132kV/EHV
EHV | 7.902%
EHV/HV
HV | 34%
HV/LV
LV circuits
1018. Proportion of relevant load going through 132kV/HV direct transformation
132kV/HV
EHV/HV | 7.504%
1019. Network model GSP peak demand (MW)
Network model GSP peak demand (MW)
Network model GSP peak demand (MW) | 500
1020. Gross asset cost by network level (£)
Gross assets £
132kV | 105177274.9814
132kV/EHV | 29304099
EHV | 29424522.4644
EHV/HV | 54678335.8
132kV/HV | 4871477.6
HV | 93092322.7165
HV/LV | 65596862.32
LV circuits | 68192087.725
1022. LV service model asset cost (£)
| LV service model 1 | LV service model 2 | LV service model 3 | LV service model 4 | LV service model 5 | LV service model 6 | LV service model 7 | LV service model 8
LV service model asset cost (£) | 8780.4294 | 650.1649 | 1533.6635 | 1533.6635 | 1533.6635 | 169.575 | 0 | 0
1023. HV service model asset cost (£)
| HV service model 1 | HV service model 2 | HV service model 3 | HV service model 4 | HV service model 5
HV service model asset cost (£) | 15422.4987 | 15422.4987 | 2647.79 | 0 | 0
1025. Matrix of applicability of LV service models to tariffs with fixed charges
| LV service model 1 | LV service model 2 | LV service model 3 | LV service model 4 | LV service model 5 | LV service model 6 | LV service model 7 | LV service model 8
Domestic Unrestricted | 5% | 0% | 0% | 0% | 0% | 0% | 0% | 0%
Domestic Two Rate | 5% | 0% | 0% | 0% | 0% | 0% | 0% | 0%
Small Non Domestic Unrestricted | 0% | 100% | 0% | 0% | 0% | 0% | 0% | 0%
Small Non Domestic Two Rate | 0% | 100% | 0% | 0% | 0% | 0% | 0% | 0%
LV Medium Non-Domestic | 0% | 0% | 100% | 0% | 0% | 0% | 0% | 0%
LV Sub Medium Non-Domestic | 0% | 0% | 0% | 0% | 100% | 0% | 0% | 0%
LV HH Metered | 0% | 0% | 0% | 100% | 0% | 0% | 0% | 0%
LV Sub HH Metered | 0% | 0% | 0% | 0% | 100% | 0% | 0% | 0%
LV Generation NHH | 0% | 0% | 0% | 0% | 0% | 0% | 0% | 0%
LV Sub Generation NHH | 0% | 0% | 0% | 0% | 0% | 0% | 0% | 0%
LV Generation Intermittent | 0% | 0% | 0% | 0% | 0% | 0% | 0% | 0%
LV Generation Non-Intermittent | 0% | 0% | 0% | 0% | 0% | 0% | 0% | 0%
LV Sub Generation Intermittent | 0% | 0% | 0% | 0% | 0% | 0% | 0% | 0%
LV Sub Generation Non-Intermittent | 0% | 0% | 0% | 0% | 0% | 0% | 0% | 0%
1026. Matrix of applicability of LV service models to unmetered tariffs
Source: service models
Proportion of service model involved in connecting load of 1 MWh/year
| LV service model 1 | LV service model 2 | LV service model 3 | LV service model 4 | LV service model 5 | LV service model 6 | LV service model 7 | LV service model 8
NHH UMS | 0 | 0 | 0 | 0 | 0 | 1.5221 | 0 | 0
LV UMS (Pseudo HH Metered) | 0 | 0 | 0 | 0 | 0 | 1.5221 | 0 | 0
1028. Matrix of applicability of HV service models to tariffs with fixed charges
| HV service model 1 | HV service model 2 | HV service model 3 | HV service model 4 | HV service model 5
HV Medium Non-Domestic | 100% | 0% | 0% | 0% | 0%
HV HH Metered | 100% | 0% | 0% | 0% | 0%
HV Sub HH Metered | 0% | 100% | 0% | 0% | 0%
HV Generation Intermittent | 0% | 0% | 100% | 0% | 0%
HV Generation Non-Intermittent | 0% | 0% | 100% | 0% | 0%
HV Sub Generation Non-Intermittent | 0% | 0% | 100% | 0% | 0%
HV Sub Generation Intermittent | 0% | 0% | 100% | 0% | 0%
1032. Loss adjustment factors to transmission
Source: losses model or loss adjustment factors at time of system peak.
| 132kV | 132kV/EHV | EHV | EHV/HV | HV | HV/LV | LV circuits
Loss adjustment factor | 1.01 | 1.018 | 1.025 | 1.034 | 1.043 | 1.066 | 1.088
1037. Embedded network (LDNO) discounts
Source: separate price control disaggregation model.
| No discount | LDNO LV: LV user | LDNO HV: LV user | LDNO HV: LV sub user | LDNO HV: HV user
LDNO discount |  | 26.91% | 36.36% | 10.85% | 17.8%
1041. Load profile data for demand users
Source: load data analysis.
| Coincidence factor | Load factor
Domestic Unrestricted | 0.8945 | 0.41952
Domestic Two Rate | 0.98066 | 0.50168
Domestic Off Peak (related MPAN) | 0 | 0.14008
Small Non Domestic Unrestricted | 0.62932 | 0.33708
Small Non Domestic Two Rate | 0.72212 | 0.48735
Small Non Domestic Off Peak (related MPAN) | 0 | 0.25302
LV Medium Non-Domestic | 0.71533 | 0.49551
LV Sub Medium Non-Domestic | 0.71533 | 0.49551
HV Medium Non-Domestic | 0.66109 | 0.43656
LV HH Metered | 0.82443 | 0.57981
LV Sub HH Metered | 0.82443 | 0.57981
HV HH Metered | 0.8463 | 0.71494
HV Sub HH Metered | 0.8463 | 0.71494
NHH UMS | 0.95733 | 0.47287
LV UMS (Pseudo HH Metered) | 0.95733 | 0.47287
1053. Volume forecasts for the charging year
Source: forecast.
Please include MPAN counts for tariffs with no fixed charge (e.g. off-peak tariffs),
but exclude MPANs on tariffs with a fixed charge that are not subject to a fixed charge due to a site grouping arrangement.
| Rate 1 units (MWh) | Rate 2 units (MWh) | Rate 3 units (MWh) | MPANs | Import capacity (kVA) | Reactive power units (MVArh)
> Domestic Unrestricted
Domestic Unrestricted | 5020763.6307 | 0 | 0 | 1363261.3518 | 0 | 0
LDNO LV: Domestic Unrestricted | 1675.7223 | 0 | 0 | 455 | 0 | 0
LDNO HV: Domestic Unrestricted | 6710.255 | 0 | 0 | 1822 | 0 | 0
> Domestic Two Rate
Domestic Two Rate | 3457036.398 | 1664775.1451 | 0 | 1015942.5539 | 0 | 0
LDNO LV: Domestic Two Rate | 74.8613 | 36.0503 | 0 | 22 | 0 | 0
LDNO HV: Domestic Two Rate | 296.0425 | 142.5626 | 0 | 87 | 0 | 0
> Domestic Off Peak (related MPAN)
Domestic Off Peak (related MPAN) | 198794.5764 | 0 | 0 | 46465.238 | 0 | 0
LDNO LV: Domestic Off Peak (related MPAN) | 0 | 0 | 0 | 0 | 0 | 0
LDNO HV: Domestic Off Peak (related MPAN) | 0 | 0 | 0 | 0 | 0 | 0
> Small Non Domestic Unrestricted
Small Non Domestic Unrestricted | 1180794.9271 | 0 | 0 | 88961.7156 | 0 | 0
LDNO LV: Small Non Domestic Unrestricted | 305.2806 | 0 | 0 | 23 | 0 | 0
LDNO HV: Small Non Domestic Unrestricted | 1207.8492 | 0 | 0 | 91 | 0 | 0
> Small Non Domestic Two Rate
Small Non Domestic Two Rate | 1691778.9597 | 582847.8977 | 0 | 79582.944 | 0 | 0
LDNO LV: Small Non Domestic Two Rate | 21.2581 | 7.3238 | 0 | 1 | 0 | 0
LDNO HV: Small Non Domestic Two Rate | 42.5161 | 14.6476 | 0 | 2 | 0 | 0
> Small Non Domestic Off Peak (related MPAN)
Small Non Domestic Off Peak (related MPAN) | 9011.1813 | 0 | 0 | 1062.7981 | 0 | 0
LDNO LV: Small Non Domestic Off Peak (related MPAN) | 0 | 0 | 0 | 0 | 0 | 0
LDNO HV: Small Non Domestic Off Peak (related MPAN) | 0 | 0 | 0 | 0 | 0 | 0
> LV Medium Non-Domestic
LV Medium Non-Domestic | 779967.0051 | 204292.0594 | 0 | 7516.9 | 0 | 0
LDNO LV: LV Medium Non-Domestic | 415.0472 | 108.7108 | 0 | 4 | 0 | 0
LDNO HV: LV Medium Non-Domestic | 1867.7122 | 489.1986 | 0 | 18 | 0 | 0
> LV Sub Medium Non-Domestic
LV Sub Medium Non-Domestic | 0 | 0 | 0 | 0 | 0 | 0
> HV Medium Non-Domestic
HV Medium Non-Domestic | 27595.7092 | 7769.0798 | 0 | 255.9833 | 0 | 0
> LV HH Metered
LV HH Metered | 322833.4845 | 1262796.9348 | 1390282.8556 | 7551 | 1508532.7231 | 296723.7566
LDNO LV: LV HH Metered | 299.2762 | 1170.6501 | 1288.8333 | 7 | 1398.4544 | 0
LDNO HV: LV HH Metered | 940.5823 | 3679.1859 | 4050.6188 | 22 | 4395.1424 | 0
> LV Sub HH Metered
LV Sub HH Metered | 0 | 0 | 0 | 0 | 0 | 0
LDNO HV: LV Sub HH Metered | 0 | 0 | 0 | 0 | 0 | 0
> HV HH Metered
HV HH Metered | 853777.6648 | 3213419.7611 | 4503822.4382 | 2909.25 | 2817443.5364 | 764918.2282
LDNO HV: HV HH Metered | 2054.2902 | 7731.8685 | 10836.7301 | 7 | 6779.1028 | 0
> HV Sub HH Metered
HV Sub HH Metered | 0 | 0 | 0 | 0 | 0 | 0
> NHH UMS
NHH UMS | 81851.9763 | 0 | 0 | 2289.0667 | 0 | 0
LDNO LV: NHH UMS | 0 | 0 | 0 | 0 | 0 | 0
LDNO HV: NHH UMS | 0 | 0 | 0 | 0 | 0 | 0
> LV UMS (Pseudo HH Metered)
LV UMS (Pseudo HH Metered) | 16564.5111 | 29164.5022 | 249119.1322 | 15 | 0 | 0
LDNO LV: LV UMS (Pseudo HH Metered) | 0 | 0 | 0 | 0 | 0 | 0
LDNO HV: LV UMS (Pseudo HH Metered) | 0 | 0 | 0 | 0 | 0 | 0
> LV Generation NHH
LV Generation NHH | 156.7065 | 0 | 0 | 28.0158 | 0 | 0
LDNO LV: LV Generation NHH | 0 | 0 | 0 | 0 | 0 | 0
LDNO HV: LV Generation NHH | 0 | 0 | 0 | 0 | 0 | 0
> LV Sub Generation NHH
LV Sub Generation NHH | 0 | 0 | 0 | 0 | 0 | 0
LDNO HV: LV Sub Generation NHH | 0 | 0 | 0 | 0 | 0 | 0
> LV Generation Intermittent
LV Generation Intermittent | 0 | 0 | 0 | 0 | 0 | 0
LDNO LV: LV Generation Intermittent | 0 | 0 | 0 | 0 | 0 | 0
LDNO HV: LV Generation Intermittent | 0 | 0 | 0 | 0 | 0 | 0
> LV Generation Non-Intermittent
LV Generation Non-Intermittent | 116.2006 | 147.8927 | 191.2788 | 9 | 0 | 0
LDNO LV: LV Generation Non-Intermittent | 0 | 0 | 0 | 0 | 0 | 0
LDNO HV: LV Generation Non-Intermittent | 0 | 0 | 0 | 0 | 0 | 0
> LV Sub Generation Intermittent
LV Sub Generation Intermittent | 0 | 0 | 0 | 0 | 0 | 0
LDNO HV: LV Sub Generation Intermittent | 0 | 0 | 0 | 0 | 0 | 0
> LV Sub Generation Non-Intermittent
LV Sub Generation Non-Intermittent | 0 | 0 | 0 | 0 | 0 | 0
LDNO HV: LV Sub Generation Non-Intermittent | 0 | 0 | 0 | 0 | 0 | 0
> HV Generation Intermittent
HV Generation Intermittent | 3190.1477 | 0 | 0 | 1 | 0 | 0
LDNO HV: HV Generation Intermittent | 0 | 0 | 0 | 0 | 0 | 0
> HV Generation Non-Intermittent
HV Generation Non-Intermittent | 60987.3002 | 202814.6304 | 374094.9592 | 102 | 0 | 0
LDNO HV: HV Generation Non-Intermittent | 0 | 0 | 0 | 0 | 0 | 0
> HV Sub Generation Non-Intermittent
HV Sub Generation Non-Intermittent | 0 | 0 | 0 | 0 | 0 | 0
> HV Sub Generation Intermittent
HV Sub Generation Intermittent | 0 | 0 | 0 | 0 | 0 | 0
1055. Transmission exit charges (£/year)
Source: forecast.
Transmission exit
Transmission exit charges (£/year) | 7597495.6745
1059. Other expenditure
| Direct cost (£/year) | Indirect cost (£/year) | Indirect cost proportion | Network rates (£/year)
Other expenditure | 22718554.7372 | 69389776.9841 | 60% | 30612901.29
1060. Customer contributions under current connection charging policy
Source: analysis of expenditure data and/or survey of capital expenditure schemes.
Customer contribution percentages by network level of supply and by asset network level.
These proportions should reflect the current connection charging method, not necessarily the method that was in place when the connection was built.
| Assets 132kV | Assets 132kV/EHV | Assets EHV | Assets EHV/HV | Assets 132kV/HV | Assets HV | Assets HV/LV | Assets LV circuits
LV network | 0% | 0% | 0% | 0% | 0% | 47.91% | 70.89% | 93.87%
LV substation | 0% | 0% | 0% | 0% | 0% | 47.91% | 70.89%
HV network | 0% | 0% | 6.542% | 35.16% | 35.16% | 63.78%
HV substation | 0% | 0% | 6.542% | 35.16%
1061. Average split of rate 1 units by distribution time band
Source: load data analysis.
This table relates to the first TPR or charging period for each tariff.
Each line relates to a different user type and tariff structure.
For each user type and tariff structure, the figure entered against each of the time bands used for network analysis is
the proportion of the units recorded on the relevant TPR or within the relevant charging period that would fall with each time band.
| Red | Amber | Green
Domestic Two Rate | 15.71% | 40.29% | 44.01%
Domestic Off Peak (related MPAN) | 4.434% | 32.18% | 63.39%
Small Non Domestic Two Rate | 13.72% | 54.09% | 32.18%
Small Non Domestic Off Peak (related MPAN) | 2.17% | 20.47% | 77.36%
LV Medium Non-Domestic | 13.57% | 55.21% | 31.22%
LV Sub Medium Non-Domestic | 13.57% | 55.21% | 31.22%
HV Medium Non-Domestic | 13.35% | 58.36% | 28.29%
1062. Average split of rate 2 units by distribution time band
Source: load data analysis.
This table relates to the second TPR or charging period for each tariff.
See notes on table 1061.
| Red | Amber | Green
Domestic Two Rate | 0% | 0% | 100%
Small Non Domestic Two Rate | 0% | 0% | 100%
LV Medium Non-Domestic | 0% | 0% | 100%
LV Sub Medium Non-Domestic | 0% | 0% | 100%
HV Medium Non-Domestic | 0% | 0% | 100%
1068. Typical annual hours by distribution time band
Source: definition of distribution time bands.
The figures in this table will be automatically adjusted to match the number of days in the charging period.
| Red | Amber | Green
Annual hours | 780 | 2730 | 5250
1069. Peaking probabilities by network level
Source: operational data analysis.
| Red | Amber | Green
GSPs | 95.97% | 0% | 4.035%
132kV | 81.22% | 16.34% | 2.441%
132kV/EHV | 81.22% | 16.34% | 2.441%
EHV | 59.48% | 36.71% | 3.803%
EHV/HV | 59.48% | 36.71% | 3.803%
132kV/HV | 61.9% | 37.2% | 0.9036%
HV | 59.64% | 36.75% | 3.609%
HV/LV | 59.64% | 36.75% | 3.609%
LV circuits | 59.64% | 36.75% | 3.609%
1076. Target revenue
Source: forecast.
| Allowed revenue (£/year) | Pass-through charges (£/year) | Adjustment for previous year's under (over) recovery (£/year) | Revenue raised outside this model (£/year)
Target revenue | 336766037.7018 | 0 | 342460.3341 | 4468240.5913
1092. Average kVAr by kVA, by network level
Source: analysis of operational data.
This is the average of MVAr/MVA or SQRT(1-PF^2) across relevant network elements.
| GSPs | 132kV | 132kV/EHV | EHV | EHV/HV | 132kV/HV | HV | HV/LV | LV circuits
Average kVAr by kVA, by network level | 0.33179 | 0.33179 | 0.37741 | 0.37741 | 0.31021 | 0.65285 | 0.34725 | 0.34725 | 0.34725
1201. Current tariff information
| Current revenues if known (£/year) | Current Unit rate 1 p/kWh | Current Unit rate 2 p/kWh | Current Unit rate 3 p/kWh | Current Fixed charge p/MPAN/day | Current Capacity charge p/kVA/day | Current Reactive power charge p/kVArh
Domestic Unrestricted | 130826862
Domestic Two Rate | 15098369
Domestic Off Peak (related MPAN) | 146557
Small Non Domestic Unrestricted | 29063999
Small Non Domestic Two Rate | 6925425
Small Non Domestic Off Peak (related MPAN)
LV Medium Non-Domestic | 19761662
LV Sub Medium Non-Domestic | 733648
HV Medium Non-Domestic | 266631
LV HH Metered | 22598111 |  |  | 0 |  |  | 0
LV Sub HH Metered | 14598953 |  |  | 0 |  |  | 0
HV HH Metered | 41609304 |  |  | 0 |  |  | 0
HV Sub HH Metered | 6392480 |  |  | 0 |  |  | 0
NHH UMS | 540187
LV UMS (Pseudo HH Metered) | 4899607 |  |  | 0

## Sheet2 (hidden)
1000. Company, charging year, data version
| Company | Year | Version
Company, charging year, data version | !!!!!!!!!!!!!!!!!!!!!!!!!!!!!!! | !!!!!!!!!!!!!!!!!!!!!!!!!!!!!!!
1010. Financial and general assumptions
Sources: financial assumptions; calendar; network model.
These financial assumptions determine the annuity rate applied to convert the asset values of the network model into an annual charge.
Financial and general assumptions | !!!!!!!!!!!!!!!!!!!!!!!!!!!!!!!
1017. Diversity allowance between top and bottom of network level
Source: operational data analysis and/or network model.
The diversity figure against GSP is the diversity between GSP Group (the whole system) and individual GSPs.
The diversity figure against 132kV is the diversity between GSPs (the top of the 132kV network) and 132kV/EHV bulk supply points (the bottom of the 132kV network).
The diversity figure against EHV is the diversity between 132kV/EHV bulk supply points (the top of the EHV network) and EHV/HV primary substations (the bottom of the EHV network).
The diversity figure against HV is the diversity between EHV/HV primary substations (the top of the HV network) and HV/LV substations (the bottom of the HV network).
GSPs
132kV
132kV/EHV
EHV
EHV/HV
HV
HV/LV
LV circuits
1018. Proportion of relevant load going through 132kV/HV direct transformation
EHV/HV
1019. Network model GSP peak demand (MW)
Network model GSP peak demand (MW)
1020. Gross asset cost by network level (£)
132kV | !!!!!!!!!!!!!!!!!!!!!!!!!!!!!!!
132kV/EHV | !!!!!!!!!!!!!!!!!!!!!!!!!!!!!!!
EHV | !!!!!!!!!!!!!!!!!!!!!!!!!!!!!!!
EHV/HV | !!!!!!!!!!!!!!!!!!!!!!!!!!!!!!!
132kV/HV | !!!!!!!!!!!!!!!!!!!!!!!!!!!!!!!
HV | !!!!!!!!!!!!!!!!!!!!!!!!!!!!!!!
HV/LV | !!!!!!!!!!!!!!!!!!!!!!!!!!!!!!!
LV circuits | !!!!!!!!!!!!!!!!!!!!!!!!!!!!!!!
1022. LV service model asset cost (£)
LV service model asset cost (£) | !!!!!!!!!!!!!!!!!!!!!!!!!!!!!!! | !!!!!!!!!!!!!!!!!!!!!!!!!!!!!!! | !!!!!!!!!!!!!!!!!!!!!!!!!!!!!!! | !!!!!!!!!!!!!!!!!!!!!!!!!!!!!!! | !!!!!!!!!!!!!!!!!!!!!!!!!!!!!!! | !!!!!!!!!!!!!!!!!!!!!!!!!!!!!!!
1023. HV service model asset cost (£)
HV service model asset cost (£) | !!!!!!!!!!!!!!!!!!!!!!!!!!!!!!! | !!!!!!!!!!!!!!!!!!!!!!!!!!!!!!! | !!!!!!!!!!!!!!!!!!!!!!!!!!!!!!!
1025. Matrix of applicability of LV service models to tariffs with fixed charges
Domestic Unrestricted
Domestic Two Rate
Small Non Domestic Unrestricted
Small Non Domestic Two Rate
LV Medium Non-Domestic
LV Sub Medium Non-Domestic
LV HH Metered
LV Sub HH Metered
LV Generation NHH
LV Sub Generation NHH
LV Generation Intermittent
LV Generation Non-Intermittent
LV Sub Generation Intermittent
LV Sub Generation Non-Intermittent
1026. Matrix of applicability of LV service models to unmetered tariffs
Source: service models
Proportion of service model involved in connecting load of 1 MWh/year
NHH UMS
LV UMS (Pseudo HH Metered)
1028. Matrix of applicability of HV service models to tariffs with fixed charges
HV Medium Non-Domestic
HV HH Metered
HV Sub HH Metered
HV Generation Intermittent
HV Generation Non-Intermittent
HV Sub Generation Non-Intermittent
HV Sub Generation Intermittent
1032. Loss adjustment factors to transmission
Source: losses model or loss adjustment factors at time of system peak.
Loss adjustment factor | !!!!!!!!!!!!!!!!!!!!!!!!!!!!!!! | !!!!!!!!!!!!!!!!!!!!!!!!!!!!!!! | !!!!!!!!!!!!!!!!!!!!!!!!!!!!!!! | !!!!!!!!!!!!!!!!!!!!!!!!!!!!!!! | !!!!!!!!!!!!!!!!!!!!!!!!!!!!!!! | !!!!!!!!!!!!!!!!!!!!!!!!!!!!!!! | !!!!!!!!!!!!!!!!!!!!!!!!!!!!!!!
1037. Embedded network (LDNO) discounts
Source: separate price control disaggregation model.
LDNO discount |  | !!!!!!!!!!!!!!!!!!!!!!!!!!!!!!! | !!!!!!!!!!!!!!!!!!!!!!!!!!!!!!! | !!!!!!!!!!!!!!!!!!!!!!!!!!!!!!! | !!!!!!!!!!!!!!!!!!!!!!!!!!!!!!!
1041. Load profile data for demand users
Source: load data analysis.
Domestic Unrestricted | !!!!!!!!!!!!!!!!!!!!!!!!!!!!!!! | !!!!!!!!!!!!!!!!!!!!!!!!!!!!!!!
Domestic Two Rate | !!!!!!!!!!!!!!!!!!!!!!!!!!!!!!! | !!!!!!!!!!!!!!!!!!!!!!!!!!!!!!!
Domestic Off Peak (related MPAN) |  | !!!!!!!!!!!!!!!!!!!!!!!!!!!!!!!
Small Non Domestic Unrestricted | !!!!!!!!!!!!!!!!!!!!!!!!!!!!!!! | !!!!!!!!!!!!!!!!!!!!!!!!!!!!!!!
Small Non Domestic Two Rate | !!!!!!!!!!!!!!!!!!!!!!!!!!!!!!! | !!!!!!!!!!!!!!!!!!!!!!!!!!!!!!!
Small Non Domestic Off Peak (related MPAN) |  | !!!!!!!!!!!!!!!!!!!!!!!!!!!!!!!
LV Medium Non-Domestic | !!!!!!!!!!!!!!!!!!!!!!!!!!!!!!! | !!!!!!!!!!!!!!!!!!!!!!!!!!!!!!!
LV Sub Medium Non-Domestic | !!!!!!!!!!!!!!!!!!!!!!!!!!!!!!! | !!!!!!!!!!!!!!!!!!!!!!!!!!!!!!!
HV Medium Non-Domestic | !!!!!!!!!!!!!!!!!!!!!!!!!!!!!!! | !!!!!!!!!!!!!!!!!!!!!!!!!!!!!!!
LV HH Metered | !!!!!!!!!!!!!!!!!!!!!!!!!!!!!!! | !!!!!!!!!!!!!!!!!!!!!!!!!!!!!!!
LV Sub HH Metered | !!!!!!!!!!!!!!!!!!!!!!!!!!!!!!! | !!!!!!!!!!!!!!!!!!!!!!!!!!!!!!!
HV HH Metered | !!!!!!!!!!!!!!!!!!!!!!!!!!!!!!! | !!!!!!!!!!!!!!!!!!!!!!!!!!!!!!!
HV Sub HH Metered | !!!!!!!!!!!!!!!!!!!!!!!!!!!!!!! | !!!!!!!!!!!!!!!!!!!!!!!!!!!!!!!
NHH UMS | !!!!!!!!!!!!!!!!!!!!!!!!!!!!!!! | !!!!!!!!!!!!!!!!!!!!!!!!!!!!!!!
LV UMS (Pseudo HH Metered) | !!!!!!!!!!!!!!!!!!!!!!!!!!!!!!! | !!!!!!!!!!!!!!!!!!!!!!!!!!!!!!!
1053. Volume forecasts for the charging year
Source: forecast.
Please include MPAN counts for tariffs with no fixed charge (e.g. off-peak tariffs),
but exclude MPANs on tariffs with a fixed charge that are not subject to a fixed charge due to a site grouping arrangement.
> Domestic Unrestricted
Domestic Unrestricted | !!!!!!!!!!!!!!!!!!!!!!!!!!!!!!! |  |  | !!!!!!!!!!!!!!!!!!!!!!!!!!!!!!!
LDNO LV: Domestic Unrestricted | !!!!!!!!!!!!!!!!!!!!!!!!!!!!!!! |  |  | !!!!!!!!!!!!!!!!!!!!!!!!!!!!!!!
LDNO HV: Domestic Unrestricted | !!!!!!!!!!!!!!!!!!!!!!!!!!!!!!! |  |  | !!!!!!!!!!!!!!!!!!!!!!!!!!!!!!!
> Domestic Two Rate
Domestic Two Rate | !!!!!!!!!!!!!!!!!!!!!!!!!!!!!!! | !!!!!!!!!!!!!!!!!!!!!!!!!!!!!!! |  | !!!!!!!!!!!!!!!!!!!!!!!!!!!!!!!
LDNO LV: Domestic Two Rate | !!!!!!!!!!!!!!!!!!!!!!!!!!!!!!! | !!!!!!!!!!!!!!!!!!!!!!!!!!!!!!! |  | !!!!!!!!!!!!!!!!!!!!!!!!!!!!!!!
LDNO HV: Domestic Two Rate | !!!!!!!!!!!!!!!!!!!!!!!!!!!!!!! | !!!!!!!!!!!!!!!!!!!!!!!!!!!!!!! |  | !!!!!!!!!!!!!!!!!!!!!!!!!!!!!!!
> Domestic Off Peak (related MPAN)
Domestic Off Peak (related MPAN) | !!!!!!!!!!!!!!!!!!!!!!!!!!!!!!! |  |  | !!!!!!!!!!!!!!!!!!!!!!!!!!!!!!!
LDNO LV: Domestic Off Peak (related MPAN)
LDNO HV: Domestic Off Peak (related MPAN)
> Small Non Domestic Unrestricted
Small Non Domestic Unrestricted | !!!!!!!!!!!!!!!!!!!!!!!!!!!!!!! |  |  | !!!!!!!!!!!!!!!!!!!!!!!!!!!!!!!
LDNO LV: Small Non Domestic Unrestricted | !!!!!!!!!!!!!!!!!!!!!!!!!!!!!!! |  |  | !!!!!!!!!!!!!!!!!!!!!!!!!!!!!!!
LDNO HV: Small Non Domestic Unrestricted | !!!!!!!!!!!!!!!!!!!!!!!!!!!!!!! |  |  | !!!!!!!!!!!!!!!!!!!!!!!!!!!!!!!
> Small Non Domestic Two Rate
Small Non Domestic Two Rate | !!!!!!!!!!!!!!!!!!!!!!!!!!!!!!! | !!!!!!!!!!!!!!!!!!!!!!!!!!!!!!! |  | !!!!!!!!!!!!!!!!!!!!!!!!!!!!!!!
LDNO LV: Small Non Domestic Two Rate | !!!!!!!!!!!!!!!!!!!!!!!!!!!!!!! | !!!!!!!!!!!!!!!!!!!!!!!!!!!!!!! |  | !!!!!!!!!!!!!!!!!!!!!!!!!!!!!!!
LDNO HV: Small Non Domestic Two Rate | !!!!!!!!!!!!!!!!!!!!!!!!!!!!!!! | !!!!!!!!!!!!!!!!!!!!!!!!!!!!!!! |  | !!!!!!!!!!!!!!!!!!!!!!!!!!!!!!!
> Small Non Domestic Off Peak (related MPAN)
Small Non Domestic Off Peak (related MPAN) | !!!!!!!!!!!!!!!!!!!!!!!!!!!!!!! |  |  | !!!!!!!!!!!!!!!!!!!!!!!!!!!!!!!
LDNO LV: Small Non Domestic Off Peak (related MPAN)
LDNO HV: Small Non Domestic Off Peak (related MPAN)
> LV Medium Non-Domestic
LV Medium Non-Domestic | !!!!!!!!!!!!!!!!!!!!!!!!!!!!!!! | !!!!!!!!!!!!!!!!!!!!!!!!!!!!!!! |  | !!!!!!!!!!!!!!!!!!!!!!!!!!!!!!!
LDNO LV: LV Medium Non-Domestic | !!!!!!!!!!!!!!!!!!!!!!!!!!!!!!! | !!!!!!!!!!!!!!!!!!!!!!!!!!!!!!! |  | !!!!!!!!!!!!!!!!!!!!!!!!!!!!!!!
LDNO HV: LV Medium Non-Domestic | !!!!!!!!!!!!!!!!!!!!!!!!!!!!!!! | !!!!!!!!!!!!!!!!!!!!!!!!!!!!!!! |  | !!!!!!!!!!!!!!!!!!!!!!!!!!!!!!!
> LV Sub Medium Non-Domestic
LV Sub Medium Non-Domestic
> HV Medium Non-Domestic
HV Medium Non-Domestic | !!!!!!!!!!!!!!!!!!!!!!!!!!!!!!! | !!!!!!!!!!!!!!!!!!!!!!!!!!!!!!! |  | !!!!!!!!!!!!!!!!!!!!!!!!!!!!!!!
> LV HH Metered
LV HH Metered | !!!!!!!!!!!!!!!!!!!!!!!!!!!!!!! | !!!!!!!!!!!!!!!!!!!!!!!!!!!!!!! | !!!!!!!!!!!!!!!!!!!!!!!!!!!!!!! | !!!!!!!!!!!!!!!!!!!!!!!!!!!!!!! | !!!!!!!!!!!!!!!!!!!!!!!!!!!!!!! | !!!!!!!!!!!!!!!!!!!!!!!!!!!!!!!
LDNO LV: LV HH Metered | !!!!!!!!!!!!!!!!!!!!!!!!!!!!!!! | !!!!!!!!!!!!!!!!!!!!!!!!!!!!!!! | !!!!!!!!!!!!!!!!!!!!!!!!!!!!!!! | !!!!!!!!!!!!!!!!!!!!!!!!!!!!!!! | !!!!!!!!!!!!!!!!!!!!!!!!!!!!!!!
LDNO HV: LV HH Metered | !!!!!!!!!!!!!!!!!!!!!!!!!!!!!!! | !!!!!!!!!!!!!!!!!!!!!!!!!!!!!!! | !!!!!!!!!!!!!!!!!!!!!!!!!!!!!!! | !!!!!!!!!!!!!!!!!!!!!!!!!!!!!!! | !!!!!!!!!!!!!!!!!!!!!!!!!!!!!!! | !!!!!!!!!!!!!!!!!!!!!!!!!!!!!!!
> LV Sub HH Metered
LV Sub HH Metered | !!!!!!!!!!!!!!!!!!!!!!!!!!!!!!! | !!!!!!!!!!!!!!!!!!!!!!!!!!!!!!! | !!!!!!!!!!!!!!!!!!!!!!!!!!!!!!! | !!!!!!!!!!!!!!!!!!!!!!!!!!!!!!! | !!!!!!!!!!!!!!!!!!!!!!!!!!!!!!! | !!!!!!!!!!!!!!!!!!!!!!!!!!!!!!!
LDNO HV: LV Sub HH Metered
> HV HH Metered
HV HH Metered | !!!!!!!!!!!!!!!!!!!!!!!!!!!!!!! | !!!!!!!!!!!!!!!!!!!!!!!!!!!!!!! | !!!!!!!!!!!!!!!!!!!!!!!!!!!!!!! | !!!!!!!!!!!!!!!!!!!!!!!!!!!!!!! | !!!!!!!!!!!!!!!!!!!!!!!!!!!!!!! | !!!!!!!!!!!!!!!!!!!!!!!!!!!!!!!
LDNO HV: HV HH Metered | !!!!!!!!!!!!!!!!!!!!!!!!!!!!!!! | !!!!!!!!!!!!!!!!!!!!!!!!!!!!!!! | !!!!!!!!!!!!!!!!!!!!!!!!!!!!!!! | !!!!!!!!!!!!!!!!!!!!!!!!!!!!!!! | !!!!!!!!!!!!!!!!!!!!!!!!!!!!!!!
> HV Sub HH Metered
HV Sub HH Metered
> NHH UMS
NHH UMS | !!!!!!!!!!!!!!!!!!!!!!!!!!!!!!! |  |  | !!!!!!!!!!!!!!!!!!!!!!!!!!!!!!!
LDNO LV: NHH UMS | !!!!!!!!!!!!!!!!!!!!!!!!!!!!!!! |  |  | !!!!!!!!!!!!!!!!!!!!!!!!!!!!!!!
LDNO HV: NHH UMS | !!!!!!!!!!!!!!!!!!!!!!!!!!!!!!! |  |  | !!!!!!!!!!!!!!!!!!!!!!!!!!!!!!!
> LV UMS (Pseudo HH Metered)
LV UMS (Pseudo HH Metered) | !!!!!!!!!!!!!!!!!!!!!!!!!!!!!!! | !!!!!!!!!!!!!!!!!!!!!!!!!!!!!!! | !!!!!!!!!!!!!!!!!!!!!!!!!!!!!!!
LDNO LV: LV UMS (Pseudo HH Metered)
LDNO HV: LV UMS (Pseudo HH Metered)
> LV Generation NHH
LV Generation NHH | !!!!!!!!!!!!!!!!!!!!!!!!!!!!!!! |  |  | !!!!!!!!!!!!!!!!!!!!!!!!!!!!!!!
LDNO LV: LV Generation NHH |  |  |  | !!!!!!!!!!!!!!!!!!!!!!!!!!!!!!!
LDNO HV: LV Generation NHH
> LV Sub Generation NHH
LV Sub Generation NHH
LDNO HV: LV Sub Generation NHH
> LV Generation Intermittent
LV Generation Intermittent | !!!!!!!!!!!!!!!!!!!!!!!!!!!!!!! |  |  | !!!!!!!!!!!!!!!!!!!!!!!!!!!!!!! |  | !!!!!!!!!!!!!!!!!!!!!!!!!!!!!!!
LDNO LV: LV Generation Intermittent
LDNO HV: LV Generation Intermittent
> LV Generation Non-Intermittent
LV Generation Non-Intermittent | !!!!!!!!!!!!!!!!!!!!!!!!!!!!!!! | !!!!!!!!!!!!!!!!!!!!!!!!!!!!!!! | !!!!!!!!!!!!!!!!!!!!!!!!!!!!!!! | !!!!!!!!!!!!!!!!!!!!!!!!!!!!!!! |  | !!!!!!!!!!!!!!!!!!!!!!!!!!!!!!!
LDNO LV: LV Generation Non-Intermittent
LDNO HV: LV Generation Non-Intermittent
> LV Sub Generation Intermittent
LV Sub Generation Intermittent
LDNO HV: LV Sub Generation Intermittent
> LV Sub Generation Non-Intermittent
LV Sub Generation Non-Intermittent
LDNO HV: LV Sub Generation Non-Intermittent
> HV Generation Intermittent
HV Generation Intermittent | !!!!!!!!!!!!!!!!!!!!!!!!!!!!!!! |  |  | !!!!!!!!!!!!!!!!!!!!!!!!!!!!!!! |  | !!!!!!!!!!!!!!!!!!!!!!!!!!!!!!!
LDNO HV: HV Generation Intermittent
> HV Generation Non-Intermittent
HV Generation Non-Intermittent | !!!!!!!!!!!!!!!!!!!!!!!!!!!!!!! | !!!!!!!!!!!!!!!!!!!!!!!!!!!!!!! | !!!!!!!!!!!!!!!!!!!!!!!!!!!!!!! | !!!!!!!!!!!!!!!!!!!!!!!!!!!!!!! |  | !!!!!!!!!!!!!!!!!!!!!!!!!!!!!!!
LDNO HV: HV Generation Non-Intermittent
> HV Sub Generation Non-Intermittent
HV Sub Generation Non-Intermittent | !!!!!!!!!!!!!!!!!!!!!!!!!!!!!!! | !!!!!!!!!!!!!!!!!!!!!!!!!!!!!!! | !!!!!!!!!!!!!!!!!!!!!!!!!!!!!!! | !!!!!!!!!!!!!!!!!!!!!!!!!!!!!!!
> HV Sub Generation Intermittent
HV Sub Generation Intermittent | !!!!!!!!!!!!!!!!!!!!!!!!!!!!!!! |  |  | !!!!!!!!!!!!!!!!!!!!!!!!!!!!!!!
1055. Transmission exit charges (£/year)
Source: forecast.
Transmission exit charges (£/year) | !!!!!!!!!!!!!!!!!!!!!!!!!!!!!!!
1059. Other expenditure
Other expenditure | !!!!!!!!!!!!!!!!!!!!!!!!!!!!!!! | !!!!!!!!!!!!!!!!!!!!!!!!!!!!!!! |  | !!!!!!!!!!!!!!!!!!!!!!!!!!!!!!!
1060. Customer contributions under current connection charging policy
Source: analysis of expenditure data and/or survey of capital expenditure schemes.
Customer contribution percentages by network level of supply and by asset network level.
These proportions should reflect the current connection charging method, not necessarily the method that was in place when the connection was built.
LV network
LV substation
HV network
HV substation
1061. Average split of rate 1 units by distribution time band
Source: load data analysis.
This table relates to the first TPR or charging period for each tariff.
Each line relates to a different user type and tariff structure.
For each user type and tariff structure, the figure entered against each of the time bands used for network analysis is
the proportion of the units recorded on the relevant TPR or within the relevant charging period that would fall with each time band.
Domestic Two Rate | !!!!!!!!!!!!!!!!!!!!!!!!!!!!!!! | !!!!!!!!!!!!!!!!!!!!!!!!!!!!!!! | !!!!!!!!!!!!!!!!!!!!!!!!!!!!!!!
Domestic Off Peak (related MPAN) | !!!!!!!!!!!!!!!!!!!!!!!!!!!!!!! | !!!!!!!!!!!!!!!!!!!!!!!!!!!!!!! | !!!!!!!!!!!!!!!!!!!!!!!!!!!!!!!
Small Non Domestic Two Rate | !!!!!!!!!!!!!!!!!!!!!!!!!!!!!!! | !!!!!!!!!!!!!!!!!!!!!!!!!!!!!!! | !!!!!!!!!!!!!!!!!!!!!!!!!!!!!!!
Small Non Domestic Off Peak (related MPAN) | !!!!!!!!!!!!!!!!!!!!!!!!!!!!!!! | !!!!!!!!!!!!!!!!!!!!!!!!!!!!!!! | !!!!!!!!!!!!!!!!!!!!!!!!!!!!!!!
LV Medium Non-Domestic | !!!!!!!!!!!!!!!!!!!!!!!!!!!!!!! | !!!!!!!!!!!!!!!!!!!!!!!!!!!!!!! | !!!!!!!!!!!!!!!!!!!!!!!!!!!!!!!
LV Sub Medium Non-Domestic | !!!!!!!!!!!!!!!!!!!!!!!!!!!!!!! | !!!!!!!!!!!!!!!!!!!!!!!!!!!!!!! | !!!!!!!!!!!!!!!!!!!!!!!!!!!!!!!
HV Medium Non-Domestic | !!!!!!!!!!!!!!!!!!!!!!!!!!!!!!! | !!!!!!!!!!!!!!!!!!!!!!!!!!!!!!! | !!!!!!!!!!!!!!!!!!!!!!!!!!!!!!!
1062. Average split of rate 2 units by distribution time band
Source: load data analysis.
This table relates to the second TPR or charging period for each tariff.
See notes on table 1061.
Domestic Two Rate
Small Non Domestic Two Rate
LV Medium Non-Domestic
LV Sub Medium Non-Domestic
HV Medium Non-Domestic
1068. Typical annual hours by distribution time band
Source: definition of distribution time bands.
The figures in this table will be automatically adjusted to match the number of days in the charging period.
Annual hours | !!!!!!!!!!!!!!!!!!!!!!!!!!!!!!! | !!!!!!!!!!!!!!!!!!!!!!!!!!!!!!! | !!!!!!!!!!!!!!!!!!!!!!!!!!!!!!!
1069. Peaking probabilities by network level
Source: operational data analysis.
GSPs | !!!!!!!!!!!!!!!!!!!!!!!!!!!!!!! |  | !!!!!!!!!!!!!!!!!!!!!!!!!!!!!!!
132kV | !!!!!!!!!!!!!!!!!!!!!!!!!!!!!!! | !!!!!!!!!!!!!!!!!!!!!!!!!!!!!!! | !!!!!!!!!!!!!!!!!!!!!!!!!!!!!!!
132kV/EHV | !!!!!!!!!!!!!!!!!!!!!!!!!!!!!!! | !!!!!!!!!!!!!!!!!!!!!!!!!!!!!!! | !!!!!!!!!!!!!!!!!!!!!!!!!!!!!!!
EHV | !!!!!!!!!!!!!!!!!!!!!!!!!!!!!!! | !!!!!!!!!!!!!!!!!!!!!!!!!!!!!!! | !!!!!!!!!!!!!!!!!!!!!!!!!!!!!!!
EHV/HV | !!!!!!!!!!!!!!!!!!!!!!!!!!!!!!! | !!!!!!!!!!!!!!!!!!!!!!!!!!!!!!! | !!!!!!!!!!!!!!!!!!!!!!!!!!!!!!!
132kV/HV | !!!!!!!!!!!!!!!!!!!!!!!!!!!!!!! | !!!!!!!!!!!!!!!!!!!!!!!!!!!!!!! | !!!!!!!!!!!!!!!!!!!!!!!!!!!!!!!
HV | !!!!!!!!!!!!!!!!!!!!!!!!!!!!!!! | !!!!!!!!!!!!!!!!!!!!!!!!!!!!!!! | !!!!!!!!!!!!!!!!!!!!!!!!!!!!!!!
HV/LV | !!!!!!!!!!!!!!!!!!!!!!!!!!!!!!! | !!!!!!!!!!!!!!!!!!!!!!!!!!!!!!! | !!!!!!!!!!!!!!!!!!!!!!!!!!!!!!!
LV circuits | !!!!!!!!!!!!!!!!!!!!!!!!!!!!!!! | !!!!!!!!!!!!!!!!!!!!!!!!!!!!!!! | !!!!!!!!!!!!!!!!!!!!!!!!!!!!!!!
1076. Target revenue
Source: forecast.
Target revenue | !!!!!!!!!!!!!!!!!!!!!!!!!!!!!!! |  | !!!!!!!!!!!!!!!!!!!!!!!!!!!!!!! | !!!!!!!!!!!!!!!!!!!!!!!!!!!!!!!
1092. Average kVAr by kVA, by network level
Source: analysis of operational data.
This is the average of MVAr/MVA or SQRT(1-PF^2) across relevant network elements.
Average kVAr by kVA, by network level | !!!!!!!!!!!!!!!!!!!!!!!!!!!!!!! | !!!!!!!!!!!!!!!!!!!!!!!!!!!!!!! | !!!!!!!!!!!!!!!!!!!!!!!!!!!!!!! | !!!!!!!!!!!!!!!!!!!!!!!!!!!!!!! | !!!!!!!!!!!!!!!!!!!!!!!!!!!!!!! | !!!!!!!!!!!!!!!!!!!!!!!!!!!!!!! | !!!!!!!!!!!!!!!!!!!!!!!!!!!!!!! | !!!!!!!!!!!!!!!!!!!!!!!!!!!!!!! | !!!!!!!!!!!!!!!!!!!!!!!!!!!!!!!
1201. Current tariff information
Domestic Unrestricted
Domestic Two Rate
Domestic Off Peak (related MPAN)
Small Non Domestic Unrestricted
Small Non Domestic Two Rate
Small Non Domestic Off Peak (related MPAN)
LV Medium Non-Domestic
LV Sub Medium Non-Domestic
HV Medium Non-Domestic
LV HH Metered
LV Sub HH Metered
HV HH Metered
HV Sub HH Metered
NHH UMS
LV UMS (Pseudo HH Metered)

## Tariffs (2) (hidden)
CDCM model 100: Tariffs |  | WPD Mid East |  | 2015/16 |  | v1
3701. Tariffs
Data sources:
x1 = 3605. Unit rate 1 p/kWh (in Tariffs)
x2 = 3605. Unit rate 2 p/kWh (in Tariffs)
x3 = 3605. Unit rate 3 p/kWh (in Tariffs)
x4 = 3605. Fixed charge p/MPAN/day (in Tariffs)
x5 = 3605. Capacity charge p/kVA/day (in Tariffs)
x6 = 3605. Reactive power charge p/kVArh (in Tariffs)
Kind: | Input data | Fixed data | Copy cells | Copy cells | Copy cells | Copy cells | Copy cells | Copy cells | Input data
Formula: |  |  | = x1 | = x2 | = x3 | = x4 | = x5 | = x6
| Open LLFCs | PCs | Unit rate 1 p/kWh | Unit rate 2 p/kWh | Unit rate 3 p/kWh | Fixed charge p/MPAN/day | Capacity charge p/kVA/day | Reactive power charge p/kVArh | Closed LLFCs
Domestic Unrestricted | 1 | 1 | 2.015 | 0 | 0 | 4.01 | 0 | 0
Domestic Two Rate | 3 | 2 | 2.509 | 0.063 | 0 | 4.01 | 0 | 0 | 4,8
Domestic Off Peak (related MPAN) | 11 | 2 | 0.443 | 0 | 0 | 0 | 0 | 0 | 900
Small Non Domestic Unrestricted | 13 | 3 | 1.768 | 0 | 0 | 5.41 | 0 | 0 | 22,34,43
Small Non Domestic Two Rate | 37 | 4 | 1.944 | 0.054 | 0 | 5.41 | 0 | 0 | 28,31,49,52
Small Non Domestic Off Peak (related MPAN) | 901 | 4 | 0.294 | 0 | 0 | 0 | 0 | 0
LV Medium Non-Domestic | 81 | 5-8 | 1.841 | 0.048 | 0 | 34 | 0 | 0 | 83,85
LV Sub Medium Non-Domestic | 80 | 5-8 | 1.287 | 0.032 | 0 | 10.14 | 0 | 0
HV Medium Non-Domestic | 90 | 5-8 | 1.07 | 0.015 | 0 | 277.88 | 0 | 0
LV HH Metered | 58, 990 | 0 | 8.42 | 0.626 | 0.036 | 10.14 | 2.42 | 0.325
LV Sub HH Metered | 59 | 0 | 6.747 | 0.45 | 0.024 | 10.14 | 3.3 | 0.263
HV HH Metered | 60, 991 | 0 | 4.872 | 0.254 | 0.011 | 101.94 | 4.24 | 0.16 | 841, 929
HV Sub HH Metered | 61 | 0 | 4.298 | 0.195 | 0.007 | 101.94 | 3.52 | 0.143
NHH UMS | 801 | 1&8 | 2.619 | 0 | 0 | 0 | 0 | 0 | 800, 802, 803
LV UMS (Pseudo HH Metered) | 804 | 0 | 26.227 | 2.718 | 0.749 | 0 | 0 | 0 | 805
LV Generation NHH | 986 | 8 | -0.89 | 0 | 0 | 0 | 0 | 0
LV Sub Generation NHH | 970 | 8 | -0.77 | 0 | 0 | 0 | 0 | 0
LV Generation Intermittent | 971 | 0 | -0.89 | 0 | 0 | 0 | 0 | 0.31
LV Generation Non-Intermittent | 973 | 0 | -7.431 | -0.648 | -0.039 | 0 | 0 | 0.31
LV Sub Generation Intermittent | 972 | 0 | -0.77 | 0 | 0 | 0 | 0 | 0.281
LV Sub Generation Non-Intermittent | 974 | 0 | -6.499 | -0.544 | -0.032 | 0 | 0 | 0.281
HV Generation Intermittent | 975 | 0 | -0.57 | 0 | 0 | 17.5 | 0 | 0.225
HV Generation Non-Intermittent | 977 | 0 | -4.993 | -0.359 | -0.019 | 17.5 | 0 | 0.225
HV Sub Generation Non-Intermittent | 978 | 0 | -4.199 | -0.265 | -0.012 | 17.5 | 0 | 0.172
HV Sub Generation Intermittent | 976 | 0 | -0.465 | 0 | 0 | 17.5 | 0 | 0.172
LDNO LV: Domestic Unrestricted | TBC | 1 | 1.4423 | 0 | 0 | 2.8702 | 0 | 0
LDNO LV: Domestic Two Rate | TBC | 2 | 1.7959 | 0.045093 | 0 | 2.8702 | 0 | 0
LDNO LV: Domestic Off Peak (related MPAN) | TBC | 2 | 0.31709 | 0 | 0 | 0 | 0 | 0
LDNO LV: Small Non Domestic Unrestricted | TBC | 3 | 1.2655 | 0 | 0 | 3.8723 | 0 | 0
LDNO LV: Small Non Domestic Two Rate | TBC | 4 | 1.3915 | 0.038652 | 0 | 3.8723 | 0 | 0
LDNO LV: Small Non Domestic Off Peak (related MPAN) | TBC | 4 | 0.21044 | 0 | 0 | 0 | 0 | 0
LDNO LV: LV Medium Non-Domestic | TBC | 5-8 | 1.3177 | 0.034357 | 0 | 24.3362 | 0 | 0
LDNO LV: LV HH Metered | TBC | 0 | 6.0268 | 0.44807 | 0.025768 | 7.2579 | 1.7322 | 0.23263
LDNO LV: NHH UMS | TBC | 1&8 | 1.8746 | 0 | 0 | 0 | 0 | 0
LDNO LV: LV UMS (Pseudo HH Metered) | TBC | 0 | 18.7725 | 1.9455 | 0.53611 | 0 | 0 | 0
LDNO LV: LV Generation NHH | TBC | 8 | -0.89 | 0 | 0 | 0 | 0 | 0
LDNO LV: LV Generation Intermittent | TBC | 0 | -0.89 | 0 | 0 | 0 | 0 | 0.31
LDNO LV: LV Generation Non-Intermittent | TBC | 0 | -7.431 | -0.648 | -0.039 | 0 | 0 | 0.31
LDNO HV: Domestic Unrestricted | TBC | 1 | 1.0401 | 0 | 0 | 2.0698 | 0 | 0
LDNO HV: Domestic Two Rate | TBC | 2 | 1.2951 | 0.032518 | 0 | 2.0698 | 0 | 0
LDNO HV: Domestic Off Peak (related MPAN) | TBC | 2 | 0.22866 | 0 | 0 | 0 | 0 | 0
LDNO HV: Small Non Domestic Unrestricted | TBC | 3 | 0.91258 | 0 | 0 | 2.7925 | 0 | 0
LDNO HV: Small Non Domestic Two Rate | TBC | 4 | 1.0034 | 0.027873 | 0 | 2.7925 | 0 | 0
LDNO HV: Small Non Domestic Off Peak (related MPAN) | TBC | 4 | 0.15175 | 0 | 0 | 0 | 0 | 0
LDNO HV: LV Medium Non-Domestic | TBC | 5-8 | 0.95026 | 0.024776 | 0 | 17.5496 | 0 | 0
LDNO HV: LV HH Metered | TBC | 0 | 4.3461 | 0.32312 | 0.018582 | 5.2339 | 1.2491 | 0.16775
LDNO HV: LV Sub HH Metered | TBC | 0 | 4.93 | 0.32881 | 0.017537 | 7.4092 | 2.4113 | 0.19217
LDNO HV: HV HH Metered | TBC | 0 | 4.0027 | 0.20868 | 0.0090372 | 83.7504 | 3.4834 | 0.13145
LDNO HV: NHH UMS | TBC | 1&8 | 1.3518 | 0 | 0 | 0 | 0 | 0
LDNO HV: LV UMS (Pseudo HH Metered) | TBC | 0 | 13.5375 | 1.4029 | 0.38661 | 0 | 0 | 0
LDNO HV: LV Generation NHH | TBC | 8 | -0.89 | 0 | 0 | 0 | 0 | 0
LDNO HV: LV Sub Generation NHH | TBC | 8 | -0.77 | 0 | 0 | 0 | 0 | 0
LDNO HV: LV Generation Intermittent | TBC | 0 | -0.89 | 0 | 0 | 0 | 0 | 0.31
LDNO HV: LV Generation Non-Intermittent | TBC | 0 | -7.431 | -0.648 | -0.039 | 0 | 0 | 0.31
LDNO HV: LV Sub Generation Intermittent | TBC | 0 | -0.77 | 0 | 0 | 0 | 0 | 0.281
LDNO HV: LV Sub Generation Non-Intermittent | TBC | 0 | -6.499 | -0.544 | -0.032 | 0 | 0 | 0.281
LDNO HV: HV Generation Intermittent | TBC | 0 | -0.57 | 0 | 0 | 0 | 0 | 0.225
LDNO HV: HV Generation Non-Intermittent | TBC | 0 | -4.993 | -0.359 | -0.019 | 0 | 0 | 0.225

## Summary (hidden)
CDCM model 100: Summary statistics |  | WPD Mid East |  | 2015/16 |  | v1
3801. Workbook build options and main parameters
Include a 132kV/HV network level
Network model: 500 MW at time of GSP peak
Standing charges factors: 100/0/0 LV NHH, 100/100/20 network, 100/100/0 substation
Put some 132kV costs into HV capacity charges
Operating expenditure allocated by asset values
LV circuit costs by exit point for profile classes 1-4
Revenue matching by £/kW/year at transmission exit level
Scaler subject to capping of each tariff component to zero
Data sources:
x1 = 1010. Annuity proportion for customer-contributed assets (in Financial and general assumptions)
x2 = 3510. Net revenues by tariff from scaler (in Scaler)
x3 = 3607. Total net revenues (£/year) (in Revenue forecast summary)
x4 = 3402. Allowed revenue (£/year)
x5 = 3607. Deviation from target revenue (£/year) (in Workbook build options and main parameters) (in Revenue forecast summary)
Kind: | Copy cells | Cell summation | Cell-by-cell calculation | Cell-by-cell calculation
Formula: | = x1 | =SUM(x2) | =x3-x4 | =x5/x4
| Annuity proportion for customer-contributed assets | Total net revenues from scaler (£/year) | Deviation from target revenue (£/year) | Over/under recovery
Workbook build options and main parameters | 0 | 25750283.5588 | 33258.857 | 0.00735%
3802. Revenue summary
Data sources:
x1 = 1053. Rate 1 units (MWh) by tariff (in Volume forecasts for the charging year)
x2 = 1053. Rate 2 units (MWh) by tariff (in Volume forecasts for the charging year)
x3 = 1053. Rate 3 units (MWh) by tariff (in Volume forecasts for the charging year)
x4 = 1053. MPANs by tariff (in Volume forecasts for the charging year)
x5 = 1010. Days in the charging period (in Financial and general assumptions)
x6 = 3605. Fixed charge p/MPAN/day (in Tariffs)
x7 = 3605. Capacity charge p/kVA/day (in Tariffs)
x8 = 1053. Import capacity (kVA) by tariff (in Volume forecasts for the charging year)
x9 = 3605. Unit rate 1 p/kWh (in Tariffs)
x10 = 3605. Unit rate 2 p/kWh (in Tariffs)
x11 = 3605. Unit rate 3 p/kWh (in Tariffs)
x12 = 3605. Reactive power charge p/kVArh (in Tariffs)
x13 = 1053. Reactive power units (MVArh) by tariff (in Volume forecasts for the charging year)
x14 = All units (MWh) (in Revenue summary)
x15 = Net revenues (£/year) (in Revenue summary)
x16 = MPANs by tariff (in Volume forecasts for the charging year) (copy) (in Revenue summary)
x17 = Revenues from unit rates (£/year) (in Revenue summary)
x18 = Net revenues from unit rate 1 (£/year) (in Revenue summary)
x19 = Net revenues from unit rate 2 (£/year) (in Revenue summary)
x20 = Net revenues from unit rate 3 (£/year) (in Revenue summary)
x21 = Revenues from fixed charges (£/year) (in Revenue summary)
x22 = Revenues from capacity charges (£/year) (in Revenue summary)
x23 = Revenues from reactive power charges (£/year) (in Revenue summary)
Kind: | Cell-by-cell calculation | Copy cells | Cell-by-cell calculation | Cell-by-cell calculation | Cell-by-cell calculation | Cell-by-cell calculation | Cell-by-cell calculation | Cell-by-cell calculation | Cell-by-cell calculation | Cell-by-cell calculation | Cell-by-cell calculation | Cell-by-cell calculation | Cell-by-cell calculation | Cell-by-cell calculation | Cell-by-cell calculation | Cell-by-cell calculation | Cell-by-cell calculation | Cell-by-cell calculation | Cell-by-cell calculation
Formula: | =x1+x2+x3 | = x4 | =0.01*x5*(x6*x4+x7*x8)+10*(x9*x1+x10*x2+x11*x3+x12*x13) | =10*(x9*x1+x10*x2+x11*x3) | =x6*x5*x4/100 | =x7*x5*x8/100 | =x12*x13*10 | =IF(x14<>0,0.1*x15/x14,"") | =IF(x16<>0,x15/x16,"") | =IF(x14<>0,0.1*x17/x14,0) | =x9*x1*10 | =x10*x2*10 | =x11*x3*10 | =IF(x17<>0,x18/x17,"") | =IF(x17<>0,x19/x17,"") | =IF(x17<>0,x20/x17,"") | =IF(x15<>0,x21/x15,"") | =IF(x15<>0,x22/x15,"") | =IF(x15<>0,x23/x15,"")
| All units (MWh) | MPANs | Net revenues (£/year) | Revenues from unit rates (£/year) | Revenues from fixed charges (£/year) | Revenues from capacity charges (£/year) | Revenues from reactive power charges (£/year) | Average p/kWh | Average £/MPAN/year | Average unit rate p/kWh | Net revenues from unit rate 1 (£/year) | Net revenues from unit rate 2 (£/year) | Net revenues from unit rate 3 (£/year) | Rate 1 revenue proportion | Rate 2 revenue proportion | Rate 3 revenue proportion | Fixed charge proportion | Capacity charge proportion | Reactive power charge proportion
> Domestic Unrestricted
Domestic Unrestricted | 5142208.3207 | 1467251.6541 | 125090926.4968 | 103615497.6616 | 21475428.8352 | 0 | 0 | 2.4326 | 85.2553 | 2.015 | 103615497.6616 | 0 | 0 | 100% | 0% | 0% | 17.17% | 0% | 0%
LDNO LV: Domestic Unrestricted | 4764.087 | 3428.7902 | 104632.4791 | 68711.2457 | 35921.2333 | 0 | 0 | 2.1963 | 30.5159 | 1.4423 | 68711.2457 | 0 | 0 | 100% | 0% | 0% | 34.33% | 0% | 0%
LDNO HV: Domestic Unrestricted | 11531.275 | 5290.4308 | 159902.2658 | 119933.7993 | 39968.4665 | 0 | 0 | 1.3867 | 30.2248 | 1.0401 | 119933.7993 | 0 | 0 | 100% | 0% | 0% | 25% | 0% | 0%
> Domestic Two Rate
Domestic Two Rate | 4889813.4099 | 1021873.1378 | 97755827.2047 | 82799181.023 | 14956646.1817 | 0 | 0 | 1.9992 | 95.6634 | 1.6933 | 81771857.655 | 1027323.3681 | 0 | 98.76% | 1.241% | 0% | 15.3% | 0% | 0%
LDNO LV: Domestic Two Rate | 950.699 | 268.4758 | 15395.1048 | 12582.4559 | 2812.6489 | 0 | 0 | 1.6193 | 57.3426 | 1.3235 | 12466.7889 | 115.667 | 0 | 99.08% | 0.9193% | 0% | 18.27% | 0% | 0%
LDNO HV: Domestic Two Rate | 1395.416 | 532.7893 | 17395.4353 | 13370.2868 | 4025.1485 | 0 | 0 | 1.2466 | 32.6497 | 0.95816 | 13249.2015 | 121.0854 | 0 | 99.09% | 0.9056% | 0% | 23.14% | 0% | 0%
> Domestic Off Peak (related MPAN)
Domestic Off Peak (related MPAN) | 197499.1686 | 46827.1804 | 874921.317 | 874921.317 | 0 | 0 | 0 | 0.443 | 18.684 | 0.443 | 874921.317 | 0 | 0 | 100% | 0% | 0% | 0% | 0% | 0%
LDNO LV: Domestic Off Peak (related MPAN) | 0 | 0 | 0 | 0 | 0 | 0 | 0 |  |  | 0 | 0 | 0 | 0
LDNO HV: Domestic Off Peak (related MPAN) | 0 | 0 | 0 | 0 | 0 | 0 | 0 |  |  | 0 | 0 | 0 | 0
> Small Non Domestic Unrestricted
Small Non Domestic Unrestricted | 1151325.7986 | 94174.6629 | 22215060.1 | 20355440.1189 | 1859619.9811 | 0 | 0 | 1.9295 | 235.8921 | 1.768 | 20355440.1189 | 0 | 0 | 100% | 0% | 0% | 8.371% | 0% | 0%
LDNO LV: Small Non Domestic Unrestricted | 679.764 | 197.7148 | 11396.7671 | 8602.2787 | 2794.4884 | 0 | 0 | 1.6766 | 57.6425 | 1.2655 | 8602.2787 | 0 | 0 | 100% | 0% | 0% | 24.52% | 0% | 0%
LDNO HV: Small Non Domestic Unrestricted | 2952.747 | 146.7252 | 28441.7027 | 26946.2112 | 1495.4915 | 0 | 0 | 0.96323 | 193.8434 | 0.91258 | 26946.2112 | 0 | 0 | 100% | 0% | 0% | 5.258% | 0% | 0%
> Small Non Domestic Two Rate
Small Non Domestic Two Rate | 2193463.0667 | 84288.9248 | 34124619.6965 | 32460208.4428 | 1664411.2538 | 0 | 0 | 1.5557 | 404.8529 | 1.4799 | 32169330.9121 | 290877.5307 | 0 | 99.1% | 0.8961% | 0% | 4.877% | 0% | 0%
LDNO LV: Small Non Domestic Two Rate | 0 | 0 | 0 | 0 | 0 | 0 | 0 |  |  | 0 | 0 | 0 | 0
LDNO HV: Small Non Domestic Two Rate | 318.113 | 15.6091 | 2608.338 | 2449.2431 | 159.0948 | 0 | 0 | 0.81994 | 167.1041 | 0.76993 | 2428.0207 | 21.2225 | 0 | 99.13% | 0.8665% | 0% | 6.099% | 0% | 0%
> Small Non Domestic Off Peak (related MPAN)
Small Non Domestic Off Peak (related MPAN) | 7744.2011 | 1040.604 | 22767.9512 | 22767.9512 | 0 | 0 | 0 | 0.294 | 21.8796 | 0.294 | 22767.9512 | 0 | 0 | 100% | 0% | 0% | 0% | 0% | 0%
LDNO LV: Small Non Domestic Off Peak (related MPAN) | 0 | 0 | 0 | 0 | 0 | 0 | 0 |  |  | 0 | 0 | 0 | 0
LDNO HV: Small Non Domestic Off Peak (related MPAN) | 0 | 0 | 0 | 0 | 0 | 0 | 0 |  |  | 0 | 0 | 0 | 0
> LV Medium Non-Domestic
LV Medium Non-Domestic | 928488.4611 | 7600 | 14508034.6595 | 13564874.6595 | 943160 | 0 | 0 | 1.5625 | 1908.9519 | 1.461 | 13470411.358 | 94463.3015 | 0 | 99.3% | 0.6964% | 0% | 6.501% | 0% | 0%
LDNO LV: LV Medium Non-Domestic | 128.071 | 2 | 1428.1298 | 1250.4759 | 177.6539 | 0 | 0 | 1.1151 | 714.0649 | 0.97639 | 1238.7729 | 11.703 | 0 | 99.06% | 0.9359% | 0% | 12.44% | 0% | 0%
LDNO HV: LV Medium Non-Domestic | 2565.083 | 27 | 21810.7073 | 20081.1906 | 1729.5167 | 0 | 0 | 0.85029 | 807.804 | 0.78287 | 19966.2423 | 114.9483 | 0 | 99.43% | 0.5724% | 0% | 7.93% | 0% | 0%
> LV Sub Medium Non-Domestic
LV Sub Medium Non-Domestic | 0 | 0 | 0 | 0 | 0 | 0 | 0 |  |  | 0 | 0 | 0 | 0
> HV Medium Non-Domestic
HV Medium Non-Domestic | 35090.4066 | 240 | 533314.6718 | 289891.7918 | 243422.88 | 0 | 0 | 1.5198 | 2222.1445 | 0.82613 | 288675.0777 | 1216.7141 | 0 | 99.58% | 0.4197% | 0% | 45.64% | 0% | 0%
> LV HH Metered
LV HH Metered | 2961320.8544 | 7630 | 50179036.7005 | 35498003.7405 | 282393.93 | 13249500 | 1149139.03 | 1.6945 | 6576.5448 | 1.1987 | 27051496.5517 | 7953479.9074 | 493027.2815 | 76.21% | 22.41% | 1.389% | 0.5628% | 26.4% | 2.29%
LDNO LV: LV HH Metered | 0 | 0 | 0 | 0 | 0 | 0 | 0 |  |  | 0 | 0 | 0 | 0
LDNO HV: LV HH Metered | 22881.6455 | 39 | 202784.3351 | 139202.8238 | 745.0487 | 60638.5884 | 2197.8743 | 0.88623 | 5199.5983 | 0.60836 | 105810.6853 | 31398.3303 | 1993.8081 | 76.01% | 22.56% | 1.432% | 0.3674% | 29.9% | 1.084%
> LV Sub HH Metered
LV Sub HH Metered | 4830.0401 | 17 | 153364.9461 | 46706.9236 | 629.187 | 105996 | 32.8355 | 3.1752 | 9021.4674 | 0.96701 | 36600.1697 | 9589.1578 | 517.5961 | 78.36% | 20.53% | 1.108% | 0.4103% | 69.11% | 0.02141%
LDNO HV: LV Sub HH Metered | 0 | 0 | 0 | 0 | 0 | 0 | 0 |  |  | 0 | 0 | 0 | 0
> HV HH Metered
HV HH Metered | 8125771.035 | 2855 | 90374410.9355 | 47648876.0341 | 1062291.255 | 40392360 | 1270883.6464 | 1.1122 | 31654.7849 | 0.58639 | 39311076.9682 | 7873708.1496 | 464090.9164 | 82.5% | 16.52% | 0.974% | 1.175% | 44.69% | 1.406%
LDNO HV: HV HH Metered | 6320.7419 | 2 | 62457.4971 | 40231.3978 | 611.3776 | 21614.7217 | 0 | 0.98814 | 31228.7486 | 0.6365 | 33862.5052 | 6140.0353 | 228.8573 | 84.17% | 15.26% | 0.5689% | 0.9789% | 34.61% | 0%
> HV Sub HH Metered
HV Sub HH Metered | 0 | 0 | 0 | 0 | 0 | 0 | 0 |  |  | 0 | 0 | 0 | 0
> NHH UMS
NHH UMS | 89248.8088 | 2500 | 2337426.3023 | 2337426.3023 | 0 | 0 | 0 | 2.619 | 934.9705 | 2.619 | 2337426.3023 | 0 | 0 | 100% | 0% | 0% | 0% | 0% | 0%
LDNO LV: NHH UMS | 31.978 | 13 | 599.4596 | 599.4596 | 0 | 0 | 0 | 1.8746 | 46.1123 | 1.8746 | 599.4596 | 0 | 0 | 100% | 0% | 0% | 0% | 0% | 0%
LDNO HV: NHH UMS | 245.297 | 34 | 3316.0185 | 3316.0185 | 0 | 0 | 0 | 1.3518 | 97.53 | 1.3518 | 3316.0185 | 0 | 0 | 100% | 0% | 0% | 0% | 0% | 0%
> LV UMS (Pseudo HH Metered)
LV UMS (Pseudo HH Metered) | 309108.2596 | 15 | 7584546.5158 | 7584546.5158 | 0 | 0 | 0 | 2.4537 | 505636.4344 | 2.4537 | 4790273.7364 | 850122.8397 | 1944149.9397 | 63.16% | 11.21% | 25.63% | 0% | 0% | 0%
LDNO LV: LV UMS (Pseudo HH Metered) | 0 | 0 | 0 | 0 | 0 | 0 | 0 |  |  | 0 | 0 | 0 | 0
LDNO HV: LV UMS (Pseudo HH Metered) | 0 | 0 | 0 | 0 | 0 | 0 | 0 |  |  | 0 | 0 | 0 | 0
> LV Generation NHH
LV Generation NHH | 569.796 | 75 | -5071.1844 | -5071.1844 | 0 | 0 | 0 | -0.89 | -67.6158 | -0.89 | -5071.1844 | 0 | 0 | 100% | -0% | -0% | -0% | -0% | -0%
LDNO LV: LV Generation NHH | 0 | 6 | 0 | 0 | 0 | 0 | 0 |  | 0 | 0 | 0 | 0 | 0
LDNO HV: LV Generation NHH | 0 | 0 | 0 | 0 | 0 | 0 | 0 |  |  | 0 | 0 | 0 | 0
> LV Sub Generation NHH
LV Sub Generation NHH | 0 | 0 | 0 | 0 | 0 | 0 | 0 |  |  | 0 | 0 | 0 | 0
LDNO HV: LV Sub Generation NHH | 0 | 0 | 0 | 0 | 0 | 0 | 0 |  |  | 0 | 0 | 0 | 0
> LV Generation Intermittent
LV Generation Intermittent | 730.622 | 3 | -6423.3587 | -6502.5358 | 0 | 0 | 79.1771 | -0.87916 | -2141.1196 | -0.89 | -6502.5358 | 0 | 0 | 100% | -0% | -0% | -0% | -0% | -1.233%
LDNO LV: LV Generation Intermittent | 0 | 0 | 0 | 0 | 0 | 0 | 0 |  |  | 0 | 0 | 0 | 0
LDNO HV: LV Generation Intermittent | 0 | 0 | 0 | 0 | 0 | 0 | 0 |  |  | 0 | 0 | 0 | 0
> LV Generation Non-Intermittent
LV Generation Non-Intermittent | 1412.805 | 8 | -15164.1998 | -15183.5283 | 0 | 0 | 19.3285 | -1.0733 | -1895.525 | -1.0747 | -11574.4513 | -3318.557 | -290.52 | 76.23% | 21.86% | 1.913% | -0% | -0% | -0.1275%
LDNO LV: LV Generation Non-Intermittent | 0 | 0 | 0 | 0 | 0 | 0 | 0 |  |  | 0 | 0 | 0 | 0
LDNO HV: LV Generation Non-Intermittent | 0 | 0 | 0 | 0 | 0 | 0 | 0 |  |  | 0 | 0 | 0 | 0
> LV Sub Generation Intermittent
LV Sub Generation Intermittent | 0 | 0 | 0 | 0 | 0 | 0 | 0 |  |  | 0 | 0 | 0 | 0
LDNO HV: LV Sub Generation Intermittent | 0 | 0 | 0 | 0 | 0 | 0 | 0 |  |  | 0 | 0 | 0 | 0
> LV Sub Generation Non-Intermittent
LV Sub Generation Non-Intermittent | 0 | 0 | 0 | 0 | 0 | 0 | 0 |  |  | 0 | 0 | 0 | 0
LDNO HV: LV Sub Generation Non-Intermittent | 0 | 0 | 0 | 0 | 0 | 0 | 0 |  |  | 0 | 0 | 0 | 0
> HV Generation Intermittent
HV Generation Intermittent | 2864.99 | 2 | -16199.7275 | -16330.443 | 127.75 | 0 | 2.9655 | -0.56544 | -8099.8638 | -0.57 | -16330.443 | 0 | 0 | 100% | -0% | -0% | -0.7886% | -0% | -0.01831%
LDNO HV: HV Generation Intermittent | 0 | 0 | 0 | 0 | 0 | 0 | 0 |  |  | 0 | 0 | 0 | 0
> HV Generation Non-Intermittent
HV Generation Non-Intermittent | 576866.445 | 128 | -3403529.6879 | -3413862.7404 | 8176 | 0 | 2157.0525 | -0.59 | -26590.0757 | -0.59179 | -2726300.4783 | -621209.4859 | -66352.7762 | 79.86% | 18.2% | 1.944% | -0.2402% | -0% | -0.06338%
LDNO HV: HV Generation Non-Intermittent | 0 | 0 | 0 | 0 | 0 | 0 | 0 |  |  | 0 | 0 | 0 | 0
> HV Sub Generation Non-Intermittent
HV Sub Generation Non-Intermittent | 86516.728 | 4 | -390284.6778 | -390540.1778 | 255.5 | 0 | 0 | -0.45111 | -97571.1695 | -0.4514 | -316141.6603 | -67999.1961 | -6399.3215 | 80.95% | 17.41% | 1.639% | -0.06547% | -0% | -0%
> HV Sub Generation Intermittent
HV Sub Generation Intermittent | 790.476 | 1 | -3611.8384 | -3675.7134 | 63.875 | 0 | 0 | -0.45692 | -3611.8384 | -0.465 | -3675.7134 | 0 | 0 | 100% | -0% | -0% | -1.768% | -0% | -0%
3803. Revenue summary by tariff component
Data sources:
x1 = 3802. All units (MWh) (in Revenue summary)
x2 = 3802. MPANs by tariff (in Volume forecasts for the charging year) (copy) (in Revenue summary)
x3 = 3802. Net revenues (£/year) (in Revenue summary)
x4 = 3802. Revenues from unit rates (£/year) (in Revenue summary)
x5 = 3802. Revenues from fixed charges (£/year) (in Revenue summary)
x6 = 3802. Revenues from capacity charges (£/year) (in Revenue summary)
x7 = 3802. Revenues from reactive power charges (£/year) (in Revenue summary)
Kind: | Cell summation | Cell summation | Cell summation | Cell summation | Cell summation | Cell summation | Cell summation
Formula: | =SUM(x1) | =SUM(x2) | =SUM(x3) | =SUM(x4) | =SUM(x5) | =SUM(x6) | =SUM(x7)
| Total units (MWh) | Total MPANs | Total net revenues (£/year) | Total net revenues from unit rates (£/year) | Total revenues from fixed charges (£/year) | Total revenues from capacity charges (£/year) | Total revenues from reactive power charges (£/year)
Revenue summary by tariff component | 26760428.6105 | 2746537.6992 | 442546141.0635 | 343704453.0459 | 42587066.7976 | 53830109.3102 | 2424511.9098

## M-ATW (hidden)
CDCM model 100: Tariff matrices |  | WPD Mid East |  | 2015/16 |  | v1
This sheet provides matrices breaking down each tariff component into its elements.
This sheet is for information only. It can be deleted without affecting any calculations elsewhere in the model.
Domestic Unrestricted
Domestic Two Rate
Domestic Off Peak (related MPAN)
Small Non Domestic Unrestricted
Small Non Domestic Two Rate
Small Non Domestic Off Peak (related MPAN)
LV Medium Non-Domestic
LV Sub Medium Non-Domestic
HV Medium Non-Domestic
LV HH Metered
LV Sub HH Metered
HV HH Metered
HV Sub HH Metered
NHH UMS
LV UMS (Pseudo HH Metered)
LV Generation NHH
LV Sub Generation NHH
LV Generation Intermittent
LV Generation Non-Intermittent
LV Sub Generation Intermittent
LV Sub Generation Non-Intermittent
HV Generation Intermittent
HV Generation Non-Intermittent
HV Sub Generation Non-Intermittent
HV Sub Generation Intermittent
Domestic Unrestricted
| Rate 1 units (MWh) | MPANs | MWh/year | MWh/MPAN/year
Domestic Unrestricted | 5151570.3576 | 1472436.6163 | 5151570.3576 | 3.4987
| Unit rate 1 p/kWh | Fixed charge p/MPAN/day | Revenue (£/year) | Average p/kWh | Average £/MPAN/year
Assets 132kV | 0.44609 | 0 | 22980758.6437 | 0.44609 | 15.6073
Assets 132kV/EHV | 0.12429 | 0 | 6402813.0269 | 0.12429 | 4.3484
Assets EHV | 0.1248 | 0 | 6429125.009 | 0.1248 | 4.3663
Assets EHV/HV | 0.23191 | 0 | 11946968.9463 | 0.23191 | 8.1137
Assets 132kV/HV | 0.020662 | 0 | 1064395.8116 | 0.020662 | 0.72288
Assets HV | 0.20566 | 0 | 10594555.0968 | 0.20566 | 7.1953
Assets HV/LV | 0.08087 | 0 | 4166098.7984 | 0.08087 | 2.8294
Assets LV circuits | 0 | 0.18081 | 971766.123 | 0.018863 | 0.65997
Assets LV customer |  | 0 | 0 | 0 | 0
Assets HV customer |  | 0 | 0 | 0 | 0
Transmission exit | 0.13832 | 0 | 7125692.8909 | 0.13832 | 4.8394
Operating 132kV | 0.14036 | 0 | 7230660.2929 | 0.14036 | 4.9107
Operating 132kV/EHV | 0.039106 | 0 | 2014579.5287 | 0.039106 | 1.3682
Operating EHV | 0.039267 | 0 | 2022858.3243 | 0.039267 | 1.3738
Operating EHV/HV | 0.072968 | 0 | 3758991.3945 | 0.072968 | 2.5529
Operating 132kV/HV | 0.006501 | 0 | 334901.2385 | 0.006501 | 0.22745
Operating HV | 0.12423 | 0 | 6399851.6938 | 0.12423 | 4.3464
Operating HV/LV | 0.087417 | 0 | 4503358.6225 | 0.087417 | 3.0584
Operating LV circuits | 0 | 0.92829 | 4989020.585 | 0.096845 | 3.3883
Operating LV customer |  | 2.9019 | 15595766.0738 | 0.30274 | 10.5918
Operating HV customer |  | 0 | 0 | 0 | 0
Scaler | 0.13237 | 0 | 6819040.1846 | 0.13237 | 4.6311
Rounding | 0.00018428 | -0.00097392 | 4258.9564 | 8.2673e-05 | 0.0028925
Total | 2.015 | 4.01 | 125355461.2417 | 2.4333 | 85.1347
Domestic Two Rate
| Rate 1 units (MWh) | Rate 2 units (MWh) | MPANs | MWh/year | MWh/MPAN/year
Domestic Two Rate | 3260166.347 | 1631047.8102 | 1022340.3122 | 4891214.1571 | 4.7843
| Unit rate 1 p/kWh | Unit rate 2 p/kWh | Fixed charge p/MPAN/day | Average unit rate (p/kWh) | Revenue (£/year) | Average p/kWh | Average £/MPAN/year
Assets 132kV | 0.56326 | 0.0077754 | 0 | 0.37802 | 18489891.0741 | 0.37802 | 18.0858
Assets 132kV/EHV | 0.15693 | 0.0021664 | 0 | 0.10532 | 5151584.3002 | 0.10532 | 5.039
Assets EHV | 0.15065 | 0.0064305 | 0 | 0.10256 | 5016479.3016 | 0.10256 | 4.9069
Assets EHV/HV | 0.27996 | 0.011949 | 0 | 0.19058 | 9321909.6459 | 0.19058 | 9.1182
Assets 132kV/HV | 0.026088 | 0.00036013 | 0 | 0.017509 | 856393.0774 | 0.017509 | 0.83768
Assets HV | 0.24826 | 0.010597 | 0 | 0.16901 | 8266656.2368 | 0.16901 | 8.086
Assets HV/LV | 0.097625 | 0.004167 | 0 | 0.06646 | 3250698.7127 | 0.06646 | 3.1797
Assets LV circuits | 0 | 0 | 0.18081 | 0 | 674715.4143 | 0.013794 | 0.65997
Assets LV customer |  |  | 0 | 0 | 0 | 0 | 0
Assets HV customer |  |  | 0 | 0 | 0 | 0 | 0
Transmission exit | 0.18416 | 0 | 0 | 0.12275 | 6004070.5087 | 0.12275 | 5.8729
Operating 132kV | 0.17722 | 0.0024464 | 0 | 0.11894 | 5817654.8165 | 0.11894 | 5.6905
Operating 132kV/EHV | 0.049377 | 0.00068162 | 0 | 0.033139 | 1620893.2274 | 0.033139 | 1.5855
Operating EHV | 0.047402 | 0.0020233 | 0 | 0.03227 | 1578383.8236 | 0.03227 | 1.5439
Operating EHV/HV | 0.088085 | 0.0037598 | 0 | 0.059966 | 2933043.3767 | 0.059966 | 2.869
Operating 132kV/HV | 0.0082084 | 0.00011331 | 0 | 0.005509 | 269455.3089 | 0.005509 | 0.26357
Operating HV | 0.14997 | 0.0064012 | 0 | 0.10209 | 4993638.0939 | 0.10209 | 4.8845
Operating HV/LV | 0.10553 | 0.0045043 | 0 | 0.07184 | 3513853.7959 | 0.07184 | 3.4371
Operating LV circuits | 0 | 0 | 0.92829 | 0 | 3463970.4051 | 0.07082 | 3.3883
Operating LV customer |  |  | 2.9019 | 0 | 10828432.3953 | 0.22139 | 10.5918
Operating HV customer |  |  | 0 | 0 | 0 | 0 | 0
Scaler | 0.17624 | 0 | 0 | 0.11747 | 5745686.5874 | 0.11747 | 5.6201
Rounding | 2.968e-05 | -0.00037557 | -0.00097392 | -0.00010546 | -8792.3574 | -0.00017976 | -0.0086002
Total | 2.509 | 0.063 | 4.01 | 1.6933 | 97788617.7448 | 1.9993 | 95.6517
Domestic Off Peak (related MPAN)
| Rate 1 units (MWh) | MWh/year
Domestic Off Peak (related MPAN) | 197499.1686 | 197499.1686
| Unit rate 1 p/kWh | Revenue (£/year) | Average p/kWh
Assets 132kV | 0.091671 | 181048.854 | 0.091671
Assets 132kV/EHV | 0.025541 | 50443.1546 | 0.025541
Assets EHV | 0.03193 | 63061.6037 | 0.03193
Assets EHV/HV | 0.059334 | 117184.6901 | 0.059334
Assets 132kV/HV | 0.0042459 | 8385.6084 | 0.0042459
Assets HV | 0.052618 | 103919.2167 | 0.052618
Assets HV/LV | 0.020691 | 40864.1722 | 0.020691
Assets LV circuits | 0 | 0 | 0
Transmission exit | 0.018486 | 36510.4098 | 0.018486
Operating 132kV | 0.028843 | 56965.1673 | 0.028843
Operating 132kV/EHV | 0.0080362 | 15871.4219 | 0.0080362
Operating EHV | 0.010046 | 19841.6876 | 0.010046
Operating EHV/HV | 0.018669 | 36870.9623 | 0.018669
Operating 132kV/HV | 0.0013359 | 2638.4458 | 0.0013359
Operating HV | 0.031785 | 62774.4695 | 0.031785
Operating HV/LV | 0.022366 | 44172.2655 | 0.022366
Operating LV circuits | 0 | 0 | 0
Scaler | 0.017691 | 34939.192 | 0.017691
Rounding | -0.00028861 | -570.0044 | -0.00028861
Total | 0.443 | 874921.317 | 0.443
Small Non Domestic Unrestricted
| Rate 1 units (MWh) | MPANs | MWh/year | MWh/MPAN/year
Small Non Domestic Unrestricted | 1153336.4598 | 94391.9156 | 1153336.4598 | 12.2186
| Unit rate 1 p/kWh | Fixed charge p/MPAN/day | Revenue (£/year) | Average p/kWh | Average £/MPAN/year
Assets 132kV | 0.39148 | 0 | 4515053.5572 | 0.39148 | 47.8331
Assets 132kV/EHV | 0.10907 | 0 | 1257967.3361 | 0.10907 | 13.3271
Assets EHV | 0.10952 | 0 | 1263136.8786 | 0.10952 | 13.3818
Assets EHV/HV | 0.20352 | 0 | 2347233.4171 | 0.20352 | 24.8669
Assets 132kV/HV | 0.018132 | 0 | 209122.9524 | 0.018132 | 2.2155
Assets HV | 0.18048 | 0 | 2081523.2612 | 0.18048 | 22.0519
Assets HV/LV | 0.07097 | 0 | 818517.7648 | 0.07097 | 8.6715
Assets LV circuits | 0 | 0.18081 | 62295.969 | 0.0054014 | 0.65997
Assets LV customer |  | 0 | 0 | 0 | 0
Assets HV customer |  | 0 | 0 | 0 | 0
Transmission exit | 0.12139 | 0 | 1399992.295 | 0.12139 | 14.8317
Operating 132kV | 0.12317 | 0 | 1420615.3497 | 0.12317 | 15.0502
Operating 132kV/EHV | 0.034318 | 0 | 395806.5357 | 0.034318 | 4.1932
Operating EHV | 0.034459 | 0 | 397433.0793 | 0.034459 | 4.2105
Operating EHV/HV | 0.064034 | 0 | 738532.9497 | 0.064034 | 7.8241
Operating 132kV/HV | 0.005705 | 0 | 65798.3947 | 0.005705 | 0.69708
Operating HV | 0.10902 | 0 | 1257385.5199 | 0.10902 | 13.3209
Operating HV/LV | 0.076715 | 0 | 884779.5533 | 0.076715 | 9.3735
Operating LV circuits | 0 | 0.92829 | 319825.794 | 0.02773 | 3.3883
Operating LV customer |  | 4.2975 | 1480616.7432 | 0.12838 | 15.6858
Operating HV customer |  | 0 | 0 | 0 | 0
Scaler | 0.11616 | 0 | 1339743.9188 | 0.11616 | 14.1934
Rounding | -0.00014342 | 0.0034001 | -482.7 | -4.1852e-05 | -0.0051138
Total | 1.768 | 5.41 | 22254898.5698 | 1.9296 | 235.7712
Small Non Domestic Two Rate
| Rate 1 units (MWh) | Rate 2 units (MWh) | MPANs | MWh/year | MWh/MPAN/year
Small Non Domestic Two Rate | 1654925.871 | 538701.3947 | 84296.9817 | 2193627.2657 | 26.0226
| Unit rate 1 p/kWh | Unit rate 2 p/kWh | Fixed charge p/MPAN/day | Average unit rate (p/kWh) | Revenue (£/year) | Average p/kWh | Average £/MPAN/year
Assets 132kV | 0.4312 | 0.0066462 | 0 | 0.32694 | 7171859.499 | 0.32694 | 85.0785
Assets 132kV/EHV | 0.12014 | 0.0018517 | 0 | 0.091091 | 1998196.6714 | 0.091091 | 23.7042
Assets EHV | 0.12081 | 0.0054966 | 0 | 0.092489 | 2028860.152 | 0.092489 | 24.068
Assets EHV/HV | 0.22449 | 0.010214 | 0 | 0.17187 | 3770144.3351 | 0.17187 | 44.7245
Assets 132kV/HV | 0.019972 | 0.00030783 | 0 | 0.015143 | 332177.7723 | 0.015143 | 3.9406
Assets HV | 0.19908 | 0.0090579 | 0 | 0.15241 | 3343358.6427 | 0.15241 | 39.6617
Assets HV/LV | 0.078283 | 0.0035618 | 0 | 0.059933 | 1314709.5179 | 0.059933 | 15.5962
Assets LV circuits | 0 | 0 | 0.18081 | 0 | 55633.6009 | 0.0025361 | 0.65997
Assets LV customer |  |  | 0 | 0 | 0 | 0 | 0
Assets HV customer |  |  | 0 | 0 | 0 | 0 | 0
Transmission exit | 0.13111 | 0 | 0 | 0.098914 | 2169801.3767 | 0.098914 | 25.74
Operating 132kV | 0.13567 | 0.0020912 | 0 | 0.10287 | 2256552.123 | 0.10287 | 26.7691
Operating 132kV/EHV | 0.037801 | 0.00058263 | 0 | 0.028661 | 628712.1132 | 0.028661 | 7.4583
Operating EHV | 0.03801 | 0.0017294 | 0 | 0.029101 | 638360.0632 | 0.029101 | 7.5728
Operating EHV/HV | 0.070633 | 0.0032138 | 0 | 0.054077 | 1186237.2938 | 0.054077 | 14.0721
Operating 132kV/HV | 0.0062839 | 9.6856e-05 | 0 | 0.0047645 | 104516.3332 | 0.0047645 | 1.2399
Operating HV | 0.12026 | 0.0054716 | 0 | 0.092068 | 2019622.2755 | 0.092068 | 23.9584
Operating HV/LV | 0.08462 | 0.0038502 | 0 | 0.064785 | 1421139.7113 | 0.064785 | 16.8587
Operating LV circuits | 0 | 0 | 0.92829 | 0 | 285621.379 | 0.013021 | 3.3883
Operating LV customer |  |  | 4.2975 | 0 | 1322269.1975 | 0.060278 | 15.6858
Operating HV customer |  |  | 0 | 0 | 0 | 0 | 0
Scaler | 0.12547 | 0 | 0 | 0.094657 | 2076424.4273 | 0.094657 | 24.6323
Rounding | 0.00017587 | -0.00017174 | 0.0034001 | 9.0507e-05 | 3031.5495 | 0.0001382 | 0.035963
Total | 1.944 | 0.054 | 5.41 | 1.4799 | 34127228.0345 | 1.5557 | 404.8452
Small Non Domestic Off Peak (related MPAN)
| Rate 1 units (MWh) | MWh/year
Small Non Domestic Off Peak (related MPAN) | 7744.2011 | 7744.2011
| Unit rate 1 p/kWh | Revenue (£/year) | Average p/kWh
Assets 132kV | 0.0599 | 4638.7924 | 0.0599
Assets 132kV/EHV | 0.016689 | 1292.443 | 0.016689
Assets EHV | 0.021336 | 1652.3286 | 0.021336
Assets EHV/HV | 0.039648 | 3070.4517 | 0.039648
Assets 132kV/HV | 0.0027744 | 214.8541 | 0.0027744
Assets HV | 0.03516 | 2722.8722 | 0.03516
Assets HV/LV | 0.013826 | 1070.7155 | 0.013826
Assets LV circuits | 0 | 0 | 0
Transmission exit | 0.012407 | 960.8077 | 0.012407
Operating 132kV | 0.018847 | 1459.5485 | 0.018847
Operating 132kV/EHV | 0.0052511 | 406.6539 | 0.0052511
Operating EHV | 0.0067133 | 519.8883 | 0.0067133
Operating EHV/HV | 0.012475 | 966.0862 | 0.012475
Operating 132kV/HV | 0.00087293 | 67.6017 | 0.00087293
Operating HV | 0.021239 | 1644.8051 | 0.021239
Operating HV/LV | 0.014945 | 1157.3936 | 0.014945
Operating LV circuits | 0 | 0 | 0
Scaler | 0.011873 | 919.4596 | 0.011873
Rounding | 4.1956e-05 | 3.2491 | 4.1956e-05
Total | 0.294 | 22767.9512 | 0.294
LV Medium Non-Domestic
| Rate 1 units (MWh) | Rate 2 units (MWh) | MPANs | MWh/year | MWh/MPAN/year
LV Medium Non-Domestic | 732841.7367 | 197062.4018 | 7615.368 | 929904.1385 | 122.1089
| Unit rate 1 p/kWh | Unit rate 2 p/kWh | Fixed charge p/MPAN/day | Average unit rate (p/kWh) | Revenue (£/year) | Average p/kWh | Average £/MPAN/year
Assets 132kV | 0.40877 | 0.0058983 | 0 | 0.32339 | 3007243.4326 | 0.32339 | 394.8914
Assets 132kV/EHV | 0.11389 | 0.0016434 | 0 | 0.090103 | 837866.9183 | 0.090103 | 110.0232
Assets EHV | 0.11423 | 0.0048781 | 0 | 0.091056 | 846737.9508 | 0.091056 | 111.1881
Assets EHV/HV | 0.21227 | 0.0090647 | 0 | 0.16921 | 1573457.0396 | 0.16921 | 206.616
Assets 132kV/HV | 0.018933 | 0.00027319 | 0 | 0.014979 | 139285.9724 | 0.014979 | 18.2901
Assets HV | 0.18824 | 0.0080386 | 0 | 0.15005 | 1395339.4684 | 0.15005 | 183.2268
Assets HV/LV | 0.074021 | 0.003161 | 0 | 0.059005 | 548689.5891 | 0.059005 | 72.0503
Assets LV circuits | 0 | 0 | 3.891 | 0 | 108153.4219 | 0.011631 | 14.202
Assets LV customer |  |  | 0 | 0 | 0 | 0 | 0
Assets HV customer |  |  | 0 | 0 | 0 | 0 | 0
Transmission exit | 0.12454 | 0 | 0 | 0.098151 | 912705.8454 | 0.098151 | 119.8505
Operating 132kV | 0.12861 | 0.0018558 | 0 | 0.10175 | 946198.3399 | 0.10175 | 124.2485
Operating 132kV/EHV | 0.035834 | 0.00051707 | 0 | 0.02835 | 263626.2428 | 0.02835 | 34.6177
Operating EHV | 0.035941 | 0.0015348 | 0 | 0.02865 | 266417.4223 | 0.02865 | 34.9842
Operating EHV/HV | 0.066788 | 0.0028521 | 0 | 0.053239 | 495072.1391 | 0.053239 | 65.0096
Operating 132kV/HV | 0.005957 | 8.5957e-05 | 0 | 0.0047128 | 43824.9044 | 0.0047128 | 5.7548
Operating HV | 0.11371 | 0.0048559 | 0 | 0.090642 | 842882.5542 | 0.090642 | 110.6818
Operating HV/LV | 0.080014 | 0.0034169 | 0 | 0.063782 | 593107.8718 | 0.063782 | 77.883
Operating LV circuits | 0 | 0 | 19.9761 | 0 | 555256.6973 | 0.059711 | 72.9127
Operating LV customer |  |  | 10.1373 | 0 | 281776.8538 | 0.030302 | 37.0011
Operating HV customer |  |  | 0 | 0 | 0 | 0 | 0
Scaler | 0.11918 | 0 | 0 | 0.093927 | 873427.7398 | 0.093927 | 114.6928
Rounding | 6.446e-05 | -7.5861e-05 | -0.00431 | 3.4723e-05 | 203.0928 | 2.184e-05 | 0.026669
Total | 1.841 | 0.048 | 34 | 1.461 | 14531273.4967 | 1.5627 | 1908.1512
LV Sub Medium Non-Domestic
| Rate 1 units (MWh) | Rate 2 units (MWh) | MPANs | MWh/year | MWh/MPAN/year
LV Sub Medium Non-Domestic | 0 | 0 | 0 | 0
| Unit rate 1 p/kWh | Unit rate 2 p/kWh | Fixed charge p/MPAN/day | Average unit rate (p/kWh) | Revenue (£/year) | Average p/kWh | Average £/MPAN/year
Assets 132kV | 0.31183 | 0.0044996 | 0 | 0 | 0
Assets 132kV/EHV | 0.086881 | 0.0012537 | 0 | 0 | 0
Assets EHV | 0.087141 | 0.0037213 | 0 | 0 | 0
Assets EHV/HV | 0.16193 | 0.0069151 | 0 | 0 | 0
Assets 132kV/HV | 0.014443 | 0.00020841 | 0 | 0 | 0
Assets HV | 0.1436 | 0.0061323 | 0 | 0 | 0
Assets HV/LV | 0 | 0 | 0 | 0 | 0
Assets LV circuits | 0 | 0 | 0 | 0 | 0
Assets LV customer |  |  | 0 | 0 | 0
Assets HV customer |  |  | 0 | 0 | 0
Transmission exit | 0.095009 | 0 | 0 | 0 | 0
Operating 132kV | 0.098115 | 0.0014157 | 0 | 0 | 0
Operating 132kV/EHV | 0.027336 | 0.00039445 | 0 | 0 | 0
Operating EHV | 0.027418 | 0.0011709 | 0 | 0 | 0
Operating EHV/HV | 0.05095 | 0.0021758 | 0 | 0 | 0
Operating 132kV/HV | 0.0045444 | 6.5573e-05 | 0 | 0 | 0
Operating HV | 0.086745 | 0.0037043 | 0 | 0 | 0
Operating HV/LV | 0 | 0 | 0 | 0 | 0
Operating LV circuits | 0 | 0 | 0 | 0 | 0
Operating LV customer |  |  | 10.1373 | 0 | 0
Operating HV customer |  |  | 0 | 0 | 0
Scaler | 0.09092 | 0 | 0 | 0 | 0
Rounding | 0.00013333 | 0.00034293 | 0.0027174 | 0 | 0
Total | 1.287 | 0.032 | 10.14 | 0 | 0 | 0 | 0
HV Medium Non-Domestic
| Rate 1 units (MWh) | Rate 2 units (MWh) | MPANs | MWh/year | MWh/MPAN/year
HV Medium Non-Domestic | 26978.9792 | 8111.4274 | 240 | 35090.4066 | 146.21
| Unit rate 1 p/kWh | Unit rate 2 p/kWh | Fixed charge p/MPAN/day | Average unit rate (p/kWh) | Revenue (£/year) | Average p/kWh | Average £/MPAN/year
Assets 132kV | 0.41652 | 0.0060241 | 2.6213 | 0.32163 | 115156.6458 | 0.32817 | 479.8194
Assets 132kV/EHV | 0.11782 | 0.001704 | 0 | 0.090976 | 31923.8755 | 0.090976 | 133.0161
Assets EHV | 0.089128 | 0.0037817 | 8.464 | 0.0694 | 31767.1789 | 0.09053 | 132.3632
Assets EHV/HV | 0 | 0 | 54.5582 | 0 | 47792.9764 | 0.1362 | 199.1374
Assets 132kV/HV | 0 | 0 | 5.2449 | 0 | 4594.4978 | 0.013093 | 19.1437
Assets HV | 0 | 0 | 38.7197 | 0 | 33918.461 | 0.09666 | 141.3269
Assets HV/LV | 0 | 0 | 0 | 0 | 0 | 0 | 0
Assets LV circuits | 0 | 0 | 0 | 0 | 0 | 0 | 0
Assets LV customer |  |  | 0 | 0 | 0 | 0 | 0
Assets HV customer |  |  | 0 | 0 | 0 | 0 | 0
Transmission exit | 0.12687 | 0 | 0 | 0.097545 | 34228.8703 | 0.097545 | 142.6203
Operating 132kV | 0.13105 | 0.0018954 | 0.82477 | 0.1012 | 36232.8589 | 0.10326 | 150.9702
Operating 132kV/EHV | 0.03707 | 0.00053614 | 0 | 0.028625 | 10044.5204 | 0.028625 | 41.8522
Operating EHV | 0.030006 | 0.0012732 | 2.8495 | 0.023364 | 10694.8768 | 0.030478 | 44.562
Operating EHV/HV | 0 | 0 | 26.4759 | 0 | 23192.8709 | 0.066095 | 96.637
Operating 132kV/HV | 0 | 0 | 2.5452 | 0 | 2229.6078 | 0.0063539 | 9.29
Operating HV | 0 | 0 | 33.6391 | 0 | 29467.8391 | 0.083977 | 122.7827
Operating HV/LV | 0 | 0 | 0 | 0 | 0 | 0 | 0
Operating LV circuits | 0 | 0 | 0 | 0 | 0 | 0 | 0
Operating LV customer |  |  | 0 | 0 | 0 | 0 | 0
Operating HV customer |  |  | 101.9404 | 0 | 89299.7669 | 0.25448 | 372.0824
Scaler | 0.12141 | 0 | 0 | 0.093347 | 32755.838 | 0.093347 | 136.4827
Rounding | 0.00012597 | -0.00021443 | -0.0029736 | 4.7284e-05 | 13.9874 | 3.9861e-05 | 0.058281
Total | 1.07 | 0.015 | 277.88 | 0.82613 | 533314.6718 | 1.5198 | 2222.1445
LV HH Metered
| Rate 1 units (MWh) | Rate 2 units (MWh) | Rate 3 units (MWh) | MPANs | Import capacity (kVA) | Reactive power units (MVArh) | MWh/year | MWh/MPAN/year
LV HH Metered | 322533.3401 | 1275539.6546 | 1375058.5821 | 7650.1305 | 1506865.0049 | 354257.509 | 2973131.5768 | 388.638
| Unit rate 1 p/kWh | Unit rate 2 p/kWh | Unit rate 3 p/kWh | Fixed charge p/MPAN/day | Capacity charge p/kVA/day | Reactive power charge p/kVArh | Average unit rate (p/kWh) | Revenue (£/year) | Average p/kWh | Average £/MPAN/year | Average p/kVA/day
Assets 132kV | 2.1819 | 0.14297 | 0.0054556 |  | 0 | 0.081441 | 0.31027 | 9224651.4403 | 0.31027 | 1205.8162 | 1.6772
Assets 132kV/EHV | 0.60792 | 0.039834 | 0.00152 |  | 0 | 0.022691 | 0.086445 | 2570137.8848 | 0.086445 | 335.96 | 0.46729
Assets EHV | 0.50568 | 0.06422 | 0.0045119 |  | 0 | 0.022784 | 0.08721 | 2592881.0334 | 0.08721 | 338.9329 | 0.47143
Assets EHV/HV | 0.93968 | 0.11934 | 0.0083843 |  | 0 | 0.042339 | 0.16206 | 4818240.2962 | 0.16206 | 629.8246 | 0.87603
Assets 132kV/HV | 0.10106 | 0.0066219 | 0.00025269 |  | 0 | 0.0037721 | 0.014371 | 427256.5805 | 0.014371 | 55.8496 | 0.077682
Assets HV | 0.66664 | 0.084662 | 0.0059482 |  | 0.28638 | 0.030037 | 0.11497 | 4993377.9492 | 0.16795 | 652.718 | 0.90788
Assets HV/LV | 0 | 0 | 0 |  | 0.56308 | 0 | 0 | 3096945.2794 | 0.10416 | 404.8225 | 0.56308
Assets LV circuits | 0 | 0 | 0 |  | 0.12785 | 0 | 0 | 703194.3184 | 0.023652 | 91.9193 | 0.12785
Assets LV customer |  |  |  | 0 |  |  | 0 | 0 | 0 | 0 | 0
Assets HV customer |  |  |  | 0 |  |  | 0 | 0 | 0 | 0 | 0
Transmission exit | 0.84303 | 0 | 0 |  | 0 | 0.025253 | 0.094463 | 2808513.9779 | 0.094463 | 367.1197 | 0.51063
Operating 132kV | 0.68653 | 0.044984 | 0.0017165 |  | 0 | 0.025625 | 0.097622 | 2902442.0786 | 0.097622 | 379.3977 | 0.52771
Operating 132kV/EHV | 0.19128 | 0.012533 | 0.00047826 |  | 0 | 0.0071394 | 0.027199 | 808667.557 | 0.027199 | 105.7064 | 0.14703
Operating EHV | 0.15911 | 0.020206 | 0.0014196 |  | 0 | 0.0071688 | 0.02744 | 815823.4558 | 0.02744 | 106.6418 | 0.14833
Operating EHV/HV | 0.29566 | 0.037548 | 0.002638 |  | 0 | 0.013321 | 0.05099 | 1516009.9513 | 0.05099 | 198.1679 | 0.27564
Operating 132kV/HV | 0.031798 | 0.0020835 | 7.9505e-05 |  | 0 | 0.0011869 | 0.0045216 | 134431.9063 | 0.0045216 | 17.5725 | 0.024442
Operating HV | 0.4027 | 0.051142 | 0.0035931 |  | 0.173 | 0.018144 | 0.069451 | 3016349.2506 | 0.10145 | 394.2873 | 0.54842
Operating HV/LV | 0 | 0 | 0 |  | 0.60866 | 0 | 0 | 3347653.5009 | 0.1126 | 437.5943 | 0.60866
Operating LV circuits | 0 | 0 | 0 |  | 0.65639 | 0 | 0 | 3610180.3166 | 0.12143 | 471.9109 | 0.65639
Operating LV customer |  |  |  | 10.1373 |  |  | 0 | 283063.1021 | 0.0095207 | 37.0011 | 0.051465
Operating HV customer |  |  |  | 0 |  |  | 0 | 0 | 0 | 0 | 0
Scaler | 0.80675 | 0 | 0 | 0 | 0 | 0.024166 | 0.090398 | 2687650.165 | 0.090398 | 351.3208 | 0.48866
Rounding | 0.00022794 | -0.00014069 | 2.1714e-06 | 0.0027174 | 0.0046445 | -6.7815e-05 | -4.271e-05 | 24350.9914 | 0.00081904 | 3.1831 | 0.0044274
Total | 8.42 | 0.626 | 0.036 | 10.14 | 2.42 | 0.325 | 1.2374 | 50381821.0357 | 1.6946 | 6585.7466 | 9.1602
LV Sub HH Metered
| Rate 1 units (MWh) | Rate 2 units (MWh) | Rate 3 units (MWh) | MPANs | Import capacity (kVA) | Reactive power units (MVArh) | MWh/year | MWh/MPAN/year
LV Sub HH Metered | 542.4658 | 2130.924 | 2156.6504 | 17 | 8800 | 12.485 | 4830.0401 | 284.12
| Unit rate 1 p/kWh | Unit rate 2 p/kWh | Unit rate 3 p/kWh | Fixed charge p/MPAN/day | Capacity charge p/kVA/day | Reactive power charge p/kVArh | Average unit rate (p/kWh) | Revenue (£/year) | Average p/kWh | Average £/MPAN/year | Average p/kVA/day
Assets 132kV | 2.0027 | 0.13123 | 0.0050075 |  | 0 | 0.077391 | 0.28526 | 13778.2471 | 0.28526 | 810.4851 | 0.42896
Assets 132kV/EHV | 0.558 | 0.036562 | 0.0013952 |  | 0 | 0.021562 | 0.079479 | 3838.8437 | 0.079479 | 225.8143 | 0.11952
Assets EHV | 0.46415 | 0.058946 | 0.0041414 |  | 0 | 0.021651 | 0.08004 | 3865.9475 | 0.08004 | 227.4087 | 0.12036
Assets EHV/HV | 0.8625 | 0.10954 | 0.0076958 |  | 0 | 0.040233 | 0.14873 | 7183.9254 | 0.14873 | 422.5838 | 0.22366
Assets 132kV/HV | 0.092761 | 0.006078 | 0.00023193 |  | 0 | 0.0035845 | 0.013212 | 638.1647 | 0.013212 | 37.5391 | 0.019868
Assets HV | 0 | 0 | 0 |  | 1.3607 | 0 | 0 | 43705.8168 | 0.90487 | 2570.9304 | 1.3607
Assets HV/LV | 0 | 0 | 0 |  | 0.53507 | 0 | 0 | 17186.4462 | 0.35582 | 1010.9674 | 0.53507
Assets LV circuits | 0 | 0 | 0 |  | 0 | 0 | 0 | 0 | 0 | 0 | 0
Assets LV customer |  |  |  | 0 |  |  | 0 | 0 | 0 | 0 | 0
Assets HV customer |  |  |  | 0 |  |  | 0 | 0 | 0 | 0 | 0
Transmission exit | 0.7738 | 0 | 0 |  | 0 | 0.023997 | 0.086968 | 4200.5738 | 0.086968 | 247.0926 | 0.13078
Operating 132kV | 0.63014 | 0.041289 | 0.0015756 |  | 0 | 0.02435 | 0.089755 | 4335.1843 | 0.089755 | 255.0108 | 0.13497
Operating 132kV/EHV | 0.17557 | 0.011504 | 0.00043898 |  | 0 | 0.0067844 | 0.025007 | 1207.8528 | 0.025007 | 71.0502 | 0.037604
Operating EHV | 0.14604 | 0.018547 | 0.001303 |  | 0 | 0.0068122 | 0.025184 | 1216.3808 | 0.025184 | 71.5518 | 0.03787
Operating EHV/HV | 0.27138 | 0.034465 | 0.0024214 |  | 0 | 0.012659 | 0.046798 | 2260.3485 | 0.046798 | 132.9617 | 0.070372
Operating 132kV/HV | 0.029186 | 0.0019124 | 7.2976e-05 |  | 0 | 0.0011278 | 0.0041571 | 200.792 | 0.0041571 | 11.8113 | 0.0062513
Operating HV | 0 | 0 | 0 |  | 0.82196 | 0 | 0 | 26401.3678 | 0.54661 | 1553.0216 | 0.82196
Operating HV/LV | 0 | 0 | 0 |  | 0.57839 | 0 | 0 | 18577.7473 | 0.38463 | 1092.8087 | 0.57839
Operating LV circuits | 0 | 0 | 0 |  | 0 | 0 | 0 | 0 | 0 | 0 | 0
Operating LV customer |  |  |  | 10.1373 |  |  | 0 | 629.0184 | 0.013023 | 37.0011 | 0.019583
Operating HV customer |  |  |  | 0 |  |  | 0 | 0 | 0 | 0 | 0
Scaler | 0.7405 | 0 | 0 | 0 | 0 | 0.022964 | 0.083225 | 4019.803 | 0.083225 | 236.459 | 0.12515
Rounding | 0.00023179 | -6.6986e-05 | -0.00028377 | 0.0027174 | 0.0038799 | -0.00011552 | -0.00013053 | 118.4861 | 0.0024531 | 6.9698 | 0.0036889
Total | 6.747 | 0.45 | 0.024 | 10.14 | 3.3 | 0.263 | 0.96769 | 153364.9461 | 3.1752 | 9021.4674 | 4.7747
HV HH Metered
| Rate 1 units (MWh) | Rate 2 units (MWh) | Rate 3 units (MWh) | MPANs | Import capacity (kVA) | Reactive power units (MVArh) | MWh/year | MWh/MPAN/year
HV HH Metered | 807572.6493 | 3102302.435 | 4221088.8519 | 2856.6431 | 2611396.6607 | 794302.279 | 8130963.9362 | 2846.3352
| Unit rate 1 p/kWh | Unit rate 2 p/kWh | Unit rate 3 p/kWh | Fixed charge p/MPAN/day | Capacity charge p/kVA/day | Reactive power charge p/kVArh | Average unit rate (p/kWh) | Revenue (£/year) | Average p/kWh | Average £/MPAN/year | Average p/kVA/day
Assets 132kV | 1.8116 | 0.1187 | 0.0045296 |  | 0.063111 | 0.061907 | 0.23362 | 19596840.4866 | 0.24101 | 6860.094 | 2.056
Assets 132kV/EHV | 0.51243 | 0.033576 | 0.0012812 |  | 0 | 0.017511 | 0.066081 | 5373041.7463 | 0.066081 | 1880.8936 | 0.56371
Assets EHV | 0.31869 | 0.040472 | 0.0028435 |  | 0.20378 | 0.013146 | 0.049854 | 5995980.1349 | 0.073743 | 2098.9602 | 0.62906
Assets EHV/HV | 0 | 0 | 0 |  | 1.3135 | 0 | 0 | 12520089.3986 | 0.15398 | 4382.7979 | 1.3135
Assets 132kV/HV | 0 | 0 | 0 |  | 0.12627 | 0 | 0 | 1203597.8347 | 0.014803 | 421.3329 | 0.12627
Assets HV | 0 | 0 | 0 |  | 0.93221 | 0 | 0 | 8885451.3022 | 0.10928 | 3110.452 | 0.93221
Assets HV/LV | 0 | 0 | 0 |  | 0 | 0 | 0 | 0 | 0 | 0 | 0
Assets LV circuits | 0 | 0 | 0 |  | 0 | 0 | 0 | 0 | 0 | 0 | 0
Assets LV customer |  |  |  | 0 |  |  | 0 | 0 | 0 | 0 | 0
Assets HV customer |  |  |  | 0 |  |  | 0 | 0 | 0 | 0 | 0
Transmission exit | 0.7106 | 0 | 0 |  | 0 | 0.019488 | 0.072481 | 5893424.4704 | 0.072481 | 2063.0594 | 0.6183
Operating 132kV | 0.57 | 0.037348 | 0.0014252 |  | 0.019857 | 0.019478 | 0.073505 | 6165945.1096 | 0.075833 | 2158.4583 | 0.6469
Operating 132kV/EHV | 0.16123 | 0.010564 | 0.00040313 |  | 0 | 0.0055097 | 0.020792 | 1690572.5442 | 0.020792 | 591.8039 | 0.17737
Operating EHV | 0.10729 | 0.013626 | 0.0009573 |  | 0.068605 | 0.0044259 | 0.016784 | 2018632.7835 | 0.024826 | 706.6451 | 0.21178
Operating EHV/HV | 0 | 0 | 0 |  | 0.63743 | 0 | 0 | 6075721.5517 | 0.074723 | 2126.8745 | 0.63743
Operating 132kV/HV | 0 | 0 | 0 |  | 0.061278 | 0 | 0 | 584079.3201 | 0.0071834 | 204.4635 | 0.061278
Operating HV | 0 | 0 | 0 |  | 0.80989 | 0 | 0 | 7719543.9167 | 0.09494 | 2702.313 | 0.80989
Operating HV/LV | 0 | 0 | 0 |  | 0 | 0 | 0 | 0 | 0 | 0 | 0
Operating LV circuits | 0 | 0 | 0 |  | 0 | 0 | 0 | 0 | 0 | 0 | 0
Operating LV customer |  |  |  | 0 |  |  | 0 | 0 | 0 | 0 | 0
Operating HV customer |  |  |  | 101.9404 |  |  | 0 | 1062906.523 | 0.013072 | 372.0824 | 0.11151
Scaler | 0.68002 | 0 | 0 | 0 | 0 | 0.018649 | 0.069362 | 5639802.1783 | 0.069362 | 1974.2761 | 0.5917
Rounding | 0.00015809 | -0.00028909 | -0.00043993 | -0.00037312 | 0.0040312 | -0.00011568 | -0.00033428 | 11239.132 | 0.00013823 | 3.9344 | 0.0011791
Total | 4.872 | 0.254 | 0.011 | 101.94 | 4.24 | 0.16 | 0.60214 | 90436868.4327 | 1.1123 | 31658.4412 | 9.4881
HV Sub HH Metered
| Rate 1 units (MWh) | Rate 2 units (MWh) | Rate 3 units (MWh) | MPANs | Import capacity (kVA) | Reactive power units (MVArh) | MWh/year | MWh/MPAN/year
HV Sub HH Metered | 0 | 0 | 0 | 0 | 0 | 0 | 0
| Unit rate 1 p/kWh | Unit rate 2 p/kWh | Unit rate 3 p/kWh | Fixed charge p/MPAN/day | Capacity charge p/kVA/day | Reactive power charge p/kVArh | Average unit rate (p/kWh) | Revenue (£/year) | Average p/kWh | Average £/MPAN/year | Average p/kVA/day
Assets 132kV | 1.7423 | 0.11416 | 0.0043564 |  | 0 | 0.061757 | 0 | 0
Assets 132kV/EHV | 0.52483 | 0.034389 | 0.0013122 |  | 0 | 0.018603 | 0 | 0
Assets EHV | 0 | 0 | 0 |  | 1.0824 | 0 | 0 | 0
Assets EHV/HV | 0 | 0 | 0 |  | 1.3954 | 0 | 0 | 0
Assets 132kV/HV | 0 | 0 | 0 |  | 0 | 0 | 0 | 0
Assets HV | 0 | 0 | 0 |  | 0 | 0 | 0 | 0
Assets HV/LV | 0 | 0 | 0 |  | 0 | 0 | 0 | 0
Assets LV circuits | 0 | 0 | 0 |  | 0 | 0 | 0 | 0
Assets LV customer |  |  |  | 0 |  |  | 0 | 0
Assets HV customer |  |  |  | 0 |  |  | 0 | 0
Transmission exit | 0.67318 | 0 | 0 |  | 0 | 0.019149 | 0 | 0
Operating 132kV | 0.54821 | 0.035921 | 0.0013707 |  | 0 | 0.019431 | 0 | 0
Operating 132kV/EHV | 0.16513 | 0.01082 | 0.00041288 |  | 0 | 0.0058531 | 0 | 0
Operating EHV | 0 | 0 | 0 |  | 0.36441 | 0 | 0 | 0
Operating EHV/HV | 0 | 0 | 0 |  | 0.67716 | 0 | 0 | 0
Operating 132kV/HV | 0 | 0 | 0 |  | 0 | 0 | 0 | 0
Operating HV | 0 | 0 | 0 |  | 0 | 0 | 0 | 0
Operating HV/LV | 0 | 0 | 0 |  | 0 | 0 | 0 | 0
Operating LV circuits | 0 | 0 | 0 |  | 0 | 0 | 0 | 0
Operating LV customer |  |  |  | 0 |  |  | 0 | 0
Operating HV customer |  |  |  | 101.9404 |  |  | 0 | 0
Scaler | 0.64421 | 0 | 0 | 0 | 0 | 0.018325 | 0 | 0
Rounding | 0.00011671 | -0.00029336 | -0.00045224 | -0.00037312 | 0.00060957 | -0.00011888 | 0 | 0
Total | 4.298 | 0.195 | 0.007 | 101.94 | 3.52 | 0.143 | 0 | 0 | 0 | 0 | 0
NHH UMS
| Rate 1 units (MWh) | MWh/year
NHH UMS | 89398.3116 | 89398.3116
| Unit rate 1 p/kWh | Revenue (£/year) | Average p/kWh
Assets 132kV | 0.41935 | 374892.1409 | 0.41935
Assets 132kV/EHV | 0.11684 | 104451.0462 | 0.11684
Assets EHV | 0.11732 | 104880.2816 | 0.11732
Assets EHV/HV | 0.21801 | 194894.5566 | 0.21801
Assets 132kV/HV | 0.019423 | 17363.8143 | 0.019423
Assets HV | 0.19333 | 172832.216 | 0.19333
Assets HV/LV | 0.076023 | 67962.8433 | 0.076023
Assets LV circuits | 0.016639 | 14874.8991 | 0.016639
Assets LV customer | 0 | 0 | 0
Transmission exit | 0.13003 | 116243.6064 | 0.13003
Operating 132kV | 0.13194 | 117955.9717 | 0.13194
Operating 132kV/EHV | 0.036762 | 32864.4517 | 0.036762
Operating EHV | 0.036913 | 32999.5062 | 0.036913
Operating EHV/HV | 0.068594 | 61321.5757 | 0.068594
Operating 132kV/HV | 0.0061112 | 5463.3463 | 0.0061112
Operating HV | 0.11678 | 104402.7371 | 0.11678
Operating HV/LV | 0.082177 | 73464.6659 | 0.082177
Operating LV circuits | 0.085424 | 76367.3235 | 0.085424
Operating LV customer | 0.6227 | 556685.7637 | 0.6227
Scaler | 0.12443 | 111241.0871 | 0.12443
Rounding | 0.00020129 | 179.9472 | 0.00020129
Total | 2.619 | 2341341.7804 | 2.619
LV UMS (Pseudo HH Metered)
| Rate 1 units (MWh) | Rate 2 units (MWh) | Rate 3 units (MWh) | MWh/year
LV UMS (Pseudo HH Metered) | 18264.6652 | 31277.5143 | 259566.0801 | 309108.2596
| Unit rate 1 p/kWh | Unit rate 2 p/kWh | Unit rate 3 p/kWh | Average unit rate (p/kWh) | Revenue (£/year) | Average p/kWh
Assets 132kV | 5.6956 | 0.3732 | 0.014241 | 0.38626 | 1193971.6805 | 0.38626
Assets 132kV/EHV | 1.5869 | 0.10398 | 0.0039677 | 0.10762 | 332659.9242 | 0.10762
Assets EHV | 1.32 | 0.16764 | 0.011778 | 0.10485 | 324093.109 | 0.10485
Assets EHV/HV | 2.4529 | 0.31151 | 0.021886 | 0.19483 | 602248.4091 | 0.19483
Assets 132kV/HV | 0.2638 | 0.017285 | 0.00065959 | 0.01789 | 55300.9792 | 0.01789
Assets HV | 2.1752 | 0.27625 | 0.019408 | 0.17278 | 534073.034 | 0.17278
Assets HV/LV | 0.85535 | 0.10863 | 0.007632 | 0.067942 | 210013.6348 | 0.067942
Assets LV circuits | 0.18721 | 0.023775 | 0.0016704 | 0.01487 | 45965.2875 | 0.01487
Assets LV customer | 0 | 0 | 0 | 0 | 0 | 0
Transmission exit | 2.2006 | 0 | 0 | 0.13003 | 401929.9496 | 0.13003
Operating 132kV | 1.7921 | 0.11742 | 0.0044807 | 0.12153 | 375670.9582 | 0.12153
Operating 132kV/EHV | 0.4993 | 0.032716 | 0.0012484 | 0.033861 | 104668.0374 | 0.033861
Operating EHV | 0.41532 | 0.052745 | 0.0037057 | 0.032989 | 101972.5767 | 0.032989
Operating EHV/HV | 0.77177 | 0.098013 | 0.0068862 | 0.061303 | 189491.2925 | 0.061303
Operating 132kV/HV | 0.083002 | 0.0054386 | 0.00020753 | 0.0056291 | 17399.8866 | 0.0056291
Operating HV | 1.314 | 0.16687 | 0.011724 | 0.10437 | 322617.437 | 0.10437
Operating HV/LV | 0.9246 | 0.11742 | 0.0082498 | 0.073442 | 227014.9507 | 0.073442
Operating LV circuits | 0.96113 | 0.12206 | 0.0085757 | 0.076344 | 235984.5236 | 0.076344
Operating LV customer | 0.6227 | 0.6227 | 0.6227 | 0.6227 | 1924825.6986 | 0.6227
Scaler | 2.1059 | 0 | 0 | 0.12443 | 384632.9781 | 0.12443
Rounding | -0.0002068 | 0.00035319 | -2.3319e-05 | 3.9366e-06 | 12.1684 | 3.9366e-06
Total | 26.227 | 2.718 | 0.749 | 2.4537 | 7584546.5158 | 2.4537
LV Generation NHH
| Rate 1 units (MWh) | MPANs | MWh/year | MWh/MPAN/year
LV Generation NHH | 569.796 | 75 | 569.796 | 7.5973
| Unit rate 1 p/kWh | Fixed charge p/MPAN/day | Revenue (£/year) | Average p/kWh | Average £/MPAN/year
Assets 132kV | -0.21092 |  | -1201.8312 | -0.21092 | -16.0244
Assets 132kV/EHV | -0.058767 |  | -334.8497 | -0.058767 | -4.4647
Assets EHV | -0.059008 |  | -336.2258 | -0.059008 | -4.483
Assets EHV/HV | -0.10965 |  | -624.794 | -0.10965 | -8.3306
Assets 132kV/HV | -0.0097693 |  | -55.665 | -0.0097693 | -0.7422
Assets HV | -0.097239 |  | -554.0664 | -0.097239 | -7.3876
Assets HV/LV | -0.038237 |  | -217.8756 | -0.038237 | -2.905
Assets LV circuits | 0 |  | 0 | 0 | 0
Assets LV customer |  | 0 | 0 | 0 | 0
Assets HV customer |  | 0 | 0 | 0 | 0
Transmission exit | -0.065401 |  | -372.6544 | -0.065401 | -4.9687
Operating 132kV | -0.066365 |  | -378.1439 | -0.066365 | -5.0419
Operating 132kV/EHV | -0.01849 |  | -105.357 | -0.01849 | -1.4048
Operating EHV | -0.018566 |  | -105.79 | -0.018566 | -1.4105
Operating EHV/HV | -0.034501 |  | -196.585 | -0.034501 | -2.6211
Operating 132kV/HV | -0.0030738 |  | -17.5144 | -0.0030738 | -0.23353
Operating HV | -0.058739 |  | -334.6948 | -0.058739 | -4.4626
Operating HV/LV | -0.041333 |  | -235.5134 | -0.041333 | -3.1402
Operating LV circuits | 0 |  | 0 | 0 | 0
Operating LV customer |  | 0 | 0 | 0 | 0
Operating HV customer |  | 0 | 0 | 0 | 0
Scaler | 0 | 0 | 0 | 0 | 0
Rounding | 6.6021e-05 | 0 | 0.37619 | 6.6021e-05 | 0.0050158
Total | -0.89 | 0 | -5071.1844 | -0.89 | -67.6158
LV Sub Generation NHH
| Rate 1 units (MWh) | MPANs | MWh/year | MWh/MPAN/year
LV Sub Generation NHH | 0 | 0 | 0
| Unit rate 1 p/kWh | Fixed charge p/MPAN/day | Revenue (£/year) | Average p/kWh | Average £/MPAN/year
Assets 132kV | -0.20043 |  | 0
Assets 132kV/EHV | -0.055844 |  | 0
Assets EHV | -0.056073 |  | 0
Assets EHV/HV | -0.1042 |  | 0
Assets 132kV/HV | -0.0092834 |  | 0
Assets HV | -0.092403 |  | 0
Assets HV/LV | 0 |  | 0
Assets LV circuits | 0 |  | 0
Assets LV customer |  | 0 | 0
Assets HV customer |  | 0 | 0
Transmission exit | -0.062149 |  | 0
Operating 132kV | -0.063064 |  | 0
Operating 132kV/EHV | -0.017571 |  | 0
Operating EHV | -0.017643 |  | 0
Operating EHV/HV | -0.032785 |  | 0
Operating 132kV/HV | -0.0029209 |  | 0
Operating HV | -0.055818 |  | 0
Operating HV/LV | 0 |  | 0
Operating LV circuits | 0 |  | 0
Operating LV customer |  | 0 | 0
Operating HV customer |  | 0 | 0
Scaler | 0 | 0 | 0
Rounding | 0.00018471 | 0 | 0
Total | -0.77 | 0 | 0 | 0 | 0
LV Generation Intermittent
| Rate 1 units (MWh) | MPANs | Reactive power units (MVArh) | MWh/year | MWh/MPAN/year
LV Generation Intermittent | 730.622 | 3 | 25.541 | 730.622 | 243.5407
| Unit rate 1 p/kWh | Fixed charge p/MPAN/day | Reactive power charge p/kVArh | Revenue (£/year) | Average p/kWh | Average £/MPAN/year
Assets 132kV | -0.21092 |  | 0.058241 | -1526.175 | -0.20889 | -508.725
Assets 132kV/EHV | -0.058767 |  | 0.017543 | -424.8809 | -0.058153 | -141.627
Assets EHV | -0.059008 |  | 0.017615 | -426.6269 | -0.058392 | -142.209
Assets EHV/HV | -0.10965 |  | 0.032734 | -792.7827 | -0.10851 | -264.2609
Assets 132kV/HV | -0.0097693 |  | 0.035946 | -62.1956 | -0.0085127 | -20.7319
Assets HV | -0.097239 |  | 0.02685 | -703.5949 | -0.096301 | -234.5316
Assets HV/LV | -0.038237 |  | 0.010558 | -276.6748 | -0.037868 | -92.2249
Assets LV circuits | 0 |  | 0.0023109 | 0.59022 | 8.0783e-05 | 0.19674
Assets LV customer |  | 0 |  | 0 | 0 | 0
Assets HV customer |  | 0 |  | 0 | 0 | 0
Transmission exit | -0.065401 |  | 0.018059 | -473.2243 | -0.06477 | -157.7414
Operating 132kV | -0.066365 |  | 0.018325 | -480.1953 | -0.065724 | -160.0651
Operating 132kV/EHV | -0.01849 |  | 0.0055198 | -133.6844 | -0.018297 | -44.5615
Operating EHV | -0.018566 |  | 0.0055425 | -134.2338 | -0.018373 | -44.7446
Operating EHV/HV | -0.034501 |  | 0.010299 | -249.4409 | -0.034141 | -83.147
Operating 132kV/HV | -0.0030738 |  | 0.01131 | -19.5692 | -0.0026784 | -6.5231
Operating HV | -0.058739 |  | 0.016219 | -425.0205 | -0.058172 | -141.6735
Operating HV/LV | -0.041333 |  | 0.011413 | -299.0725 | -0.040934 | -99.6908
Operating LV circuits | 0 |  | 0.011864 | 3.0302 | 0.00041474 | 1.0101
Operating LV customer |  | 0 |  | 0 | 0 | 0
Operating HV customer |  | 0 |  | 0 | 0 | 0
Scaler | 0 | 0 | 0 | 0 | 0 | 0
Rounding | 6.6021e-05 | 0 | -0.00035051 | 0.39284 | 5.3768e-05 | 0.13095
Total | -0.89 | 0 | 0.31 | -6423.3587 | -0.87916 | -2141.1196
LV Generation Non-Intermittent
| Rate 1 units (MWh) | Rate 2 units (MWh) | Rate 3 units (MWh) | MPANs | Reactive power units (MVArh) | MWh/year | MWh/MPAN/year
LV Generation Non-Intermittent | 155.759 | 512.123 | 744.923 | 8 | 6.235 | 1412.805 | 176.6006
| Unit rate 1 p/kWh | Unit rate 2 p/kWh | Unit rate 3 p/kWh | Fixed charge p/MPAN/day | Reactive power charge p/kVArh | Average unit rate (p/kWh) | Revenue (£/year) | Average p/kWh | Average £/MPAN/year
Assets 132kV | -1.8938 | -0.12409 | -0.0047351 |  | 0.058241 | -0.25601 | -3616.8533 | -0.25601 | -452.1067
Assets 132kV/EHV | -0.52764 | -0.034573 | -0.0013193 |  | 0.017543 | -0.071321 | -1007.632 | -0.071321 | -125.954
Assets EHV | -0.43889 | -0.055739 | -0.0039161 |  | 0.017615 | -0.070579 | -997.1381 | -0.070579 | -124.6423
Assets EHV/HV | -0.81558 | -0.10358 | -0.007277 |  | 0.032734 | -0.13115 | -1852.9392 | -0.13115 | -231.6174
Assets 132kV/HV | -0.087714 | -0.0057473 | -0.00021931 |  | 0.035946 | -0.011711 | -165.4481 | -0.011711 | -20.681
Assets HV | -0.72325 | -0.091851 | -0.0064533 |  | 0.02685 | -0.11632 | -1643.3197 | -0.11632 | -205.415
Assets HV/LV | -0.2844 | -0.036119 | -0.0025376 |  | 0.010558 | -0.045739 | -646.2029 | -0.045739 | -80.7754
Assets LV circuits | 0 | 0 | 0 |  | 0.0023109 | 1.0198e-05 | 0.14408 | 1.0198e-05 | 0.01801
Assets LV customer |  |  |  | 0 |  | 0 | 0 | 0 | 0
Assets HV customer |  |  |  | 0 |  | 0 | 0 | 0 | 0
Transmission exit | -0.73169 | 0 | 0 |  | 0.018059 | -0.080588 | -1138.5524 | -0.080588 | -142.319
Operating 132kV | -0.59586 | -0.039043 | -0.0014898 |  | 0.018325 | -0.080549 | -1138.0058 | -0.080549 | -142.2507
Operating 132kV/EHV | -0.16602 | -0.010878 | -0.0004151 |  | 0.0055198 | -0.022441 | -317.0411 | -0.022441 | -39.6301
Operating EHV | -0.13809 | -0.017538 | -0.0012321 |  | 0.0055425 | -0.022207 | -313.7393 | -0.022207 | -39.2174
Operating EHV/HV | -0.25661 | -0.032589 | -0.0022896 |  | 0.010299 | -0.041266 | -583.0083 | -0.041266 | -72.876
Operating 132kV/HV | -0.027598 | -0.0018083 | -6.9005e-05 |  | 0.01131 | -0.0036846 | -52.0566 | -0.0036846 | -6.5071
Operating HV | -0.43689 | -0.055485 | -0.0038982 |  | 0.016219 | -0.070263 | -992.6799 | -0.070263 | -124.085
Operating HV/LV | -0.30743 | -0.039043 | -0.002743 |  | 0.011413 | -0.049442 | -698.5152 | -0.049442 | -87.3144
Operating LV circuits | 0 | 0 | 0 |  | 0.011864 | 5.2358e-05 | 0.73972 | 5.2358e-05 | 0.092465
Operating LV customer |  |  |  | 0 |  | 0 | 0 | 0 | 0
Operating HV customer |  |  |  | 0 |  | 0 | 0 | 0 | 0
Scaler | 0 | 0 | 0 | 0 | 0 | 0 | 0 | 0 | 0
Rounding | 0.00044823 | 7.6464e-05 | -0.00040536 | 0 | -0.00035051 | -0.00013815 | -1.9517 | -0.00013815 | -0.24397
Total | -7.431 | -0.648 | -0.039 | 0 | 0.31 | -1.0733 | -15164.1998 | -1.0733 | -1895.525
LV Sub Generation Intermittent
| Rate 1 units (MWh) | MPANs | Reactive power units (MVArh) | MWh/year | MWh/MPAN/year
LV Sub Generation Intermittent | 0 | 0 | 0 | 0
| Unit rate 1 p/kWh | Fixed charge p/MPAN/day | Reactive power charge p/kVArh | Revenue (£/year) | Average p/kWh | Average £/MPAN/year
Assets 132kV | -0.20043 |  | 0.055344 | 0
Assets 132kV/EHV | -0.055844 |  | 0.016671 | 0
Assets EHV | -0.056073 |  | 0.016739 | 0
Assets EHV/HV | -0.1042 |  | 0.031106 | 0
Assets 132kV/HV | -0.0092834 |  | 0.034158 | 0
Assets HV | -0.092403 |  | 0.025515 | 0
Assets HV/LV | 0 |  | 0.010033 | 0
Assets LV circuits | 0 |  | 0 | 0
Assets LV customer |  | 0 |  | 0
Assets HV customer |  | 0 |  | 0
Transmission exit | -0.062149 |  | 0.017161 | 0
Operating 132kV | -0.063064 |  | 0.017413 | 0
Operating 132kV/EHV | -0.017571 |  | 0.0052453 | 0
Operating EHV | -0.017643 |  | 0.0052669 | 0
Operating EHV/HV | -0.032785 |  | 0.0097872 | 0
Operating 132kV/HV | -0.0029209 |  | 0.010747 | 0
Operating HV | -0.055818 |  | 0.015413 | 0
Operating HV/LV | 0 |  | 0.010845 | 0
Operating LV circuits | 0 |  | 0 | 0
Operating LV customer |  | 0 |  | 0
Operating HV customer |  | 0 |  | 0
Scaler | 0 | 0 | 0 | 0
Rounding | 0.00018471 | 0 | -0.00044508 | 0
Total | -0.77 | 0 | 0.281 | 0 | 0 | 0
LV Sub Generation Non-Intermittent
| Rate 1 units (MWh) | Rate 2 units (MWh) | Rate 3 units (MWh) | MPANs | Reactive power units (MVArh) | MWh/year | MWh/MPAN/year
LV Sub Generation Non-Intermittent | 0 | 0 | 0 | 0 | 0 | 0
| Unit rate 1 p/kWh | Unit rate 2 p/kWh | Unit rate 3 p/kWh | Fixed charge p/MPAN/day | Reactive power charge p/kVArh | Average unit rate (p/kWh) | Revenue (£/year) | Average p/kWh | Average £/MPAN/year
Assets 132kV | -1.7996 | -0.11792 | -0.0044996 |  | 0.055344 | 0 | 0
Assets 132kV/EHV | -0.50139 | -0.032853 | -0.0012537 |  | 0.016671 | 0 | 0
Assets EHV | -0.41706 | -0.052966 | -0.0037213 |  | 0.016739 | 0 | 0
Assets EHV/HV | -0.77501 | -0.098425 | -0.0069151 |  | 0.031106 | 0 | 0
Assets 132kV/HV | -0.083351 | -0.0054615 | -0.00020841 |  | 0.034158 | 0 | 0
Assets HV | -0.68728 | -0.087283 | -0.0061323 |  | 0.025515 | 0 | 0
Assets HV/LV | 0 | 0 | 0 |  | 0.010033 | 0 | 0
Assets LV circuits | 0 | 0 | 0 |  | 0 | 0 | 0
Assets LV customer |  |  |  | 0 |  | 0 | 0
Assets HV customer |  |  |  | 0 |  | 0 | 0
Transmission exit | -0.6953 | 0 | 0 |  | 0.017161 | 0 | 0
Operating 132kV | -0.56622 | -0.037101 | -0.0014157 |  | 0.017413 | 0 | 0
Operating 132kV/EHV | -0.15776 | -0.010337 | -0.00039445 |  | 0.0052453 | 0 | 0
Operating EHV | -0.13122 | -0.016665 | -0.0011709 |  | 0.0052669 | 0 | 0
Operating EHV/HV | -0.24385 | -0.030968 | -0.0021758 |  | 0.0097872 | 0 | 0
Operating 132kV/HV | -0.026226 | -0.0017184 | -6.5573e-05 |  | 0.010747 | 0 | 0
Operating HV | -0.41517 | -0.052725 | -0.0037043 |  | 0.015413 | 0 | 0
Operating HV/LV | 0 | 0 | 0 |  | 0.010845 | 0 | 0
Operating LV circuits | 0 | 0 | 0 |  | 0 | 0 | 0
Operating LV customer |  |  |  | 0 |  | 0 | 0
Operating HV customer |  |  |  | 0 |  | 0 | 0
Scaler | 0 | 0 | 0 | 0 | 0 | 0 | 0
Rounding | 0.00044019 | 0.00042041 | -0.00034293 | 0 | -0.00044508 | 0 | 0
Total | -6.499 | -0.544 | -0.032 | 0 | 0.281 | 0 | 0 | 0 | 0
HV Generation Intermittent
| Rate 1 units (MWh) | MPANs | Reactive power units (MVArh) | MWh/year | MWh/MPAN/year
HV Generation Intermittent | 2864.99 | 2 | 1.318 | 2864.99 | 1432.495
| Unit rate 1 p/kWh | Fixed charge p/MPAN/day | Reactive power charge p/kVArh | Revenue (£/year) | Average p/kWh | Average £/MPAN/year
Assets 132kV | -0.19749 |  | 0.054531 | -5657.3269 | -0.19746 | -2828.6634
Assets 132kV/EHV | -0.055024 |  | 0.016426 | -1576.207 | -0.055016 | -788.1035
Assets EHV | -0.051635 |  | 0.015415 | -1479.1451 | -0.051628 | -739.5725
Assets EHV/HV | -0.066567 |  | 0.019872 | -1906.8799 | -0.066558 | -953.4399
Assets 132kV/HV | -0.0059307 |  | 0.021822 | -169.6261 | -0.0059207 | -84.813
Assets HV | 0 |  | 0.01748 | 0.23039 | 8.0414e-06 | 0.11519
Assets HV/LV | 0 |  | 0 | 0 | 0 | 0
Assets LV circuits | 0 |  | 0 | 0 | 0 | 0
Assets LV customer |  | 0 |  | 0 | 0 | 0
Assets HV customer |  | 0 |  | 0 | 0 | 0
Transmission exit | -0.061236 |  | 0.016909 | -1754.1794 | -0.061228 | -877.0897
Operating 132kV | -0.062138 |  | 0.017158 | -1780.02 | -0.06213 | -890.01
Operating 132kV/EHV | -0.017313 |  | 0.0051683 | -495.9374 | -0.01731 | -247.9687
Operating EHV | -0.017384 |  | 0.0051895 | -497.9754 | -0.017381 | -248.9877
Operating EHV/HV | -0.032304 |  | 0.0096435 | -925.3665 | -0.032299 | -462.6832
Operating 132kV/HV | -0.002878 |  | 0.01059 | -82.3158 | -0.0028732 | -41.1579
Operating HV | 0 |  | 0.015186 | 0.20016 | 6.9863e-06 | 0.10008
Operating HV/LV | 0 |  | 0 | 0 | 0 | 0
Operating LV circuits | 0 |  | 0 | 0 | 0 | 0
Operating LV customer |  | 0 |  | 0 | 0 | 0
Operating HV customer |  | 17.5015 |  | 127.7609 | 0.0044594 | 63.8804
Scaler | 0 | 0 | 0 | 0 | 0 | 0
Rounding | -0.00010204 | -0.0014896 | -0.00038933 | -2.9395 | -0.0001026 | -1.4698
Total | -0.57 | 17.5 | 0.225 | -16199.7275 | -0.56544 | -8099.8638
HV Generation Non-Intermittent
| Rate 1 units (MWh) | Rate 2 units (MWh) | Rate 3 units (MWh) | MPANs | Reactive power units (MVArh) | MWh/year | MWh/MPAN/year
HV Generation Non-Intermittent | 54602.453 | 173038.854 | 349225.138 | 128 | 958.69 | 576866.445 | 4506.7691
| Unit rate 1 p/kWh | Unit rate 2 p/kWh | Unit rate 3 p/kWh | Fixed charge p/MPAN/day | Reactive power charge p/kVArh | Average unit rate (p/kWh) | Revenue (£/year) | Average p/kWh | Average £/MPAN/year
Assets 132kV | -1.7732 | -0.11618 | -0.0044335 |  | 0.054531 | -0.20528 | -1184194.3039 | -0.20528 | -9251.518
Assets 132kV/EHV | -0.49403 | -0.032371 | -0.0012352 |  | 0.016426 | -0.057192 | -329923.9706 | -0.057192 | -2577.531
Assets EHV | -0.38406 | -0.048774 | -0.0034268 |  | 0.015415 | -0.053032 | -305921.6793 | -0.053032 | -2390.0131
Assets EHV/HV | -0.49512 | -0.062879 | -0.0044177 |  | 0.019872 | -0.068367 | -394387.2113 | -0.068367 | -3081.1501
Assets 132kV/HV | -0.053249 | -0.0034891 | -0.00013314 |  | 0.021822 | -0.0061311 | -35368.3937 | -0.0061311 | -276.3156
Assets HV | 0 | 0 | 0 |  | 0.01748 | 2.905e-05 | 167.5785 | 2.905e-05 | 1.3092
Assets HV/LV | 0 | 0 | 0 |  | 0 | 0 | 0 | 0 | 0
Assets LV circuits | 0 | 0 | 0 |  | 0 | 0 | 0 | 0 | 0
Assets LV customer |  |  |  | 0 |  | 0 | 0 | 0 | 0
Assets HV customer |  |  |  | 0 |  | 0 | 0 | 0 | 0
Transmission exit | -0.68509 | 0 | 0 |  | 0.016909 | -0.064818 | -373914.5236 | -0.064818 | -2921.2072
Operating 132kV | -0.55791 | -0.036556 | -0.001395 |  | 0.017158 | -0.064589 | -372594.6069 | -0.064589 | -2910.8954
Operating 132kV/EHV | -0.15544 | -0.010185 | -0.00038866 |  | 0.0051683 | -0.017995 | -103807.1976 | -0.017995 | -810.9937
Operating EHV | -0.1293 | -0.016421 | -0.0011537 |  | 0.0051895 | -0.017854 | -102992.9248 | -0.017854 | -804.6322
Operating EHV/HV | -0.24027 | -0.030514 | -0.0021438 |  | 0.0096435 | -0.033177 | -191387.3618 | -0.033177 | -1495.2138
Operating 132kV/HV | -0.025841 | -0.0016932 | -6.461e-05 |  | 0.01059 | -0.0029753 | -17163.4966 | -0.0029753 | -134.0898
Operating HV | 0 | 0 | 0 |  | 0.015186 | 2.5238e-05 | 145.5896 | 2.5238e-05 | 1.1374
Operating HV/LV | 0 | 0 | 0 |  | 0 | 0 | 0 | 0 | 0
Operating LV circuits | 0 | 0 | 0 |  | 0 | 0 | 0 | 0 | 0
Operating LV customer |  |  |  | 0 |  | 0 | 0 | 0 | 0
Operating HV customer |  |  |  | 17.5015 |  | 0 | 8176.696 | 0.0014174 | 63.8804
Scaler | 0 | 0 | 0 | 0 | 0 | 0 | 0 | 0 | 0
Rounding | 0.0004625 | 6.5983e-05 | -0.00020794 | -0.0014896 | -0.00038933 | -6.2958e-05 | -363.8819 | -6.3079e-05 | -2.8428
Total | -4.993 | -0.359 | -0.019 | 17.5 | 0.225 | -0.59142 | -3403529.6879 | -0.59 | -26590.0757
HV Sub Generation Non-Intermittent
| Rate 1 units (MWh) | Rate 2 units (MWh) | Rate 3 units (MWh) | MPANs | Reactive power units (MVArh) | MWh/year | MWh/MPAN/year
HV Sub Generation Non-Intermittent | 7528.975 | 25660.074 | 53327.679 | 4 | 0 | 86516.728 | 21629.182
| Unit rate 1 p/kWh | Unit rate 2 p/kWh | Unit rate 3 p/kWh | Fixed charge p/MPAN/day | Reactive power charge p/kVArh | Average unit rate (p/kWh) | Revenue (£/year) | Average p/kWh | Average £/MPAN/year
Assets 132kV | -1.7423 | -0.11416 | -0.0043564 |  | 0.053583 | -0.18817 | -162797.4108 | -0.18817 | -40699.3527
Assets 132kV/EHV | -0.52483 | -0.034389 | -0.0013122 |  | 0.01614 | -0.05668 | -49038.0327 | -0.05668 | -12259.5082
Assets EHV | -0.408 | -0.051815 | -0.0036404 |  | 0.015146 | -0.053117 | -45954.8717 | -0.053117 | -11488.7179
Assets EHV/HV | 0 | 0 | 0 |  | 0 | 0 | 0 | 0 | 0
Assets 132kV/HV | 0 | 0 | 0 |  | 0.033071 | 0 | 0 | 0 | 0
Assets HV | 0 | 0 | 0 |  | 0 | 0 | 0 | 0 | 0
Assets HV/LV | 0 | 0 | 0 |  | 0 | 0 | 0 | 0 | 0
Assets LV circuits | 0 | 0 | 0 |  | 0 | 0 | 0 | 0 | 0
Assets LV customer |  |  |  | 0 |  | 0 | 0 | 0 | 0
Assets HV customer |  |  |  | 0 |  | 0 | 0 | 0 | 0
Transmission exit | -0.67318 | 0 | 0 |  | 0.016615 | -0.058582 | -50683.4705 | -0.058582 | -12670.8676
Operating 132kV | -0.54821 | -0.035921 | -0.0013707 |  | 0.016859 | -0.059205 | -51222.5376 | -0.059205 | -12805.6344
Operating 132kV/EHV | -0.16513 | -0.01082 | -0.00041288 |  | 0.0050784 | -0.017834 | -15429.3146 | -0.017834 | -3857.3287
Operating EHV | -0.13736 | -0.017444 | -0.0012256 |  | 0.0050993 | -0.017883 | -15471.3672 | -0.017883 | -3867.8418
Operating EHV/HV | 0 | 0 | 0 |  | 0 | 0 | 0 | 0 | 0
Operating 132kV/HV | 0 | 0 | 0 |  | 0.010406 | 0 | 0 | 0 | 0
Operating HV | 0 | 0 | 0 |  | 0 | 0 | 0 | 0 | 0
Operating HV/LV | 0 | 0 | 0 |  | 0 | 0 | 0 | 0 | 0
Operating LV circuits | 0 | 0 | 0 |  | 0 | 0 | 0 | 0 | 0
Operating LV customer |  |  |  | 0 |  | 0 | 0 | 0 | 0
Operating HV customer |  |  |  | 17.5015 |  | 0 | 255.5217 | 0.00029534 | 63.8804
Scaler | 0 | 0 | 0 | 0 | 0 | 0 | 0 | 0 | 0
Rounding | 2.7561e-05 | -0.0004479 | 0.00031819 | -0.0014896 | 1.4578e-06 | 6.5684e-05 | 56.8055 | 6.5658e-05 | 14.2014
Total | -4.199 | -0.265 | -0.012 | 17.5 | 0.172 | -0.4514 | -390284.6778 | -0.45111 | -97571.1695
HV Sub Generation Intermittent
| Rate 1 units (MWh) | MPANs | Reactive power units (MVArh) | MWh/year | MWh/MPAN/year
HV Sub Generation Intermittent | 790.476 | 1 | 0 | 790.476 | 790.476
| Unit rate 1 p/kWh | Fixed charge p/MPAN/day | Reactive power charge p/kVArh | Revenue (£/year) | Average p/kWh | Average £/MPAN/year
Assets 132kV | -0.19406 |  | 0.053583 | -1533.9602 | -0.19406 | -1533.9602
Assets 132kV/EHV | -0.058454 |  | 0.01614 | -462.0613 | -0.058454 | -462.0613
Assets EHV | -0.054854 |  | 0.015146 | -433.6079 | -0.054854 | -433.6079
Assets EHV/HV | 0 |  | 0 | 0 | 0 | 0
Assets 132kV/HV | 0 |  | 0.033071 | 0 | 0 | 0
Assets HV | 0 |  | 0 | 0 | 0 | 0
Assets HV/LV | 0 |  | 0 | 0 | 0 | 0
Assets LV circuits | 0 |  | 0 | 0 | 0 | 0
Assets LV customer |  | 0 |  | 0 | 0 | 0
Assets HV customer |  | 0 |  | 0 | 0 | 0
Transmission exit | -0.060171 |  | 0.016615 | -475.6383 | -0.060171 | -475.6383
Operating 132kV | -0.061057 |  | 0.016859 | -482.6449 | -0.061057 | -482.6449
Operating 132kV/EHV | -0.018392 |  | 0.0050784 | -145.3829 | -0.018392 | -145.3829
Operating EHV | -0.018467 |  | 0.0050993 | -145.9803 | -0.018467 | -145.9803
Operating EHV/HV | 0 |  | 0 | 0 | 0 | 0
Operating 132kV/HV | 0 |  | 0.010406 | 0 | 0 | 0
Operating HV | 0 |  | 0 | 0 | 0 | 0
Operating HV/LV | 0 |  | 0 | 0 | 0 | 0
Operating LV circuits | 0 |  | 0 | 0 | 0 | 0
Operating LV customer |  | 0 |  | 0 | 0 | 0
Operating HV customer |  | 17.5015 |  | 63.8804 | 0.0080813 | 63.8804
Scaler | 0 | 0 | 0 | 0 | 0 | 0
Rounding | 0.00045066 | -0.0014896 | 1.4578e-06 | 3.557 | 0.00044998 | 3.557
Total | -0.465 | 17.5 | 0.172 | -3611.8384 | -0.45692 | -3611.8384

## M-Rev (hidden)
CDCM model 100: Revenue matrix |  | WPD Mid East |  | 2015/16 |  | v1
This sheet is for information only.
3901. Revenue matrix by tariff
Revenue matrix by tariff, charging element and network level
| Assets 132kV | Assets 132kV/EHV | Assets EHV | Assets EHV/HV | Assets 132kV/HV | Assets HV | Assets HV/LV | Assets LV circuits | Assets LV customer | Assets HV customer | Transmission exit | Operating 132kV | Operating 132kV/EHV | Operating EHV | Operating EHV/HV | Operating 132kV/HV | Operating HV | Operating HV/LV | Operating LV circuits | Operating LV customer | Operating HV customer | Scaler | Rounding | Total revenue by tariff (£/year)
Domestic Unrestricted | 22980758.6437 | 6402813.0269 | 6429125.009 | 11946968.9463 | 1064395.8116 | 10594555.0968 | 4166098.7984 | 971766.123 | 0 | 0 | 7125692.8909 | 7230660.2929 | 2014579.5287 | 2022858.3243 | 3758991.3945 | 334901.2385 | 6399851.6938 | 4503358.6225 | 4989020.585 | 15595766.0738 | 0 | 6819040.1846 | 4258.9564 | 125355461.2417
Domestic Two Rate | 18489891.0741 | 5151584.3002 | 5016479.3016 | 9321909.6459 | 856393.0774 | 8266656.2368 | 3250698.7127 | 674715.4143 | 0 | 0 | 6004070.5087 | 5817654.8165 | 1620893.2274 | 1578383.8236 | 2933043.3767 | 269455.3089 | 4993638.0939 | 3513853.7959 | 3463970.4051 | 10828432.3953 | 0 | 5745686.5874 | -8792.3574 | 97788617.7448
Domestic Off Peak (related MPAN) | 181048.854 | 50443.1546 | 63061.6037 | 117184.6901 | 8385.6084 | 103919.2167 | 40864.1722 | 0 |  |  | 36510.4098 | 56965.1673 | 15871.4219 | 19841.6876 | 36870.9623 | 2638.4458 | 62774.4695 | 44172.2655 | 0 |  |  | 34939.192 | -570.0044 | 874921.317
Small Non Domestic Unrestricted | 4515053.5572 | 1257967.3361 | 1263136.8786 | 2347233.4171 | 209122.9524 | 2081523.2612 | 818517.7648 | 62295.969 | 0 | 0 | 1399992.295 | 1420615.3497 | 395806.5357 | 397433.0793 | 738532.9497 | 65798.3947 | 1257385.5199 | 884779.5533 | 319825.794 | 1480616.7432 | 0 | 1339743.9188 | -482.7 | 22254898.5698
Small Non Domestic Two Rate | 7171859.499 | 1998196.6714 | 2028860.152 | 3770144.3351 | 332177.7723 | 3343358.6427 | 1314709.5179 | 55633.6009 | 0 | 0 | 2169801.3767 | 2256552.123 | 628712.1132 | 638360.0632 | 1186237.2938 | 104516.3332 | 2019622.2755 | 1421139.7113 | 285621.379 | 1322269.1975 | 0 | 2076424.4273 | 3031.5495 | 34127228.0345
Small Non Domestic Off Peak (related MPAN) | 4638.7924 | 1292.443 | 1652.3286 | 3070.4517 | 214.8541 | 2722.8722 | 1070.7155 | 0 |  |  | 960.8077 | 1459.5485 | 406.6539 | 519.8883 | 966.0862 | 67.6017 | 1644.8051 | 1157.3936 | 0 |  |  | 919.4596 | 3.2491 | 22767.9512
LV Medium Non-Domestic | 3007243.4326 | 837866.9183 | 846737.9508 | 1573457.0396 | 139285.9724 | 1395339.4684 | 548689.5891 | 108153.4219 | 0 | 0 | 912705.8454 | 946198.3399 | 263626.2428 | 266417.4223 | 495072.1391 | 43824.9044 | 842882.5542 | 593107.8718 | 555256.6973 | 281776.8538 | 0 | 873427.7398 | 203.0928 | 14531273.4967
LV Sub Medium Non-Domestic | 0 | 0 | 0 | 0 | 0 | 0 | 0 | 0 | 0 | 0 | 0 | 0 | 0 | 0 | 0 | 0 | 0 | 0 | 0 | 0 | 0 | 0 | 0 | 0
HV Medium Non-Domestic | 115156.6458 | 31923.8755 | 31767.1789 | 47792.9764 | 4594.4978 | 33918.461 | 0 | 0 | 0 | 0 | 34228.8703 | 36232.8589 | 10044.5204 | 10694.8768 | 23192.8709 | 2229.6078 | 29467.8391 | 0 | 0 | 0 | 89299.7669 | 32755.838 | 13.9874 | 533314.6718
LV HH Metered | 9224651.4403 | 2570137.8848 | 2592881.0334 | 4818240.2962 | 427256.5805 | 4993377.9492 | 3096945.2794 | 703194.3184 | 0 | 0 | 2808513.9779 | 2902442.0786 | 808667.557 | 815823.4558 | 1516009.9513 | 134431.9063 | 3016349.2506 | 3347653.5009 | 3610180.3166 | 283063.1021 | 0 | 2687650.165 | 24350.9914 | 50381821.0357
LV Sub HH Metered | 13778.2471 | 3838.8437 | 3865.9475 | 7183.9254 | 638.1647 | 43705.8168 | 17186.4462 | 0 | 0 | 0 | 4200.5738 | 4335.1843 | 1207.8528 | 1216.3808 | 2260.3485 | 200.792 | 26401.3678 | 18577.7473 | 0 | 629.0184 | 0 | 4019.803 | 118.4861 | 153364.9461
HV HH Metered | 19596840.4866 | 5373041.7463 | 5995980.1349 | 12520089.3986 | 1203597.8347 | 8885451.3022 | 0 | 0 | 0 | 0 | 5893424.4704 | 6165945.1096 | 1690572.5442 | 2018632.7835 | 6075721.5517 | 584079.3201 | 7719543.9167 | 0 | 0 | 0 | 1062906.523 | 5639802.1783 | 11239.132 | 90436868.4327
HV Sub HH Metered | 0 | 0 | 0 | 0 | 0 | 0 | 0 | 0 | 0 | 0 | 0 | 0 | 0 | 0 | 0 | 0 | 0 | 0 | 0 | 0 | 0 | 0 | 0 | 0
NHH UMS | 374892.1409 | 104451.0462 | 104880.2816 | 194894.5566 | 17363.8143 | 172832.216 | 67962.8433 | 14874.8991 | 0 |  | 116243.6064 | 117955.9717 | 32864.4517 | 32999.5062 | 61321.5757 | 5463.3463 | 104402.7371 | 73464.6659 | 76367.3235 | 556685.7637 |  | 111241.0871 | 179.9472 | 2341341.7804
LV UMS (Pseudo HH Metered) | 1193971.6805 | 332659.9242 | 324093.109 | 602248.4091 | 55300.9792 | 534073.034 | 210013.6348 | 45965.2875 | 0 |  | 401929.9496 | 375670.9582 | 104668.0374 | 101972.5767 | 189491.2925 | 17399.8866 | 322617.437 | 227014.9507 | 235984.5236 | 1924825.6986 |  | 384632.9781 | 12.1684 | 7584546.5158
LV Generation NHH | -1201.8312 | -334.8497 | -336.2258 | -624.794 | -55.665 | -554.0664 | -217.8756 | 0 | 0 | 0 | -372.6544 | -378.1439 | -105.357 | -105.79 | -196.585 | -17.5144 | -334.6948 | -235.5134 | 0 | 0 | 0 | 0 | 0.37619 | -5071.1844
LV Sub Generation NHH | 0 | 0 | 0 | 0 | 0 | 0 | 0 | 0 | 0 | 0 | 0 | 0 | 0 | 0 | 0 | 0 | 0 | 0 | 0 | 0 | 0 | 0 | 0 | 0
LV Generation Intermittent | -1526.175 | -424.8809 | -426.6269 | -792.7827 | -62.1956 | -703.5949 | -276.6748 | 0.59022 | 0 | 0 | -473.2243 | -480.1953 | -133.6844 | -134.2338 | -249.4409 | -19.5692 | -425.0205 | -299.0725 | 3.0302 | 0 | 0 | 0 | 0.39284 | -6423.3587
LV Generation Non-Intermittent | -3616.8533 | -1007.632 | -997.1381 | -1852.9392 | -165.4481 | -1643.3197 | -646.2029 | 0.14408 | 0 | 0 | -1138.5524 | -1138.0058 | -317.0411 | -313.7393 | -583.0083 | -52.0566 | -992.6799 | -698.5152 | 0.73972 | 0 | 0 | 0 | -1.9517 | -15164.1998
LV Sub Generation Intermittent | 0 | 0 | 0 | 0 | 0 | 0 | 0 | 0 | 0 | 0 | 0 | 0 | 0 | 0 | 0 | 0 | 0 | 0 | 0 | 0 | 0 | 0 | 0 | 0
LV Sub Generation Non-Intermittent | 0 | 0 | 0 | 0 | 0 | 0 | 0 | 0 | 0 | 0 | 0 | 0 | 0 | 0 | 0 | 0 | 0 | 0 | 0 | 0 | 0 | 0 | 0 | 0
HV Generation Intermittent | -5657.3269 | -1576.207 | -1479.1451 | -1906.8799 | -169.6261 | 0.23039 | 0 | 0 | 0 | 0 | -1754.1794 | -1780.02 | -495.9374 | -497.9754 | -925.3665 | -82.3158 | 0.20016 | 0 | 0 | 0 | 127.7609 | 0 | -2.9395 | -16199.7275
HV Generation Non-Intermittent | -1184194.3039 | -329923.9706 | -305921.6793 | -394387.2113 | -35368.3937 | 167.5785 | 0 | 0 | 0 | 0 | -373914.5236 | -372594.6069 | -103807.1976 | -102992.9248 | -191387.3618 | -17163.4966 | 145.5896 | 0 | 0 | 0 | 8176.696 | 0 | -363.8819 | -3403529.6879
HV Sub Generation Non-Intermittent | -162797.4108 | -49038.0327 | -45954.8717 | 0 | 0 | 0 | 0 | 0 | 0 | 0 | -50683.4705 | -51222.5376 | -15429.3146 | -15471.3672 | 0 | 0 | 0 | 0 | 0 | 0 | 255.5217 | 0 | 56.8055 | -390284.6778
HV Sub Generation Intermittent | -1533.9602 | -462.0613 | -433.6079 | 0 | 0 | 0 | 0 | 0 | 0 | 0 | -475.6383 | -482.6449 | -145.3829 | -145.9803 | 0 | 0 | 0 | 0 | 0 | 0 | 63.8804 | 0 | 3.557 | -3611.8384
3902. Revenues by charging element and network level
Total revenue by charging element and network level (£/year)
| Assets 132kV | Assets 132kV/EHV | Assets EHV | Assets EHV/HV | Assets 132kV/HV | Assets HV | Assets HV/LV | Assets LV circuits | Assets LV customer | Assets HV customer | Transmission exit | Operating 132kV | Operating 132kV/EHV | Operating EHV | Operating EHV/HV | Operating 132kV/HV | Operating HV | Operating HV/LV | Operating LV circuits | Operating LV customer | Operating HV customer | Scaler | Rounding | Total revenue (£/year)
Revenues by charging element and network level | 85509256.6328 | 23733449.5369 | 24346971.6149 | 46870853.481 | 4282906.5912 | 40448700.4021 | 13531616.721 | 2636599.7684 | 0 | 0 | 26479463.3397 | 26904611.6449 | 7467486.7719 | 7785491.8575 | 16824370.0302 | 1547672.1336 | 26794975.3547 | 14627046.9774 | 13536230.794 | 32274064.8464 | 1160830.1489 | 25750283.5588 | 33258.857 | 442546141.0635

## LAFs (hidden)
CDCM model 100: Loss adjustment factors and network use matrices |  | WPD Mid East |  | 2015/16 |  | v1
This sheet calculates matrices of loss adjustment factors and of network use factors.
These matrices map out the extent to which each type of user uses each level of the network, and are used throughout the workbook.
2001. Loss adjustment factors to transmission
Data sources:
x1 = Network level for each tariff (to get loss factors applicable to capacity) (in Loss adjustment factors to transmission) (in Loss adjustment factors to transmission)
x2 = 1032. Loss adjustment factors to transmission
Kind: | Fixed data | [6 empty] | Fixed data | [6 empty] | Sum-product calculation
Formula: | [14 empty] | =SUMPRODUCT(x1, x2)
| Network level for each tariff (to get loss factors applicable to capacity) | [6 empty] | Network level for each tariff (to get loss factors applicable to capacity)
| 132kV | 132kV/EHV | EHV | EHV/HV | HV | HV/LV | LV circuits | 132kV | 132kV/EHV | EHV | EHV/HV | HV | HV/LV | LV circuits | Loss adjustment factor
Domestic Unrestricted | 0 | 0 | 0 | 0 | 0 | 0 | 1 | 0 | 0 | 0 | 0 | 0 | 0 | 1 | 1.1179
Domestic Two Rate | 0 | 0 | 0 | 0 | 0 | 0 | 1 | 0 | 0 | 0 | 0 | 0 | 0 | 1 | 1.1179
Domestic Off Peak (related MPAN) | 0 | 0 | 0 | 0 | 0 | 0 | 1 | 0 | 0 | 0 | 0 | 0 | 0 | 1 | 1.1179
Small Non Domestic Unrestricted | 0 | 0 | 0 | 0 | 0 | 0 | 1 | 0 | 0 | 0 | 0 | 0 | 0 | 1 | 1.1179
Small Non Domestic Two Rate | 0 | 0 | 0 | 0 | 0 | 0 | 1 | 0 | 0 | 0 | 0 | 0 | 0 | 1 | 1.1179
Small Non Domestic Off Peak (related MPAN) | 0 | 0 | 0 | 0 | 0 | 0 | 1 | 0 | 0 | 0 | 0 | 0 | 0 | 1 | 1.1179
LV Medium Non-Domestic | 0 | 0 | 0 | 0 | 0 | 0 | 1 | 0 | 0 | 0 | 0 | 0 | 0 | 1 | 1.1179
LV Sub Medium Non-Domestic | 0 | 0 | 0 | 0 | 0 | 1 | 0 | 0 | 0 | 0 | 0 | 0 | 1 | 0 | 1.0623
HV Medium Non-Domestic | 0 | 0 | 0 | 0 | 1 | 0 | 0 | 0 | 0 | 0 | 0 | 1 | 0 | 0 | 1.0467
LV HH Metered | 0 | 0 | 0 | 0 | 0 | 0 | 1 | 0 | 0 | 0 | 0 | 0 | 0 | 1 | 1.1179
LV Sub HH Metered | 0 | 0 | 0 | 0 | 0 | 1 | 0 | 0 | 0 | 0 | 0 | 0 | 1 | 0 | 1.0623
HV HH Metered | 0 | 0 | 0 | 0 | 1 | 0 | 0 | 0 | 0 | 0 | 0 | 1 | 0 | 0 | 1.0467
HV Sub HH Metered | 0 | 0 | 0 | 1 | 0 | 0 | 0 | 0 | 0 | 0 | 1 | 0 | 0 | 0 | 1.0285
NHH UMS | 0 | 0 | 0 | 0 | 0 | 0 | 1 | 0 | 0 | 0 | 0 | 0 | 0 | 1 | 1.1179
LV UMS (Pseudo HH Metered) | 0 | 0 | 0 | 0 | 0 | 0 | 1 | 0 | 0 | 0 | 0 | 0 | 0 | 1 | 1.1179
LV Generation NHH | 0 | 0 | 0 | 0 | 0 | 0 | 1 | 0 | 0 | 0 | 0 | 0 | 0 | 1 | 1.1179
LV Sub Generation NHH | 0 | 0 | 0 | 0 | 0 | 1 | 0 | 0 | 0 | 0 | 0 | 0 | 1 | 0 | 1.0623
LV Generation Intermittent | 0 | 0 | 0 | 0 | 0 | 0 | 1 | 0 | 0 | 0 | 0 | 0 | 0 | 1 | 1.1179
LV Generation Non-Intermittent | 0 | 0 | 0 | 0 | 0 | 0 | 1 | 0 | 0 | 0 | 0 | 0 | 0 | 1 | 1.1179
LV Sub Generation Intermittent | 0 | 0 | 0 | 0 | 0 | 1 | 0 | 0 | 0 | 0 | 0 | 0 | 1 | 0 | 1.0623
LV Sub Generation Non-Intermittent | 0 | 0 | 0 | 0 | 0 | 1 | 0 | 0 | 0 | 0 | 0 | 0 | 1 | 0 | 1.0623
HV Generation Intermittent | 0 | 0 | 0 | 0 | 1 | 0 | 0 | 0 | 0 | 0 | 0 | 1 | 0 | 0 | 1.0467
HV Generation Non-Intermittent | 0 | 0 | 0 | 0 | 1 | 0 | 0 | 0 | 0 | 0 | 0 | 1 | 0 | 0 | 1.0467
HV Sub Generation Non-Intermittent | 0 | 0 | 0 | 1 | 0 | 0 | 0 | 0 | 0 | 0 | 1 | 0 | 0 | 0 | 1.0285
HV Sub Generation Intermittent | 0 | 0 | 0 | 1 | 0 | 0 | 0 | 0 | 0 | 0 | 1 | 0 | 0 | 0 | 1.0285
2002. Mapping of DRM network levels to core network levels
| 132kV | 132kV/EHV | EHV | EHV/HV | HV | HV/LV | LV circuits
132kV | 1 | 0 | 0 | 0 | 0 | 0 | 0
132kV/EHV | 0 | 1 | 0 | 0 | 0 | 0 | 0
EHV | 0 | 0 | 1 | 0 | 0 | 0 | 0
EHV/HV | 0 | 0 | 0 | 1 | 0 | 0 | 0
132kV/HV | 0 | 0 | 0 | 1 | 0 | 0 | 0
HV | 0 | 0 | 0 | 0 | 1 | 0 | 0
HV/LV | 0 | 0 | 0 | 0 | 0 | 1 | 0
LV circuits | 0 | 0 | 0 | 0 | 0 | 0 | 1
2003. Loss adjustment factor to transmission for each DRM network level
Sum-product calculation =SUMPRODUCT(x1, x2)
Data sources:
x1 = 2002. Mapping of DRM network levels to core network levels
x2 = 1032. Loss adjustment factors to transmission
Loss adjustment factor to transmission for each DRM network level
132kV | 1.0014
132kV/EHV | 1.0029
EHV | 1.0061
EHV/HV | 1.0285
132kV/HV | 1.0285
HV | 1.0467
HV/LV | 1.0623
LV circuits | 1.1179
2004. Loss adjustment factor to transmission for each network level
Combine tables = x1 or x2
Data sources:
x1 = 2003. Loss adjustment factor to transmission for each DRM network level
x2 = 1 for GSP level
| GSPs | 132kV | 132kV/EHV | EHV | EHV/HV | 132kV/HV | HV | HV/LV | LV circuits
Loss adjustment factor to transmission for each network level | 1 | 1.0014 | 1.0029 | 1.0061 | 1.0285 | 1.0285 | 1.0467 | 1.0623 | 1.1179
2005. Network use factors
These network use factors indicate to what extent each network level is used by each tariff.
This table reflects the policy that generators receive credits only in respect of network levels above the voltage of connection. Generators do not receive credits at the voltage of connection.
| GSPs | 132kV | 132kV/EHV | EHV | EHV/HV | HV | HV/LV | LV circuits
Domestic Unrestricted | 1 | 1 | 1 | 1 | 1 | 1 | 1 | 1
Domestic Two Rate | 1 | 1 | 1 | 1 | 1 | 1 | 1 | 1
Domestic Off Peak (related MPAN) | 1 | 1 | 1 | 1 | 1 | 1 | 1 | 1
Small Non Domestic Unrestricted | 1 | 1 | 1 | 1 | 1 | 1 | 1 | 1
Small Non Domestic Two Rate | 1 | 1 | 1 | 1 | 1 | 1 | 1 | 1
Small Non Domestic Off Peak (related MPAN) | 1 | 1 | 1 | 1 | 1 | 1 | 1 | 1
LV Medium Non-Domestic | 1 | 1 | 1 | 1 | 1 | 1 | 1 | 1
LV Sub Medium Non-Domestic | 1 | 1 | 1 | 1 | 1 | 1 | 1 | 0
HV Medium Non-Domestic | 1 | 1 | 1 | 1 | 1 | 1 | 0 | 0
LV HH Metered | 1 | 1 | 1 | 1 | 1 | 1 | 1 | 1
LV Sub HH Metered | 1 | 1 | 1 | 1 | 1 | 1 | 1 | 0
HV HH Metered | 1 | 1 | 1 | 1 | 1 | 1 | 0 | 0
HV Sub HH Metered | 1 | 1 | 1 | 1 | 1 | 0 | 0 | 0
NHH UMS | 1 | 1 | 1 | 1 | 1 | 1 | 1 | 1
LV UMS (Pseudo HH Metered) | 1 | 1 | 1 | 1 | 1 | 1 | 1 | 1
LV Generation NHH | 1 | 1 | 1 | 1 | 1 | 1 | 1 | 0
LV Sub Generation NHH | 1 | 1 | 1 | 1 | 1 | 1 | 0 | 0
LV Generation Intermittent | 1 | 1 | 1 | 1 | 1 | 1 | 1 | 0
LV Generation Non-Intermittent | 1 | 1 | 1 | 1 | 1 | 1 | 1 | 0
LV Sub Generation Intermittent | 1 | 1 | 1 | 1 | 1 | 1 | 0 | 0
LV Sub Generation Non-Intermittent | 1 | 1 | 1 | 1 | 1 | 1 | 0 | 0
HV Generation Intermittent | 1 | 1 | 1 | 1 | 1 | 0 | 0 | 0
HV Generation Non-Intermittent | 1 | 1 | 1 | 1 | 1 | 0 | 0 | 0
HV Sub Generation Non-Intermittent | 1 | 1 | 1 | 1 | 0 | 0 | 0 | 0
HV Sub Generation Intermittent | 1 | 1 | 1 | 1 | 0 | 0 | 0 | 0
2006. Proportion going through 132kV/EHV
Cell-by-cell calculation =1-x1
Data sources:
x1 = 1018. Proportion of relevant load going through 132kV/HV direct transformation
132kV/EHV
132kV/EHV | 92.5%
2007. Proportion going through EHV
Cell-by-cell calculation =1-x1
Data sources:
x1 = 1018. Proportion of relevant load going through 132kV/HV direct transformation
EHV
EHV | 92.5%
2008. Proportion going through EHV/HV
Cell-by-cell calculation =1-x1
Data sources:
x1 = 1018. Proportion of relevant load going through 132kV/HV direct transformation
EHV/HV
EHV/HV | 92.5%
2009. Rerouteing matrix for all network levels
Combine tables = x1 or x2 or x3 or x4 or x5 or x6
Data sources:
x1 = 1018. Proportion of relevant load going through 132kV/HV direct transformation
x2 = 2006. Proportion going through 132kV/EHV
x3 = 2007. Proportion going through EHV
x4 = 2008. Proportion going through EHV/HV
x5 = Rerouteing matrix: default elements
x6 = Map GSP to GSP
| GSPs | 132kV | 132kV/EHV | EHV | EHV/HV | HV | HV/LV | LV circuits
GSPs | 1
132kV |  | 100% | 0% | 0% | 0% | 0% | 0% | 0%
132kV/EHV |  | 0% | 92.5% | 0% | 0% | 0% | 0% | 0%
EHV |  | 0% | 0% | 92.5% | 0% | 0% | 0% | 0%
EHV/HV |  | 0% | 0% | 0% | 92.5% | 0% | 0% | 0%
132kV/HV |  | 0% | 0% | 0% | 7.504% | 0% | 0% | 0%
HV |  | 0% | 0% | 0% | 0% | 100% | 0% | 0%
HV/LV |  | 0% | 0% | 0% | 0% | 0% | 100% | 0%
LV circuits |  | 0% | 0% | 0% | 0% | 0% | 0% | 100%
2010. Network use factors including 132kV/HV (except for HV Sub)
Sum-product calculation =SUMPRODUCT(x1, x2)
Data sources:
x1 = 2005. Network use factors
x2 = 2009. Rerouteing matrix for all network levels
| GSPs | 132kV | 132kV/EHV | EHV | EHV/HV | 132kV/HV | HV | HV/LV | LV circuits
Domestic Unrestricted | 1 | 1 | 0.92496 | 0.92496 | 0.92496 | 0.075044 | 1 | 1 | 1
Domestic Two Rate | 1 | 1 | 0.92496 | 0.92496 | 0.92496 | 0.075044 | 1 | 1 | 1
Domestic Off Peak (related MPAN) | 1 | 1 | 0.92496 | 0.92496 | 0.92496 | 0.075044 | 1 | 1 | 1
Small Non Domestic Unrestricted | 1 | 1 | 0.92496 | 0.92496 | 0.92496 | 0.075044 | 1 | 1 | 1
Small Non Domestic Two Rate | 1 | 1 | 0.92496 | 0.92496 | 0.92496 | 0.075044 | 1 | 1 | 1
Small Non Domestic Off Peak (related MPAN) | 1 | 1 | 0.92496 | 0.92496 | 0.92496 | 0.075044 | 1 | 1 | 1
LV Medium Non-Domestic | 1 | 1 | 0.92496 | 0.92496 | 0.92496 | 0.075044 | 1 | 1 | 1
LV Sub Medium Non-Domestic | 1 | 1 | 0.92496 | 0.92496 | 0.92496 | 0.075044 | 1 | 1 | 0
HV Medium Non-Domestic | 1 | 1 | 0.92496 | 0.92496 | 0.92496 | 0.075044 | 1 | 0 | 0
LV HH Metered | 1 | 1 | 0.92496 | 0.92496 | 0.92496 | 0.075044 | 1 | 1 | 1
LV Sub HH Metered | 1 | 1 | 0.92496 | 0.92496 | 0.92496 | 0.075044 | 1 | 1 | 0
HV HH Metered | 1 | 1 | 0.92496 | 0.92496 | 0.92496 | 0.075044 | 1 | 0 | 0
HV Sub HH Metered | 1 | 1 | 0.92496 | 0.92496 | 0.92496 | 0.075044 | 0 | 0 | 0
NHH UMS | 1 | 1 | 0.92496 | 0.92496 | 0.92496 | 0.075044 | 1 | 1 | 1
LV UMS (Pseudo HH Metered) | 1 | 1 | 0.92496 | 0.92496 | 0.92496 | 0.075044 | 1 | 1 | 1
LV Generation NHH | 1 | 1 | 0.92496 | 0.92496 | 0.92496 | 0.075044 | 1 | 1 | 0
LV Sub Generation NHH | 1 | 1 | 0.92496 | 0.92496 | 0.92496 | 0.075044 | 1 | 0 | 0
LV Generation Intermittent | 1 | 1 | 0.92496 | 0.92496 | 0.92496 | 0.075044 | 1 | 1 | 0
LV Generation Non-Intermittent | 1 | 1 | 0.92496 | 0.92496 | 0.92496 | 0.075044 | 1 | 1 | 0
LV Sub Generation Intermittent | 1 | 1 | 0.92496 | 0.92496 | 0.92496 | 0.075044 | 1 | 0 | 0
LV Sub Generation Non-Intermittent | 1 | 1 | 0.92496 | 0.92496 | 0.92496 | 0.075044 | 1 | 0 | 0
HV Generation Intermittent | 1 | 1 | 0.92496 | 0.92496 | 0.92496 | 0.075044 | 0 | 0 | 0
HV Generation Non-Intermittent | 1 | 1 | 0.92496 | 0.92496 | 0.92496 | 0.075044 | 0 | 0 | 0
HV Sub Generation Non-Intermittent | 1 | 1 | 0.92496 | 0.92496 | 0 | 0 | 0 | 0 | 0
HV Sub Generation Intermittent | 1 | 1 | 0.92496 | 0.92496 | 0 | 0 | 0 | 0 | 0
2011. Network use factors including 132kV/HV
Combine tables = x1 or x2
Data sources:
x1 = Network use factors including 132kV/HV for HV Sub tariffs
x2 = 2010. Network use factors including 132kV/HV (except for HV Sub)
| GSPs | 132kV | 132kV/EHV | EHV | EHV/HV | 132kV/HV | HV | HV/LV | LV circuits
Domestic Unrestricted | 1 | 1 | 0.92496 | 0.92496 | 0.92496 | 0.075044 | 1 | 1 | 1
Domestic Two Rate | 1 | 1 | 0.92496 | 0.92496 | 0.92496 | 0.075044 | 1 | 1 | 1
Domestic Off Peak (related MPAN) | 1 | 1 | 0.92496 | 0.92496 | 0.92496 | 0.075044 | 1 | 1 | 1
Small Non Domestic Unrestricted | 1 | 1 | 0.92496 | 0.92496 | 0.92496 | 0.075044 | 1 | 1 | 1
Small Non Domestic Two Rate | 1 | 1 | 0.92496 | 0.92496 | 0.92496 | 0.075044 | 1 | 1 | 1
Small Non Domestic Off Peak (related MPAN) | 1 | 1 | 0.92496 | 0.92496 | 0.92496 | 0.075044 | 1 | 1 | 1
LV Medium Non-Domestic | 1 | 1 | 0.92496 | 0.92496 | 0.92496 | 0.075044 | 1 | 1 | 1
LV Sub Medium Non-Domestic | 1 | 1 | 0.92496 | 0.92496 | 0.92496 | 0.075044 | 1 | 1 | 0
HV Medium Non-Domestic | 1 | 1 | 0.92496 | 0.92496 | 0.92496 | 0.075044 | 1 | 0 | 0
LV HH Metered | 1 | 1 | 0.92496 | 0.92496 | 0.92496 | 0.075044 | 1 | 1 | 1
LV Sub HH Metered | 1 | 1 | 0.92496 | 0.92496 | 0.92496 | 0.075044 | 1 | 1 | 0
HV HH Metered | 1 | 1 | 0.92496 | 0.92496 | 0.92496 | 0.075044 | 1 | 0 | 0
HV Sub HH Metered | 1 | 1 | 1 | 1 | 1 | 0 | 0 | 0 | 0
NHH UMS | 1 | 1 | 0.92496 | 0.92496 | 0.92496 | 0.075044 | 1 | 1 | 1
LV UMS (Pseudo HH Metered) | 1 | 1 | 0.92496 | 0.92496 | 0.92496 | 0.075044 | 1 | 1 | 1
LV Generation NHH | 1 | 1 | 0.92496 | 0.92496 | 0.92496 | 0.075044 | 1 | 1 | 0
LV Sub Generation NHH | 1 | 1 | 0.92496 | 0.92496 | 0.92496 | 0.075044 | 1 | 0 | 0
LV Generation Intermittent | 1 | 1 | 0.92496 | 0.92496 | 0.92496 | 0.075044 | 1 | 1 | 0
LV Generation Non-Intermittent | 1 | 1 | 0.92496 | 0.92496 | 0.92496 | 0.075044 | 1 | 1 | 0
LV Sub Generation Intermittent | 1 | 1 | 0.92496 | 0.92496 | 0.92496 | 0.075044 | 1 | 0 | 0
LV Sub Generation Non-Intermittent | 1 | 1 | 0.92496 | 0.92496 | 0.92496 | 0.075044 | 1 | 0 | 0
HV Generation Intermittent | 1 | 1 | 0.92496 | 0.92496 | 0.92496 | 0.075044 | 0 | 0 | 0
HV Generation Non-Intermittent | 1 | 1 | 0.92496 | 0.92496 | 0.92496 | 0.075044 | 0 | 0 | 0
HV Sub Generation Non-Intermittent | 1 | 1 | 1 | 1 | 0 | 0 | 0 | 0 | 0
HV Sub Generation Intermittent | 1 | 1 | 1 | 1 | 0 | 0 | 0 | 0 | 0
2012. Loss adjustment factors between end user meter reading and each network level, scaled by network use
Cell-by-cell calculation =IF(x1="",x2,x2*x3/x1)
Data sources:
x1 = 2004. Loss adjustment factor to transmission for each network level
x2 = 2011. Network use factors including 132kV/HV
x3 = 2001. Loss adjustment factor to transmission (in Loss adjustment factors to transmission)
| GSPs | 132kV | 132kV/EHV | EHV | EHV/HV | 132kV/HV | HV | HV/LV | LV circuits
Domestic Unrestricted | 1.1179 | 1.1163 | 1.031 | 1.0277 | 1.0054 | 0.081567 | 1.068 | 1.0523 | 1
Domestic Two Rate | 1.1179 | 1.1163 | 1.031 | 1.0277 | 1.0054 | 0.081567 | 1.068 | 1.0523 | 1
Domestic Off Peak (related MPAN) | 1.1179 | 1.1163 | 1.031 | 1.0277 | 1.0054 | 0.081567 | 1.068 | 1.0523 | 1
Small Non Domestic Unrestricted | 1.1179 | 1.1163 | 1.031 | 1.0277 | 1.0054 | 0.081567 | 1.068 | 1.0523 | 1
Small Non Domestic Two Rate | 1.1179 | 1.1163 | 1.031 | 1.0277 | 1.0054 | 0.081567 | 1.068 | 1.0523 | 1
Small Non Domestic Off Peak (related MPAN) | 1.1179 | 1.1163 | 1.031 | 1.0277 | 1.0054 | 0.081567 | 1.068 | 1.0523 | 1
LV Medium Non-Domestic | 1.1179 | 1.1163 | 1.031 | 1.0277 | 1.0054 | 0.081567 | 1.068 | 1.0523 | 1
LV Sub Medium Non-Domestic | 1.0623 | 1.0608 | 0.97974 | 0.97662 | 0.95535 | 0.077511 | 1.0149 | 1 | 0
HV Medium Non-Domestic | 1.0467 | 1.0452 | 0.96535 | 0.96228 | 0.94132 | 0.076372 | 1 | 0 | 0
LV HH Metered | 1.1179 | 1.1163 | 1.031 | 1.0277 | 1.0054 | 0.081567 | 1.068 | 1.0523 | 1
LV Sub HH Metered | 1.0623 | 1.0608 | 0.97974 | 0.97662 | 0.95535 | 0.077511 | 1.0149 | 1 | 0
HV HH Metered | 1.0467 | 1.0452 | 0.96535 | 0.96228 | 0.94132 | 0.076372 | 1 | 0 | 0
HV Sub HH Metered | 1.0285 | 1.0271 | 1.0255 | 1.0223 | 1 | 0 | 0 | 0 | 0
NHH UMS | 1.1179 | 1.1163 | 1.031 | 1.0277 | 1.0054 | 0.081567 | 1.068 | 1.0523 | 1
LV UMS (Pseudo HH Metered) | 1.1179 | 1.1163 | 1.031 | 1.0277 | 1.0054 | 0.081567 | 1.068 | 1.0523 | 1
LV Generation NHH | 1.1179 | 1.1163 | 1.031 | 1.0277 | 1.0054 | 0.081567 | 1.068 | 1.0523 | 0
LV Sub Generation NHH | 1.0623 | 1.0608 | 0.97974 | 0.97662 | 0.95535 | 0.077511 | 1.0149 | 0 | 0
LV Generation Intermittent | 1.1179 | 1.1163 | 1.031 | 1.0277 | 1.0054 | 0.081567 | 1.068 | 1.0523 | 0
LV Generation Non-Intermittent | 1.1179 | 1.1163 | 1.031 | 1.0277 | 1.0054 | 0.081567 | 1.068 | 1.0523 | 0
LV Sub Generation Intermittent | 1.0623 | 1.0608 | 0.97974 | 0.97662 | 0.95535 | 0.077511 | 1.0149 | 0 | 0
LV Sub Generation Non-Intermittent | 1.0623 | 1.0608 | 0.97974 | 0.97662 | 0.95535 | 0.077511 | 1.0149 | 0 | 0
HV Generation Intermittent | 1.0467 | 1.0452 | 0.96535 | 0.96228 | 0.94132 | 0.076372 | 0 | 0 | 0
HV Generation Non-Intermittent | 1.0467 | 1.0452 | 0.96535 | 0.96228 | 0.94132 | 0.076372 | 0 | 0 | 0
HV Sub Generation Non-Intermittent | 1.0285 | 1.0271 | 1.0255 | 1.0223 | 0 | 0 | 0 | 0 | 0
HV Sub Generation Intermittent | 1.0285 | 1.0271 | 1.0255 | 1.0223 | 0 | 0 | 0 | 0 | 0

## DRM (hidden)
CDCM model 100: Network model |  | WPD Mid East |  | 2015/16 |  | v1
This sheet collects data from a network model and calculates aggregated annuitised unit costs from these data.
2101. Annuity rate
Cell-by-cell calculation =PMT(x1,x2,-1)*IF(OR(x3>366,x3<365),x3/365.25,1)
Data sources:
x1 = 1010. Rate of return (in Financial and general assumptions)
x2 = 1010. Annualisation period (years) (in Financial and general assumptions)
x3 = 1010. Days in the charging period (in Financial and general assumptions)
Annuity rate
Annuity rate | 6.314%
2102. Loss adjustment factor to transmission for each core level
Combine tables = x1 or x2
Data sources:
x1 = 1032. Loss adjustment factors to transmission
x2 = 1 for GSP level
| GSPs | 132kV | 132kV/EHV | EHV | EHV/HV | HV | HV/LV | LV circuits
Loss adjustment factor to transmission for each core level | 1 | 1.0014 | 1.0029 | 1.0061 | 1.0285 | 1.0467 | 1.0623 | 1.1179
2103. Loss adjustment factors
Data sources:
x1 = 2102. Loss adjustment factor to transmission for each core level
x2 = Loss adjustment factor to transmission for network level exit (in Loss adjustment factors)
Kind: | Copy cells | Special copy
Formula: | =x1 | = x2
| Loss adjustment factor to transmission for network level exit | Loss adjustment factor to transmission for network level entry
GSPs | 1
132kV | 1.0014 | 1
132kV/EHV | 1.0029 | 1.0014
EHV | 1.0061 | 1.0029
EHV/HV | 1.0285 | 1.0061
HV | 1.0467 | 1.0285
HV/LV | 1.0623 | 1.0467
LV circuits | 1.1179 | 1.0623
2104. Diversity calculations
Data sources:
x1 = 1017. Diversity allowance between top and bottom of network level
x2 = Coincidence to system peak at level exit (in Diversity calculations)
Kind: | Special calculation | Special calculation | Special calculation
Formula: | =previous/(1+x1) | =previous/(1+x1) | =1/x2-1
| Coincidence to GSP peak at level exit | Coincidence to system peak at level exit | Diversity allowance between level exit and GSP Group
GSPs |  | 97.59% | 2.471%
132kV | 95.69% | 93.38% | 7.084%
132kV/EHV | 95.69% | 93.38% | 7.084%
EHV | 88.68% | 86.55% | 15.55%
EHV/HV | 88.68% | 86.55% | 15.55%
HV | 66.18% | 64.59% | 54.83%
HV/LV | 66.18% | 64.59% | 54.83%
LV circuits | 66.18% | 64.59%
2105. Network model total maximum demand at substation (MW)
Cell-by-cell calculation =x1/x2
Data sources:
x1 = 1019. Network model GSP peak demand (MW)
x2 = 2104. Coincidence to GSP peak at level exit (in Diversity calculations)
Network model total maximum demand at substation (MW)
132kV | 522.5067
132kV/EHV | 522.5067
EHV | 563.794
EHV/HV | 563.794
HV | 755.4839
HV/LV | 755.4839
LV circuits | 755.4839
2106. Network model contribution to system maximum load measured at network level exit (MW)
Cell-by-cell calculation =x1*x2/x3
Data sources:
x1 = 2105. Network model total maximum demand at substation (MW)
x2 = 2104. Coincidence to system peak at level exit (in Diversity calculations)
x3 = 2103. Loss adjustment factor to transmission for network level exit (in Loss adjustment factors)
Network model contribution to system maximum load measured at network level exit (MW)
132kV | 487.259
132kV/EHV | 486.5302
EHV | 484.9828
EHV/HV | 474.4202
HV | 466.171
HV/LV | 459.3252
LV circuits | 436.4801
2107. Rerouteing matrix for DRM network levels
Combine tables = x1 or x2 or x3 or x4 or x5
Data sources:
x1 = 1018. Proportion of relevant load going through 132kV/HV direct transformation
x2 = 2006. Proportion going through 132kV/EHV
x3 = 2007. Proportion going through EHV
x4 = 2008. Proportion going through EHV/HV
x5 = Rerouteing matrix: default elements
| 132kV | 132kV/EHV | EHV | EHV/HV | 132kV/HV | HV | HV/LV | LV circuits
132kV | 100% | 0% | 0% | 0% | 0% | 0% | 0% | 0%
132kV/EHV | 0% | 92.5% | 0% | 0% | 0% | 0% | 0% | 0%
EHV | 0% | 0% | 92.5% | 0% | 0% | 0% | 0% | 0%
EHV/HV | 0% | 0% | 0% | 92.5% | 7.504% | 0% | 0% | 0%
HV | 0% | 0% | 0% | 0% | 0% | 100% | 0% | 0%
HV/LV | 0% | 0% | 0% | 0% | 0% | 0% | 100% | 0%
LV circuits | 0% | 0% | 0% | 0% | 0% | 0% | 0% | 100%
2108. GSP simultaneous maximum load assumed through each network level (MW)
Sum-product calculation =SUMPRODUCT(x1, x2)
Data sources:
x1 = 2106. Network model contribution to system maximum load measured at network level exit (MW)
x2 = 2107. Rerouteing matrix for DRM network levels
GSP simultaneous maximum load assumed through each network level (MW)
132kV | 487.259
132kV/EHV | 450.0189
EHV | 448.5875
EHV/HV | 438.8176
132kV/HV | 35.6026
HV | 466.171
HV/LV | 459.3252
LV circuits | 436.4801
2109. Network model annuity by simultaneous maximum load for each network level (£/kW/year)
Cell-by-cell calculation =IF(x1,0.001*x2*x3/x1,0)
Data sources:
x1 = 2108. GSP simultaneous maximum load assumed through each network level (MW)
x2 = 1020. Gross asset cost by network level (£)
x3 = 2101. Annuity rate
Model £/kW SML
Assets 132kV | 16.5513
Assets 132kV/EHV | 4.9931
Assets EHV | 5.0296
Assets EHV/HV | 9.5544
Assets 132kV/HV | 10.4918
Assets HV | 15.3123
Assets HV/LV | 10.9353
Assets LV circuits | 11.9623

## SM (hidden)
CDCM model 100: Service models |  | WPD Mid East |  | 2015/16 | v1
This sheet collects and processes data from the service models.
2201. Asset £/customer from LV service models
Sum-product calculation =SUMPRODUCT(x1, x2)
Data sources:
x1 = 1025. Matrix of applicability of LV service models to tariffs with fixed charges
x2 = 1022. LV service model asset cost (£)
Assets LV customer
Domestic Unrestricted | 533.1453
Domestic Two Rate | 533.1453
Small Non Domestic Unrestricted | 789.5568
Small Non Domestic Two Rate | 789.5568
LV Medium Non-Domestic | 1862.4727
LV Sub Medium Non-Domestic | 1862.4727
LV HH Metered | 1862.4727
LV Sub HH Metered | 1862.4727
LV Generation NHH | 0
LV Sub Generation NHH | 0
LV Generation Intermittent | 0
LV Generation Non-Intermittent | 0
LV Sub Generation Intermittent | 0
LV Sub Generation Non-Intermittent | 0
2202. Asset £/(MWh/year) from LV service models
Sum-product calculation =SUMPRODUCT(x1, x2)
Data sources:
x1 = 1026. Matrix of applicability of LV service models to unmetered tariffs
x2 = 1022. LV service model asset cost (£)
Assets LV customer
NHH UMS | 313.4414
LV UMS (Pseudo HH Metered) | 313.4414
2203. Service model asset p/kWh charge for unmetered tariffs
Cell-by-cell calculation =0.1*x1*x2*x3
Data sources:
x1 = 1010. Annuity proportion for customer-contributed assets (in Financial and general assumptions)
x2 = 2202. Asset £/(MWh/year) from LV service models
x3 = 2101. Annuity rate
Assets LV customer
NHH UMS | 0
LV UMS (Pseudo HH Metered) | 0
2204. Asset £/customer from HV service models
Sum-product calculation =SUMPRODUCT(x1, x2)
Data sources:
x1 = 1028. Matrix of applicability of HV service models to tariffs with fixed charges
x2 = 1023. HV service model asset cost (£)
Assets HV customer
HV Medium Non-Domestic | 18728.9996
HV HH Metered | 18728.9996
HV Sub HH Metered | 18728.9996
HV Generation Intermittent | 3215.462
HV Generation Non-Intermittent | 3215.462
HV Sub Generation Non-Intermittent | 3215.462
HV Sub Generation Intermittent | 3215.462
2205. Service model assets by tariff (£)
Combine tables = x1 or x2
Data sources:
x1 = 2201. Asset £/customer from LV service models
x2 = 2204. Asset £/customer from HV service models
| Assets LV customer | Assets HV customer
Domestic Unrestricted | 533.1453
Domestic Two Rate | 533.1453
Domestic Off Peak (related MPAN)
Small Non Domestic Unrestricted | 789.5568
Small Non Domestic Two Rate | 789.5568
Small Non Domestic Off Peak (related MPAN)
LV Medium Non-Domestic | 1862.4727
LV Sub Medium Non-Domestic | 1862.4727
HV Medium Non-Domestic |  | 18728.9996
LV HH Metered | 1862.4727
LV Sub HH Metered | 1862.4727
HV HH Metered |  | 18728.9996
HV Sub HH Metered |  | 18728.9996
NHH UMS
LV UMS (Pseudo HH Metered)
LV Generation NHH | 0
LV Sub Generation NHH | 0
LV Generation Intermittent | 0
LV Generation Non-Intermittent | 0
LV Sub Generation Intermittent | 0
LV Sub Generation Non-Intermittent | 0
HV Generation Intermittent |  | 3215.462
HV Generation Non-Intermittent |  | 3215.462
HV Sub Generation Non-Intermittent |  | 3215.462
HV Sub Generation Intermittent |  | 3215.462
2206. Replacement annuities for service models
Data sources:
x1 = 1010. Days in the charging period (in Financial and general assumptions)
x2 = 2205. Service model assets by tariff (£)
x3 = 2101. Annuity rate
x4 = 1010. Annuity proportion for customer-contributed assets (in Financial and general assumptions)
x5 = Service model p/MPAN/day charge (in Replacement annuities for service models)
Kind: | Cell-by-cell calculation |  | Cell summation
Formula: | =100/x1*x2*x3*x4 |  | =SUM(x5)
Service model p/MPAN/day charge
| Assets LV customer | Assets HV customer | Service model p/MPAN/day
Domestic Unrestricted | 0 | 0 | 0
Domestic Two Rate | 0 | 0 | 0
Domestic Off Peak (related MPAN) | 0 | 0 | 0
Small Non Domestic Unrestricted | 0 | 0 | 0
Small Non Domestic Two Rate | 0 | 0 | 0
Small Non Domestic Off Peak (related MPAN) | 0 | 0 | 0
LV Medium Non-Domestic | 0 | 0 | 0
LV Sub Medium Non-Domestic | 0 | 0 | 0
HV Medium Non-Domestic | 0 | 0 | 0
LV HH Metered | 0 | 0 | 0
LV Sub HH Metered | 0 | 0 | 0
HV HH Metered | 0 | 0 | 0
HV Sub HH Metered | 0 | 0 | 0
NHH UMS | 0 | 0 | 0
LV UMS (Pseudo HH Metered) | 0 | 0 | 0
LV Generation NHH | 0 | 0 | 0
LV Sub Generation NHH | 0 | 0 | 0
LV Generation Intermittent | 0 | 0 | 0
LV Generation Non-Intermittent | 0 | 0 | 0
LV Sub Generation Intermittent | 0 | 0 | 0
LV Sub Generation Non-Intermittent | 0 | 0 | 0
HV Generation Intermittent | 0 | 0 | 0
HV Generation Non-Intermittent | 0 | 0 | 0
HV Sub Generation Non-Intermittent | 0 | 0 | 0
HV Sub Generation Intermittent | 0 | 0 | 0

## Loads (hidden)
CDCM model 100: Load characteristics |  | WPD Mid East |  | 2015/16 |  | v1
This sheet compiles information about the assumed characteristics of network users.
A load factor represents the average load of a user or user group, relative to the maximum load level of that user or
user group. Load factors are numbers between 0 and 1.
A coincidence factor represents the expectation value of the load of a user or user group at the time of system maximum load,
relative to the maximum load level of that user or user group. Coincidence factors are numbers between 0 and 1.
A load coefficient is the expectation value of the load of a user or user group at the time of system maximum load, relative to the average load level of that user or user group.
For demand users, the load coefficient is a demand coefficient and can be calculated as the ratio of the coincidence factor to the load factor.
2301. Demand coefficient (load at time of system maximum load divided by average load)
Cell-by-cell calculation =x1/x2
Data sources:
x1 = 1041. Coincidence factor to system maximum load for each type of demand user (in Load profile data for demand users)
x2 = 1041. Load factor for each type of demand user (in Load profile data for demand users)
Demand coefficient
Domestic Unrestricted | 2.115
Domestic Two Rate | 1.8769
Domestic Off Peak (related MPAN) | 0
Small Non Domestic Unrestricted | 1.856
Small Non Domestic Two Rate | 1.5124
Small Non Domestic Off Peak (related MPAN) | 0
LV Medium Non-Domestic | 1.5007
LV Sub Medium Non-Domestic | 1.5007
HV Medium Non-Domestic | 1.5929
LV HH Metered | 1.3984
LV Sub HH Metered | 1.3984
HV HH Metered | 1.1526
HV Sub HH Metered | 1.1526
NHH UMS | 1.9882
LV UMS (Pseudo HH Metered) | 1.9882
2302. Load coefficient
Combine tables = x1 or x2
Data sources:
x1 = 2301. Demand coefficient (load at time of system maximum load divided by average load)
x2 = Negative of generation coefficient; set to -1
Load coefficient
Domestic Unrestricted | 2.115
Domestic Two Rate | 1.8769
Domestic Off Peak (related MPAN) | 0
Small Non Domestic Unrestricted | 1.856
Small Non Domestic Two Rate | 1.5124
Small Non Domestic Off Peak (related MPAN) | 0
LV Medium Non-Domestic | 1.5007
LV Sub Medium Non-Domestic | 1.5007
HV Medium Non-Domestic | 1.5929
LV HH Metered | 1.3984
LV Sub HH Metered | 1.3984
HV HH Metered | 1.1526
HV Sub HH Metered | 1.1526
NHH UMS | 1.9882
LV UMS (Pseudo HH Metered) | 1.9882
LV Generation NHH | -1
LV Sub Generation NHH | -1
LV Generation Intermittent | -1
LV Generation Non-Intermittent | -1
LV Sub Generation Intermittent | -1
LV Sub Generation Non-Intermittent | -1
HV Generation Intermittent | -1
HV Generation Non-Intermittent | -1
HV Sub Generation Non-Intermittent | -1
HV Sub Generation Intermittent | -1
2303. Discount map
| No discount | LDNO LV: LV user | LDNO HV: LV user | LDNO HV: LV sub user | LDNO HV: HV user
> Domestic Unrestricted
Domestic Unrestricted | 1 | 0 | 0 | 0 | 0
LDNO LV: Domestic Unrestricted | 0 | 1 | 0 | 0 | 0
LDNO HV: Domestic Unrestricted | 0 | 0 | 1 | 0 | 0
> Domestic Two Rate
Domestic Two Rate | 1 | 0 | 0 | 0 | 0
LDNO LV: Domestic Two Rate | 0 | 1 | 0 | 0 | 0
LDNO HV: Domestic Two Rate | 0 | 0 | 1 | 0 | 0
> Domestic Off Peak (related MPAN)
Domestic Off Peak (related MPAN) | 1 | 0 | 0 | 0 | 0
LDNO LV: Domestic Off Peak (related MPAN) | 0 | 1 | 0 | 0 | 0
LDNO HV: Domestic Off Peak (related MPAN) | 0 | 0 | 1 | 0 | 0
> Small Non Domestic Unrestricted
Small Non Domestic Unrestricted | 1 | 0 | 0 | 0 | 0
LDNO LV: Small Non Domestic Unrestricted | 0 | 1 | 0 | 0 | 0
LDNO HV: Small Non Domestic Unrestricted | 0 | 0 | 1 | 0 | 0
> Small Non Domestic Two Rate
Small Non Domestic Two Rate | 1 | 0 | 0 | 0 | 0
LDNO LV: Small Non Domestic Two Rate | 0 | 1 | 0 | 0 | 0
LDNO HV: Small Non Domestic Two Rate | 0 | 0 | 1 | 0 | 0
> Small Non Domestic Off Peak (related MPAN)
Small Non Domestic Off Peak (related MPAN) | 1 | 0 | 0 | 0 | 0
LDNO LV: Small Non Domestic Off Peak (related MPAN) | 0 | 1 | 0 | 0 | 0
LDNO HV: Small Non Domestic Off Peak (related MPAN) | 0 | 0 | 1 | 0 | 0
> LV Medium Non-Domestic
LV Medium Non-Domestic | 1 | 0 | 0 | 0 | 0
LDNO LV: LV Medium Non-Domestic | 0 | 1 | 0 | 0 | 0
LDNO HV: LV Medium Non-Domestic | 0 | 0 | 1 | 0 | 0
> LV Sub Medium Non-Domestic
LV Sub Medium Non-Domestic | 1 | 0 | 0 | 0 | 0
> HV Medium Non-Domestic
HV Medium Non-Domestic | 1 | 0 | 0 | 0 | 0
> LV HH Metered
LV HH Metered | 1 | 0 | 0 | 0 | 0
LDNO LV: LV HH Metered | 0 | 1 | 0 | 0 | 0
LDNO HV: LV HH Metered | 0 | 0 | 1 | 0 | 0
> LV Sub HH Metered
LV Sub HH Metered | 1 | 0 | 0 | 0 | 0
LDNO HV: LV Sub HH Metered | 0 | 0 | 0 | 1 | 0
> HV HH Metered
HV HH Metered | 1 | 0 | 0 | 0 | 0
LDNO HV: HV HH Metered | 0 | 0 | 0 | 0 | 1
> HV Sub HH Metered
HV Sub HH Metered | 1 | 0 | 0 | 0 | 0
> NHH UMS
NHH UMS | 1 | 0 | 0 | 0 | 0
LDNO LV: NHH UMS | 0 | 1 | 0 | 0 | 0
LDNO HV: NHH UMS | 0 | 0 | 1 | 0 | 0
> LV UMS (Pseudo HH Metered)
LV UMS (Pseudo HH Metered) | 1 | 0 | 0 | 0 | 0
LDNO LV: LV UMS (Pseudo HH Metered) | 0 | 1 | 0 | 0 | 0
LDNO HV: LV UMS (Pseudo HH Metered) | 0 | 0 | 1 | 0 | 0
> LV Generation NHH
LV Generation NHH | 1 | 0 | 0 | 0 | 0
LDNO LV: LV Generation NHH | 1 | 0 | 0 | 0 | 0
LDNO HV: LV Generation NHH | 1 | 0 | 0 | 0 | 0
> LV Sub Generation NHH
LV Sub Generation NHH | 1 | 0 | 0 | 0 | 0
LDNO HV: LV Sub Generation NHH | 1 | 0 | 0 | 0 | 0
> LV Generation Intermittent
LV Generation Intermittent | 1 | 0 | 0 | 0 | 0
LDNO LV: LV Generation Intermittent | 1 | 0 | 0 | 0 | 0
LDNO HV: LV Generation Intermittent | 1 | 0 | 0 | 0 | 0
> LV Generation Non-Intermittent
LV Generation Non-Intermittent | 1 | 0 | 0 | 0 | 0
LDNO LV: LV Generation Non-Intermittent | 1 | 0 | 0 | 0 | 0
LDNO HV: LV Generation Non-Intermittent | 1 | 0 | 0 | 0 | 0
> LV Sub Generation Intermittent
LV Sub Generation Intermittent | 1 | 0 | 0 | 0 | 0
LDNO HV: LV Sub Generation Intermittent | 1 | 0 | 0 | 0 | 0
> LV Sub Generation Non-Intermittent
LV Sub Generation Non-Intermittent | 1 | 0 | 0 | 0 | 0
LDNO HV: LV Sub Generation Non-Intermittent | 1 | 0 | 0 | 0 | 0
> HV Generation Intermittent
HV Generation Intermittent | 1 | 0 | 0 | 0 | 0
LDNO HV: HV Generation Intermittent | 1 | 0 | 0 | 0 | 0
> HV Generation Non-Intermittent
HV Generation Non-Intermittent | 1 | 0 | 0 | 0 | 0
LDNO HV: HV Generation Non-Intermittent | 1 | 0 | 0 | 0 | 0
> HV Sub Generation Non-Intermittent
HV Sub Generation Non-Intermittent | 1 | 0 | 0 | 0 | 0
> HV Sub Generation Intermittent
HV Sub Generation Intermittent | 1 | 0 | 0 | 0 | 0
2304. LDNO discounts and volumes adjusted for discount
Data sources:
x1 = 2303. Discount map
x2 = 1037. Embedded network (LDNO) discounts
x3 = 100 per cent discount for generators on LDNO networks
x4 = Discount for each tariff (except for fixed charges) (in LDNO discounts and volumes adjusted for discount)
x5 = 1053. Rate 1 units (MWh) by tariff (in Volume forecasts for the charging year)
x6 = 1053. Rate 2 units (MWh) by tariff (in Volume forecasts for the charging year)
x7 = 1053. Rate 3 units (MWh) by tariff (in Volume forecasts for the charging year)
x8 = 1053. MPANs by tariff (in Volume forecasts for the charging year)
x9 = Discount for each tariff for fixed charges only (in LDNO discounts and volumes adjusted for discount)
x10 = 1053. Import capacity (kVA) by tariff (in Volume forecasts for the charging year)
x11 = 1053. Reactive power units (MVArh) by tariff (in Volume forecasts for the charging year)
Kind: | Sum-product calculation | Combine tables | Cell-by-cell calculation | Cell-by-cell calculation | Cell-by-cell calculation | Cell-by-cell calculation | Cell-by-cell calculation | Cell-by-cell calculation
Formula: | =SUMPRODUCT(x1, x2) | = x3 or x4 | =x5*(1-x4) | =x6*(1-x4) | =x7*(1-x4) | =x8*(1-x9) | =x10*(1-x4) | =x11*(1-x4)
| Discount for each tariff (except for fixed charges) | Discount for each tariff for fixed charges only | Rate 1 units (MWh) | Rate 2 units (MWh) | Rate 3 units (MWh) | MPANs | Import capacity (kVA) | Reactive power units (MVArh)
> Domestic Unrestricted
Domestic Unrestricted | 0% | 0% | 5142208.3207 | 0 | 0 | 1467251.6541 | 0 | 0
LDNO LV: Domestic Unrestricted | 28.42% | 28.42% | 3409.9874 | 0 | 0 | 2454.2229 | 0 | 0
LDNO HV: Domestic Unrestricted | 48.38% | 48.38% | 5952.0496 | 0 | 0 | 2730.7394 | 0 | 0
> Domestic Two Rate
Domestic Two Rate | 0% | 0% | 3259141.3972 | 1630672.0128 | 0 | 1021873.1378 | 0 | 0
LDNO LV: Domestic Two Rate | 28.42% | 28.42% | 496.8828 | 183.5984 | 0 | 192.1668 | 0 | 0
LDNO HV: Domestic Two Rate | 48.38% | 48.38% | 528.067 | 192.199 | 0 | 275.0076 | 0 | 0
> Domestic Off Peak (related MPAN)
Domestic Off Peak (related MPAN) | 0% | 0% | 197499.1686 | 0 | 0 | 46827.1804 | 0 | 0
LDNO LV: Domestic Off Peak (related MPAN) | 28.42% | 28.42% | 0 | 0 | 0 | 0 | 0 | 0
LDNO HV: Domestic Off Peak (related MPAN) | 48.38% | 48.38% | 0 | 0 | 0 | 0 | 0 | 0
> Small Non Domestic Unrestricted
Small Non Domestic Unrestricted | 0% | 0% | 1151325.7986 | 0 | 0 | 94174.6629 | 0 | 0
LDNO LV: Small Non Domestic Unrestricted | 28.42% | 28.42% | 486.5542 | 0 | 0 | 141.5182 | 0 | 0
LDNO HV: Small Non Domestic Unrestricted | 48.38% | 48.38% | 1524.107 | 0 | 0 | 75.7345 | 0 | 0
> Small Non Domestic Two Rate
Small Non Domestic Two Rate | 0% | 0% | 1654800.9728 | 538662.0938 | 0 | 84288.9248 | 0 | 0
LDNO LV: Small Non Domestic Two Rate | 28.42% | 28.42% | 0 | 0 | 0 | 0 | 0 | 0
LDNO HV: Small Non Domestic Two Rate | 48.38% | 48.38% | 124.8982 | 39.3009 | 0 | 8.0569 | 0 | 0
> Small Non Domestic Off Peak (related MPAN)
Small Non Domestic Off Peak (related MPAN) | 0% | 0% | 7744.2011 | 0 | 0 | 1040.604 | 0 | 0
LDNO LV: Small Non Domestic Off Peak (related MPAN) | 28.42% | 28.42% | 0 | 0 | 0 | 0 | 0 | 0
LDNO HV: Small Non Domestic Off Peak (related MPAN) | 48.38% | 48.38% | 0 | 0 | 0 | 0 | 0 | 0
> LV Medium Non-Domestic
LV Medium Non-Domestic | 0% | 0% | 731689.9162 | 196798.5449 | 0 | 7600 | 0 | 0
LDNO LV: LV Medium Non-Domestic | 28.42% | 28.42% | 67.288 | 24.3813 | 0 | 1.4315 | 0 | 0
LDNO HV: LV Medium Non-Domestic | 48.38% | 48.38% | 1084.5324 | 239.4756 | 0 | 13.9365 | 0 | 0
> LV Sub Medium Non-Domestic
LV Sub Medium Non-Domestic | 0% | 0% | 0 | 0 | 0 | 0 | 0 | 0
> HV Medium Non-Domestic
HV Medium Non-Domestic | 0% | 0% | 26978.9792 | 8111.4274 | 0 | 240 | 0 | 0
> LV HH Metered
LV HH Metered | 0% | 0% | 321276.6811 | 1270523.9469 | 1369520.2263 | 7630 | 1500000 | 353581.24
LDNO LV: LV HH Metered | 28.42% | 28.42% | 0 | 0 | 0 | 0 | 0 | 0
LDNO HV: LV HH Metered | 48.38% | 48.38% | 1256.659 | 5015.7077 | 5538.3558 | 20.1305 | 6865.0049 | 676.269
> LV Sub HH Metered
LV Sub HH Metered | 0% | 0% | 542.4658 | 2130.924 | 2156.6504 | 17 | 8800 | 12.485
LDNO HV: LV Sub HH Metered | 26.93% | 26.93% | 0 | 0 | 0 | 0 | 0 | 0
> HV HH Metered
HV HH Metered | 0% | 0% | 806877.6061 | 3099885.0982 | 4219008.3306 | 2855 | 2610000 | 794302.279
LDNO HV: HV HH Metered | 17.84% | 17.84% | 695.0432 | 2417.3367 | 2080.5213 | 1.6431 | 1396.6607 | 0
> HV Sub HH Metered
HV Sub HH Metered | 0% | 0% | 0 | 0 | 0 | 0 | 0 | 0
> NHH UMS
NHH UMS | 0% | 0% | 89248.8088 | 0 | 0 | 2500 | 0 | 0
LDNO LV: NHH UMS | 28.42% | 28.42% | 22.8889 | 0 | 0 | 9.305 | 0 | 0
LDNO HV: NHH UMS | 48.38% | 48.38% | 126.6139 | 0 | 0 | 17.5496 | 0 | 0
> LV UMS (Pseudo HH Metered)
LV UMS (Pseudo HH Metered) | 0% | 0% | 18264.6652 | 31277.5143 | 259566.0801 | 15 | 0 | 0
LDNO LV: LV UMS (Pseudo HH Metered) | 28.42% | 28.42% | 0 | 0 | 0 | 0 | 0 | 0
LDNO HV: LV UMS (Pseudo HH Metered) | 48.38% | 48.38% | 0 | 0 | 0 | 0 | 0 | 0
> LV Generation NHH
LV Generation NHH | 0% | 0% | 569.796 | 0 | 0 | 75 | 0 | 0
LDNO LV: LV Generation NHH | 0% | 100% | 0 | 0 | 0 | 0 | 0 | 0
LDNO HV: LV Generation NHH | 0% | 100% | 0 | 0 | 0 | 0 | 0 | 0
> LV Sub Generation NHH
LV Sub Generation NHH | 0% | 0% | 0 | 0 | 0 | 0 | 0 | 0
LDNO HV: LV Sub Generation NHH | 0% | 100% | 0 | 0 | 0 | 0 | 0 | 0
> LV Generation Intermittent
LV Generation Intermittent | 0% | 0% | 730.622 | 0 | 0 | 3 | 0 | 25.541
LDNO LV: LV Generation Intermittent | 0% | 100% | 0 | 0 | 0 | 0 | 0 | 0
LDNO HV: LV Generation Intermittent | 0% | 100% | 0 | 0 | 0 | 0 | 0 | 0
> LV Generation Non-Intermittent
LV Generation Non-Intermittent | 0% | 0% | 155.759 | 512.123 | 744.923 | 8 | 0 | 6.235
LDNO LV: LV Generation Non-Intermittent | 0% | 100% | 0 | 0 | 0 | 0 | 0 | 0
LDNO HV: LV Generation Non-Intermittent | 0% | 100% | 0 | 0 | 0 | 0 | 0 | 0
> LV Sub Generation Intermittent
LV Sub Generation Intermittent | 0% | 0% | 0 | 0 | 0 | 0 | 0 | 0
LDNO HV: LV Sub Generation Intermittent | 0% | 100% | 0 | 0 | 0 | 0 | 0 | 0
> LV Sub Generation Non-Intermittent
LV Sub Generation Non-Intermittent | 0% | 0% | 0 | 0 | 0 | 0 | 0 | 0
LDNO HV: LV Sub Generation Non-Intermittent | 0% | 100% | 0 | 0 | 0 | 0 | 0 | 0
> HV Generation Intermittent
HV Generation Intermittent | 0% | 0% | 2864.99 | 0 | 0 | 2 | 0 | 1.318
LDNO HV: HV Generation Intermittent | 0% | 100% | 0 | 0 | 0 | 0 | 0 | 0
> HV Generation Non-Intermittent
HV Generation Non-Intermittent | 0% | 0% | 54602.453 | 173038.854 | 349225.138 | 128 | 0 | 958.69
LDNO HV: HV Generation Non-Intermittent | 0% | 100% | 0 | 0 | 0 | 0 | 0 | 0
> HV Sub Generation Non-Intermittent
HV Sub Generation Non-Intermittent | 0% | 0% | 7528.975 | 25660.074 | 53327.679 | 4 | 0 | 0
> HV Sub Generation Intermittent
HV Sub Generation Intermittent | 0% | 0% | 790.476 | 0 | 0 | 1 | 0 | 0
2305. Equivalent volume for each end user
Data sources:
x1 = 2304. Rate 1 units (MWh) (in LDNO discounts and volumes adjusted for discount)
x2 = 2304. Rate 2 units (MWh) (in LDNO discounts and volumes adjusted for discount)
x3 = 2304. Rate 3 units (MWh) (in LDNO discounts and volumes adjusted for discount)
x4 = 2304. MPANs (in LDNO discounts and volumes adjusted for discount)
x5 = 2304. Import capacity (kVA) (in LDNO discounts and volumes adjusted for discount)
x6 = 2304. Reactive power units (MVArh) (in LDNO discounts and volumes adjusted for discount)
Kind: | Cell summation | Cell summation | Cell summation | Cell summation | Cell summation | Cell summation
Formula: | =SUM(x1) | =SUM(x2) | =SUM(x3) | =SUM(x4) | =SUM(x5) | =SUM(x6)
| Rate 1 units (MWh) | Rate 2 units (MWh) | Rate 3 units (MWh) | MPANs | Import capacity (kVA) | Reactive power units (MVArh)
Domestic Unrestricted | 5151570.3576 | 0 | 0 | 1472436.6163 | 0 | 0
Domestic Two Rate | 3260166.347 | 1631047.8102 | 0 | 1022340.3122 | 0 | 0
Domestic Off Peak (related MPAN) | 197499.1686 | 0 | 0 | 46827.1804 | 0 | 0
Small Non Domestic Unrestricted | 1153336.4598 | 0 | 0 | 94391.9156 | 0 | 0
Small Non Domestic Two Rate | 1654925.871 | 538701.3947 | 0 | 84296.9817 | 0 | 0
Small Non Domestic Off Peak (related MPAN) | 7744.2011 | 0 | 0 | 1040.604 | 0 | 0
LV Medium Non-Domestic | 732841.7367 | 197062.4018 | 0 | 7615.368 | 0 | 0
LV Sub Medium Non-Domestic | 0 | 0 | 0 | 0 | 0 | 0
HV Medium Non-Domestic | 26978.9792 | 8111.4274 | 0 | 240 | 0 | 0
LV HH Metered | 322533.3401 | 1275539.6546 | 1375058.5821 | 7650.1305 | 1506865.0049 | 354257.509
LV Sub HH Metered | 542.4658 | 2130.924 | 2156.6504 | 17 | 8800 | 12.485
HV HH Metered | 807572.6493 | 3102302.435 | 4221088.8519 | 2856.6431 | 2611396.6607 | 794302.279
HV Sub HH Metered | 0 | 0 | 0 | 0 | 0 | 0
NHH UMS | 89398.3116 | 0 | 0 | 2526.8546 | 0 | 0
LV UMS (Pseudo HH Metered) | 18264.6652 | 31277.5143 | 259566.0801 | 15 | 0 | 0
LV Generation NHH | 569.796 | 0 | 0 | 75 | 0 | 0
LV Sub Generation NHH | 0 | 0 | 0 | 0 | 0 | 0
LV Generation Intermittent | 730.622 | 0 | 0 | 3 | 0 | 25.541
LV Generation Non-Intermittent | 155.759 | 512.123 | 744.923 | 8 | 0 | 6.235
LV Sub Generation Intermittent | 0 | 0 | 0 | 0 | 0 | 0
LV Sub Generation Non-Intermittent | 0 | 0 | 0 | 0 | 0 | 0
HV Generation Intermittent | 2864.99 | 0 | 0 | 2 | 0 | 1.318
HV Generation Non-Intermittent | 54602.453 | 173038.854 | 349225.138 | 128 | 0 | 958.69
HV Sub Generation Non-Intermittent | 7528.975 | 25660.074 | 53327.679 | 4 | 0 | 0
HV Sub Generation Intermittent | 790.476 | 0 | 0 | 1 | 0 | 0

## Multi (hidden)
CDCM model 100: Load characteristics for multiple unit rates |  | WPD Mid East |  | 2015/16 |  | v1
2401. Adjust annual hours by distribution time band to match days in year
Data sources:
x1 = 1068. Typical annual hours by distribution time band
x2 = 1010. Days in the charging period (in Financial and general assumptions)
x3 = Total hours in the year according to time band hours input data (in Adjust annual hours by distribution time band to match days in year)
Kind: | Cell summation | Cell-by-cell calculation
Formula: | =SUM(x1) | =x1*24*x2/x3
Annual hours by distribution time band (reconciled to days in year)
| Hours aggregate | Red | Amber | Green
Adjust annual hours by distribution time band to match days in year | 8760 | 783 | 2740.5 | 5236.5
2402. Normalisation of split of rate 1 units
Data sources:
x1 = 1061. Average split of rate 1 units by distribution time band
x2 = Total split (should be 100%) (in Normalisation of split of rate 1 units)
x3 = 1068. Typical annual hours by distribution time band
x4 = 2401. Total hours in the year according to time band hours input data (in Adjust annual hours by distribution time band to match days in year)
Kind: | Cell summation | Cell-by-cell calculation
Formula: | =SUM(x1) | =IF(x2,x1/x2,x3/x4)
Normalised split of rate 1 units by distribution time band
| Total split (should be 100%) | Red | Amber | Green
Domestic Two Rate | 100% | 15.33% | 40.83% | 43.85%
Domestic Off Peak (related MPAN) | 100% | 2.527% | 32.85% | 64.62%
Small Non Domestic Two Rate | 100% | 12.77% | 51.37% | 35.86%
Small Non Domestic Off Peak (related MPAN) | 100% | 1.696% | 19.38% | 78.92%
LV Medium Non-Domestic | 100% | 13.66% | 54.7% | 31.63%
LV Sub Medium Non-Domestic | 100% | 13.66% | 54.7% | 31.63%
HV Medium Non-Domestic | 100% | 13.42% | 57.86% | 28.72%
2403. Split of rate 1 units between distribution time bands
Combine tables = x1 or x2
Data sources:
x1 = 2402. Normalised split of rate 1 units by distribution time band (in Normalisation of split of rate 1 units)
x2 = Split of rate 1 units between distribution time bands (default)
| Red | Amber | Green
Domestic Two Rate | 15.33% | 40.83% | 43.85%
Domestic Off Peak (related MPAN) | 2.527% | 32.85% | 64.62%
Small Non Domestic Two Rate | 12.77% | 51.37% | 35.86%
Small Non Domestic Off Peak (related MPAN) | 1.696% | 19.38% | 78.92%
LV Medium Non-Domestic | 13.66% | 54.7% | 31.63%
LV Sub Medium Non-Domestic | 13.66% | 54.7% | 31.63%
HV Medium Non-Domestic | 13.42% | 57.86% | 28.72%
LV HH Metered | 100% | 0% | 0%
LV Sub HH Metered | 100% | 0% | 0%
HV HH Metered | 100% | 0% | 0%
HV Sub HH Metered | 100% | 0% | 0%
LV UMS (Pseudo HH Metered) | 100% | 0% | 0%
LV Generation Non-Intermittent | 100% | 0% | 0%
LV Sub Generation Non-Intermittent | 100% | 0% | 0%
HV Generation Non-Intermittent | 100% | 0% | 0%
HV Sub Generation Non-Intermittent | 100% | 0% | 0%
2404. Normalisation of split of rate 2 units
Data sources:
x1 = 1062. Average split of rate 2 units by distribution time band
x2 = Total split (should be 100%) (in Normalisation of split of rate 2 units)
x3 = 1068. Typical annual hours by distribution time band
x4 = 2401. Total hours in the year according to time band hours input data (in Adjust annual hours by distribution time band to match days in year)
Kind: | Cell summation | Cell-by-cell calculation
Formula: | =SUM(x1) | =IF(x2,x1/x2,x3/x4)
Normalised split of rate 2 units by distribution time band
| Total split (should be 100%) | Red | Amber | Green
Domestic Two Rate | 100% | 0% | 0% | 100%
Small Non Domestic Two Rate | 100% | 0% | 0% | 100%
LV Medium Non-Domestic | 100% | 0% | 0% | 100%
LV Sub Medium Non-Domestic | 100% | 0% | 0% | 100%
HV Medium Non-Domestic | 100% | 0% | 0% | 100%
2405. Split of rate 2 units between distribution time bands
Combine tables = x1 or x2
Data sources:
x1 = 2404. Normalised split of rate 2 units by distribution time band (in Normalisation of split of rate 2 units)
x2 = Split of rate 2 units between distribution time bands (default)
| Red | Amber | Green
Domestic Two Rate | 0% | 0% | 100%
Small Non Domestic Two Rate | 0% | 0% | 100%
LV Medium Non-Domestic | 0% | 0% | 100%
LV Sub Medium Non-Domestic | 0% | 0% | 100%
HV Medium Non-Domestic | 0% | 0% | 100%
LV HH Metered | 0% | 100% | 0%
LV Sub HH Metered | 0% | 100% | 0%
HV HH Metered | 0% | 100% | 0%
HV Sub HH Metered | 0% | 100% | 0%
LV UMS (Pseudo HH Metered) | 0% | 100% | 0%
LV Generation Non-Intermittent | 0% | 100% | 0%
LV Sub Generation Non-Intermittent | 0% | 100% | 0%
HV Generation Non-Intermittent | 0% | 100% | 0%
HV Sub Generation Non-Intermittent | 0% | 100% | 0%
2406. Split of rate 3 units between distribution time bands (default)
| Red | Amber | Green
LV HH Metered | 0% | 0% | 100%
LV Sub HH Metered | 0% | 0% | 100%
HV HH Metered | 0% | 0% | 100%
HV Sub HH Metered | 0% | 0% | 100%
LV UMS (Pseudo HH Metered) | 0% | 0% | 100%
LV Generation Non-Intermittent | 0% | 0% | 100%
LV Sub Generation Non-Intermittent | 0% | 0% | 100%
HV Generation Non-Intermittent | 0% | 0% | 100%
HV Sub Generation Non-Intermittent | 0% | 0% | 100%
2407. All units (MWh)
Cell-by-cell calculation =x1+x2+x3
Data sources:
x1 = 2305. Rate 1 units (MWh) (in Equivalent volume for each end user)
x2 = 2305. Rate 2 units (MWh) (in Equivalent volume for each end user)
x3 = 2305. Rate 3 units (MWh) (in Equivalent volume for each end user)
All units (MWh)
Domestic Unrestricted | 5151570.3576
Domestic Two Rate | 4891214.1571
Domestic Off Peak (related MPAN) | 197499.1686
Small Non Domestic Unrestricted | 1153336.4598
Small Non Domestic Two Rate | 2193627.2657
Small Non Domestic Off Peak (related MPAN) | 7744.2011
LV Medium Non-Domestic | 929904.1385
LV Sub Medium Non-Domestic | 0
HV Medium Non-Domestic | 35090.4066
LV HH Metered | 2973131.5768
LV Sub HH Metered | 4830.0401
HV HH Metered | 8130963.9362
HV Sub HH Metered | 0
NHH UMS | 89398.3116
LV UMS (Pseudo HH Metered) | 309108.2596
LV Generation NHH | 569.796
LV Sub Generation NHH | 0
LV Generation Intermittent | 730.622
LV Generation Non-Intermittent | 1412.805
LV Sub Generation Intermittent | 0
LV Sub Generation Non-Intermittent | 0
HV Generation Intermittent | 2864.99
HV Generation Non-Intermittent | 576866.445
HV Sub Generation Non-Intermittent | 86516.728
HV Sub Generation Intermittent | 790.476
2408. Calculation of implied load coefficients for two-rate users
Data sources:
x1 = 2407. All units (MWh)
x2 = 2305. Rate 1 units (MWh) (in Equivalent volume for each end user)
x3 = 2403. Split of rate 1 units between distribution time bands
x4 = 2305. Rate 2 units (MWh) (in Equivalent volume for each end user)
x5 = 2405. Split of rate 2 units between distribution time bands
x6 = 2401. Annual hours by distribution time band (reconciled to days in year) (in Adjust annual hours by distribution time band to match days in year)
x7 = Use of distribution time bands by units in demand forecast for two-rate tariffs (in Calculation of implied load coefficients for two-rate users)
x8 = 1010. Days in the charging period (in Financial and general assumptions)
Kind: | Cell-by-cell calculation |  |  | Cell-by-cell calculation
Formula: | =IF(x1>0,(x2*x3+x4*x5)/x1,0) |  |  | =IF(x6>0,x7*x8*24/x6,0)
Use of distribution time bands by units in demand forecast for two-rate tariffs
| Red | Amber | Green | Implied load coefficient elements for two-rate tariffs, at total system level
Domestic Two Rate | 10.22% | 27.21% | 62.57% | 1.143
Small Non Domestic Two Rate | 9.631% | 38.76% | 51.61% | 1.0775
LV Medium Non-Domestic | 10.77% | 43.11% | 46.12% | 1.2048
LV Sub Medium Non-Domestic | 0% | 0% | 0% | 0
HV Medium Non-Domestic | 10.32% | 44.49% | 45.19% | 1.1547
2409. Calculation of implied load coefficients for three-rate users
Data sources:
x1 = 2407. All units (MWh)
x2 = 2305. Rate 1 units (MWh) (in Equivalent volume for each end user)
x3 = 2403. Split of rate 1 units between distribution time bands
x4 = 2305. Rate 2 units (MWh) (in Equivalent volume for each end user)
x5 = 2405. Split of rate 2 units between distribution time bands
x6 = 2305. Rate 3 units (MWh) (in Equivalent volume for each end user)
x7 = 2406. Split of rate 3 units between distribution time bands (default)
x8 = 2401. Annual hours by distribution time band (reconciled to days in year) (in Adjust annual hours by distribution time band to match days in year)
x9 = Use of distribution time bands by units in demand forecast for three-rate tariffs (in Calculation of implied load coefficients for three-rate users)
x10 = 1010. Days in the charging period (in Financial and general assumptions)
Kind: | Cell-by-cell calculation |  |  | Cell-by-cell calculation
Formula: | =IF(x1>0,(x2*x3+x4*x5+x6*x7)/x1,0) |  |  | =IF(x8>0,x9*x10*24/x8,0)
Use of distribution time bands by units in demand forecast for three-rate tariffs
| Red | Amber | Green | Implied load coefficient elements for three-rate tariffs, at total system level
LV HH Metered | 10.85% | 42.9% | 46.25% | 1.2137
LV Sub HH Metered | 11.23% | 44.12% | 44.65% | 1.2565
HV HH Metered | 9.932% | 38.15% | 51.91% | 1.1112
HV Sub HH Metered | 0% | 0% | 0% | 0
LV UMS (Pseudo HH Metered) | 5.909% | 10.12% | 83.97% | 0.66106
2410. Calculation of adjusted time band load coefficients
Data sources:
x1 = 2408. Implied load coefficient elements for two-rate tariffs, at total system level (in Calculation of implied load coefficients for two-rate users)
x2 = 2409. Implied load coefficient elements for three-rate tariffs, at total system level (in Calculation of implied load coefficients for three-rate users)
x3 = Implied load coefficient against system peak (in Calculation of adjusted time band load coefficients)
x4 = 2302. Load coefficient
Kind: | Combine tables | Cell-by-cell calculation
Formula: | = x1 or x2 | =IF(x3<>0,x4/x3,IF(x4<0,-1,1))
| Implied load coefficient against system peak | Rescaled time band load coefficient
Domestic Two Rate | 1.143 | 1.6421
Domestic Off Peak (related MPAN) |  | 1
Small Non Domestic Two Rate | 1.0775 | 1.4036
Small Non Domestic Off Peak (related MPAN) |  | 1
LV Medium Non-Domestic | 1.2048 | 1.2457
LV Sub Medium Non-Domestic | 0 | 1
HV Medium Non-Domestic | 1.1547 | 1.3795
LV HH Metered | 1.2137 | 1.1522
LV Sub HH Metered | 1.2565 | 1.1129
HV HH Metered | 1.1112 | 1.0372
HV Sub HH Metered | 0 | 1
LV UMS (Pseudo HH Metered) | 0.66106 | 3.0075
LV Generation Non-Intermittent |  | -1
LV Sub Generation Non-Intermittent |  | -1
HV Generation Non-Intermittent |  | -1
HV Sub Generation Non-Intermittent |  | -1
2411. Normalisation of peaking probabilities
Data sources:
x1 = 1069. Peaking probabilities by network level
x2 = Total probability (should be 100%) (in Normalisation of peaking probabilities)
x3 = 1068. Typical annual hours by distribution time band
x4 = 2401. Total hours in the year according to time band hours input data (in Adjust annual hours by distribution time band to match days in year)
Kind: | Cell summation | Cell-by-cell calculation
Formula: | =SUM(x1) | =IF(x2,x1/x2,x3/x4)
Normalised peaking probabilities
| Total probability (should be 100%) | Red | Amber | Green
GSPs | 100% | 100% | 0% | 0%
132kV | 100% | 80.25% | 18.4% | 1.342%
132kV/EHV | 100% | 80.25% | 18.4% | 1.342%
EHV | 100% | 66.48% | 29.55% | 3.967%
EHV/HV | 100% | 66.48% | 29.55% | 3.967%
132kV/HV | 100% | 80.25% | 18.4% | 1.342%
HV | 100% | 66.48% | 29.55% | 3.967%
HV/LV | 100% | 66.48% | 29.55% | 3.967%
LV circuits | 100% | 66.48% | 29.55% | 3.967%
2412. Peaking probabilities by network level (reshaped)
Reshape table = x1
Data sources:
x1 = 2411. Normalised peaking probabilities (in Normalisation of peaking probabilities)
| GSPs | Red | Amber | Green | 132kV | Red | Amber | Green | 132kV/EHV | Red | Amber | Green | EHV | Red | Amber | Green | EHV/HV | Red | Amber | Green | 132kV/HV | Red | Amber | Green | HV | Red | Amber | Green | HV/LV | Red | Amber | Green | LV circuits | Red | Amber | Green
Probability of peak within timeband |  | 100% | 0% | 0% |  | 80.25% | 18.4% | 1.342% |  | 80.25% | 18.4% | 1.342% |  | 66.48% | 29.55% | 3.967% |  | 66.48% | 29.55% | 3.967% |  | 80.25% | 18.4% | 1.342% |  | 66.48% | 29.55% | 3.967% |  | 66.48% | 29.55% | 3.967% |  | 66.48% | 29.55% | 3.967%
2413. Pseudo load coefficient by time band and network level
Cell-by-cell calculation =IF(x1>0,x2*x3*24*x4/x1,0)
Data sources:
x1 = 2401. Annual hours by distribution time band (reconciled to days in year) (in Adjust annual hours by distribution time band to match days in year)
x2 = 2410. Rescaled time band load coefficient (kW at peak in band / average band kW) (in Calculation of adjusted time band load coefficients)
x3 = 2412. Peaking probabilities by network level (reshaped)
x4 = 1010. Days in the charging period (in Financial and general assumptions)
| GSPs | Red | Amber | Green | 132kV | Red | Amber | Green | 132kV/EHV | Red | Amber | Green | EHV | Red | Amber | Green | EHV/HV | Red | Amber | Green | 132kV/HV | Red | Amber | Green | HV | Red | Amber | Green | HV/LV | Red | Amber | Green | LV circuits | Red | Amber | Green
Domestic Two Rate |  | 18.3712 | 0 | 0 |  | 14.7435 | 0.96605 | 0.036864 |  | 14.7435 | 0.96605 | 0.036864 |  | 12.2135 | 1.5511 | 0.10898 |  | 12.2135 | 1.5511 | 0.10898 |  | 14.7435 | 0.96605 | 0.036864 |  | 12.2135 | 1.5511 | 0.10898 |  | 12.2135 | 1.5511 | 0.10898 |  | 12.2135 | 1.5511 | 0.10898
Domestic Off Peak (related MPAN) |  | 11.1877 | 0 | 0 |  | 8.9785 | 0.58831 | 0.022449 |  | 8.9785 | 0.58831 | 0.022449 |  | 7.4378 | 0.94459 | 0.066365 |  | 7.4378 | 0.94459 | 0.066365 |  | 8.9785 | 0.58831 | 0.022449 |  | 7.4378 | 0.94459 | 0.066365 |  | 7.4378 | 0.94459 | 0.066365 |  | 7.4378 | 0.94459 | 0.066365
Small Non Domestic Two Rate |  | 15.7032 | 0 | 0 |  | 12.6023 | 0.82575 | 0.03151 |  | 12.6023 | 0.82575 | 0.03151 |  | 10.4398 | 1.3258 | 0.09315 |  | 10.4398 | 1.3258 | 0.09315 |  | 12.6023 | 0.82575 | 0.03151 |  | 10.4398 | 1.3258 | 0.09315 |  | 10.4398 | 1.3258 | 0.09315 |  | 10.4398 | 1.3258 | 0.09315
Small Non Domestic Off Peak (related MPAN) |  | 11.1877 | 0 | 0 |  | 8.9785 | 0.58831 | 0.022449 |  | 8.9785 | 0.58831 | 0.022449 |  | 7.4378 | 0.94459 | 0.066365 |  | 7.4378 | 0.94459 | 0.066365 |  | 8.9785 | 0.58831 | 0.022449 |  | 7.4378 | 0.94459 | 0.066365 |  | 7.4378 | 0.94459 | 0.066365 |  | 7.4378 | 0.94459 | 0.066365
LV Medium Non-Domestic |  | 13.9361 | 0 | 0 |  | 11.1842 | 0.73283 | 0.027964 |  | 11.1842 | 0.73283 | 0.027964 |  | 9.265 | 1.1766 | 0.082668 |  | 9.265 | 1.1766 | 0.082668 |  | 11.1842 | 0.73283 | 0.027964 |  | 9.265 | 1.1766 | 0.082668 |  | 9.265 | 1.1766 | 0.082668 |  | 9.265 | 1.1766 | 0.082668
LV Sub Medium Non-Domestic |  | 11.1877 | 0 | 0 |  | 8.9785 | 0.58831 | 0.022449 |  | 8.9785 | 0.58831 | 0.022449 |  | 7.4378 | 0.94459 | 0.066365 |  | 7.4378 | 0.94459 | 0.066365 |  | 8.9785 | 0.58831 | 0.022449 |  | 7.4378 | 0.94459 | 0.066365 |  | 7.4378 | 0.94459 | 0.066365 |  | 7.4378 | 0.94459 | 0.066365
HV Medium Non-Domestic |  | 15.4331 | 0 | 0 |  | 12.3856 | 0.81155 | 0.030968 |  | 12.3856 | 0.81155 | 0.030968 |  | 10.2602 | 1.303 | 0.091548 |  | 10.2602 | 1.303 | 0.091548 |  | 12.3856 | 0.81155 | 0.030968 |  | 10.2602 | 1.303 | 0.091548 |  | 10.2602 | 1.303 | 0.091548 |  | 10.2602 | 1.303 | 0.091548
LV HH Metered |  | 12.8901 | 0 | 0 |  | 10.3447 | 0.67783 | 0.025865 |  | 10.3447 | 0.67783 | 0.025865 |  | 8.5696 | 1.0883 | 0.076463 |  | 8.5696 | 1.0883 | 0.076463 |  | 10.3447 | 0.67783 | 0.025865 |  | 8.5696 | 1.0883 | 0.076463 |  | 8.5696 | 1.0883 | 0.076463 |  | 8.5696 | 1.0883 | 0.076463
LV Sub HH Metered |  | 12.4507 | 0 | 0 |  | 9.9921 | 0.65472 | 0.024984 |  | 9.9921 | 0.65472 | 0.024984 |  | 8.2775 | 1.0512 | 0.073857 |  | 8.2775 | 1.0512 | 0.073857 |  | 9.9921 | 0.65472 | 0.024984 |  | 8.2775 | 1.0512 | 0.073857 |  | 8.2775 | 1.0512 | 0.073857 |  | 8.2775 | 1.0512 | 0.073857
HV HH Metered |  | 11.6043 | 0 | 0 |  | 9.3129 | 0.61021 | 0.023285 |  | 9.3129 | 0.61021 | 0.023285 |  | 7.7148 | 0.97977 | 0.068836 |  | 7.7148 | 0.97977 | 0.068836 |  | 9.3129 | 0.61021 | 0.023285 |  | 7.7148 | 0.97977 | 0.068836 |  | 7.7148 | 0.97977 | 0.068836 |  | 7.7148 | 0.97977 | 0.068836
HV Sub HH Metered |  | 11.1877 | 0 | 0 |  | 8.9785 | 0.58831 | 0.022449 |  | 8.9785 | 0.58831 | 0.022449 |  | 7.4378 | 0.94459 | 0.066365 |  | 7.4378 | 0.94459 | 0.066365 |  | 8.9785 | 0.58831 | 0.022449 |  | 7.4378 | 0.94459 | 0.066365 |  | 7.4378 | 0.94459 | 0.066365 |  | 7.4378 | 0.94459 | 0.066365
LV UMS (Pseudo HH Metered) |  | 33.6474 | 0 | 0 |  | 27.0032 | 1.7693 | 0.067517 |  | 27.0032 | 1.7693 | 0.067517 |  | 22.3695 | 2.8409 | 0.19959 |  | 22.3695 | 2.8409 | 0.19959 |  | 27.0032 | 1.7693 | 0.067517 |  | 22.3695 | 2.8409 | 0.19959 |  | 22.3695 | 2.8409 | 0.19959 |  | 22.3695 | 2.8409 | 0.19959
LV Generation Non-Intermittent |  | -11.1877 | 0 | 0 |  | -8.9785 | -0.58831 | -0.022449 |  | -8.9785 | -0.58831 | -0.022449 |  | -7.4378 | -0.94459 | -0.066365 |  | -7.4378 | -0.94459 | -0.066365 |  | -8.9785 | -0.58831 | -0.022449 |  | -7.4378 | -0.94459 | -0.066365 |  | -7.4378 | -0.94459 | -0.066365 |  | -7.4378 | -0.94459 | -0.066365
LV Sub Generation Non-Intermittent |  | -11.1877 | 0 | 0 |  | -8.9785 | -0.58831 | -0.022449 |  | -8.9785 | -0.58831 | -0.022449 |  | -7.4378 | -0.94459 | -0.066365 |  | -7.4378 | -0.94459 | -0.066365 |  | -8.9785 | -0.58831 | -0.022449 |  | -7.4378 | -0.94459 | -0.066365 |  | -7.4378 | -0.94459 | -0.066365 |  | -7.4378 | -0.94459 | -0.066365
HV Generation Non-Intermittent |  | -11.1877 | 0 | 0 |  | -8.9785 | -0.58831 | -0.022449 |  | -8.9785 | -0.58831 | -0.022449 |  | -7.4378 | -0.94459 | -0.066365 |  | -7.4378 | -0.94459 | -0.066365 |  | -8.9785 | -0.58831 | -0.022449 |  | -7.4378 | -0.94459 | -0.066365 |  | -7.4378 | -0.94459 | -0.066365 |  | -7.4378 | -0.94459 | -0.066365
HV Sub Generation Non-Intermittent |  | -11.1877 | 0 | 0 |  | -8.9785 | -0.58831 | -0.022449 |  | -8.9785 | -0.58831 | -0.022449 |  | -7.4378 | -0.94459 | -0.066365 |  | -7.4378 | -0.94459 | -0.066365 |  | -8.9785 | -0.58831 | -0.022449 |  | -7.4378 | -0.94459 | -0.066365 |  | -7.4378 | -0.94459 | -0.066365 |  | -7.4378 | -0.94459 | -0.066365
2414. Unit rate 1 pseudo load coefficient by network level
Sum-product calculation =SUMPRODUCT(x1, x2)
Data sources:
x1 = 2413. Pseudo load coefficient by time band and network level
x2 = 2403. Split of rate 1 units between distribution time bands
| GSPs | 132kV | 132kV/EHV | EHV | EHV/HV | 132kV/HV | HV | HV/LV | LV circuits
Domestic Two Rate | 2.8159 | 2.6704 | 2.6704 | 2.5531 | 2.5531 | 2.6704 | 2.5531 | 2.5531 | 2.5531
Domestic Off Peak (related MPAN) | 0.28266 | 0.43462 | 0.43462 | 0.54111 | 0.54111 | 0.43462 | 0.54111 | 0.54111 | 0.54111
Small Non Domestic Two Rate | 2.0047 | 2.0444 | 2.0444 | 2.0473 | 2.0473 | 2.0444 | 2.0473 | 2.0473 | 2.0473
Small Non Domestic Off Peak (related MPAN) | 0.1897 | 0.28399 | 0.28399 | 0.36158 | 0.36158 | 0.28399 | 0.36158 | 0.36158 | 0.36158
LV Medium Non-Domestic | 1.9043 | 1.938 | 1.938 | 1.9358 | 1.9358 | 1.938 | 1.9358 | 1.9358 | 1.9358
LV Sub Medium Non-Domestic | 1.5287 | 1.5558 | 1.5558 | 1.5541 | 1.5541 | 1.5558 | 1.5541 | 1.5541 | 1.5541
HV Medium Non-Domestic | 2.0719 | 2.1412 | 2.1412 | 2.1576 | 2.1576 | 2.1412 | 2.1576 | 2.1576 | 2.1576
LV HH Metered | 12.8901 | 10.3447 | 10.3447 | 8.5696 | 8.5696 | 10.3447 | 8.5696 | 8.5696 | 8.5696
LV Sub HH Metered | 12.4507 | 9.9921 | 9.9921 | 8.2775 | 8.2775 | 9.9921 | 8.2775 | 8.2775 | 8.2775
HV HH Metered | 11.6043 | 9.3129 | 9.3129 | 7.7148 | 7.7148 | 9.3129 | 7.7148 | 7.7148 | 7.7148
HV Sub HH Metered | 11.1877 | 8.9785 | 8.9785 | 7.4378 | 7.4378 | 8.9785 | 7.4378 | 7.4378 | 7.4378
LV UMS (Pseudo HH Metered) | 33.6474 | 27.0032 | 27.0032 | 22.3695 | 22.3695 | 27.0032 | 22.3695 | 22.3695 | 22.3695
LV Generation Non-Intermittent | -11.1877 | -8.9785 | -8.9785 | -7.4378 | -7.4378 | -8.9785 | -7.4378 | -7.4378 | -7.4378
LV Sub Generation Non-Intermittent | -11.1877 | -8.9785 | -8.9785 | -7.4378 | -7.4378 | -8.9785 | -7.4378 | -7.4378 | -7.4378
HV Generation Non-Intermittent | -11.1877 | -8.9785 | -8.9785 | -7.4378 | -7.4378 | -8.9785 | -7.4378 | -7.4378 | -7.4378
HV Sub Generation Non-Intermittent | -11.1877 | -8.9785 | -8.9785 | -7.4378 | -7.4378 | -8.9785 | -7.4378 | -7.4378 | -7.4378
2415. Unit rate 2 pseudo load coefficient by network level
Sum-product calculation =SUMPRODUCT(x1, x2)
Data sources:
x1 = 2413. Pseudo load coefficient by time band and network level
x2 = 2405. Split of rate 2 units between distribution time bands
| GSPs | 132kV | 132kV/EHV | EHV | EHV/HV | 132kV/HV | HV | HV/LV | LV circuits
Domestic Two Rate | 0 | 0.036864 | 0.036864 | 0.10898 | 0.10898 | 0.036864 | 0.10898 | 0.10898 | 0.10898
Small Non Domestic Two Rate | 0 | 0.03151 | 0.03151 | 0.09315 | 0.09315 | 0.03151 | 0.09315 | 0.09315 | 0.09315
LV Medium Non-Domestic | 0 | 0.027964 | 0.027964 | 0.082668 | 0.082668 | 0.027964 | 0.082668 | 0.082668 | 0.082668
LV Sub Medium Non-Domestic | 0 | 0.022449 | 0.022449 | 0.066365 | 0.066365 | 0.022449 | 0.066365 | 0.066365 | 0.066365
HV Medium Non-Domestic | 0 | 0.030968 | 0.030968 | 0.091548 | 0.091548 | 0.030968 | 0.091548 | 0.091548 | 0.091548
LV HH Metered | 0 | 0.67783 | 0.67783 | 1.0883 | 1.0883 | 0.67783 | 1.0883 | 1.0883 | 1.0883
LV Sub HH Metered | 0 | 0.65472 | 0.65472 | 1.0512 | 1.0512 | 0.65472 | 1.0512 | 1.0512 | 1.0512
HV HH Metered | 0 | 0.61021 | 0.61021 | 0.97977 | 0.97977 | 0.61021 | 0.97977 | 0.97977 | 0.97977
HV Sub HH Metered | 0 | 0.58831 | 0.58831 | 0.94459 | 0.94459 | 0.58831 | 0.94459 | 0.94459 | 0.94459
LV UMS (Pseudo HH Metered) | 0 | 1.7693 | 1.7693 | 2.8409 | 2.8409 | 1.7693 | 2.8409 | 2.8409 | 2.8409
LV Generation Non-Intermittent | 0 | -0.58831 | -0.58831 | -0.94459 | -0.94459 | -0.58831 | -0.94459 | -0.94459 | -0.94459
LV Sub Generation Non-Intermittent | 0 | -0.58831 | -0.58831 | -0.94459 | -0.94459 | -0.58831 | -0.94459 | -0.94459 | -0.94459
HV Generation Non-Intermittent | 0 | -0.58831 | -0.58831 | -0.94459 | -0.94459 | -0.58831 | -0.94459 | -0.94459 | -0.94459
HV Sub Generation Non-Intermittent | 0 | -0.58831 | -0.58831 | -0.94459 | -0.94459 | -0.58831 | -0.94459 | -0.94459 | -0.94459
2416. Unit rate 3 pseudo load coefficient by network level
Sum-product calculation =SUMPRODUCT(x1, x2)
Data sources:
x1 = 2413. Pseudo load coefficient by time band and network level
x2 = 2406. Split of rate 3 units between distribution time bands (default)
| GSPs | 132kV | 132kV/EHV | EHV | EHV/HV | 132kV/HV | HV | HV/LV | LV circuits
LV HH Metered | 0 | 0.025865 | 0.025865 | 0.076463 | 0.076463 | 0.025865 | 0.076463 | 0.076463 | 0.076463
LV Sub HH Metered | 0 | 0.024984 | 0.024984 | 0.073857 | 0.073857 | 0.024984 | 0.073857 | 0.073857 | 0.073857
HV HH Metered | 0 | 0.023285 | 0.023285 | 0.068836 | 0.068836 | 0.023285 | 0.068836 | 0.068836 | 0.068836
HV Sub HH Metered | 0 | 0.022449 | 0.022449 | 0.066365 | 0.066365 | 0.022449 | 0.066365 | 0.066365 | 0.066365
LV UMS (Pseudo HH Metered) | 0 | 0.067517 | 0.067517 | 0.19959 | 0.19959 | 0.067517 | 0.19959 | 0.19959 | 0.19959
LV Generation Non-Intermittent | 0 | -0.022449 | -0.022449 | -0.066365 | -0.066365 | -0.022449 | -0.066365 | -0.066365 | -0.066365
LV Sub Generation Non-Intermittent | 0 | -0.022449 | -0.022449 | -0.066365 | -0.066365 | -0.022449 | -0.066365 | -0.066365 | -0.066365
HV Generation Non-Intermittent | 0 | -0.022449 | -0.022449 | -0.066365 | -0.066365 | -0.022449 | -0.066365 | -0.066365 | -0.066365
HV Sub Generation Non-Intermittent | 0 | -0.022449 | -0.022449 | -0.066365 | -0.066365 | -0.022449 | -0.066365 | -0.066365 | -0.066365

## SMD (hidden)
CDCM model 100: Forecast simultaneous maximum load |  | WPD Mid East |  | 2015/16 |  | v1
2501. Contributions of users on one-rate multi tariffs to system simultaneous maximum load by network level (kW)
Cell-by-cell calculation =(x1*x2)*x3/(24*x4)*1000
Data sources:
x1 = 2305. Rate 1 units (MWh) (in Equivalent volume for each end user)
x2 = 2414. Unit rate 1 pseudo load coefficient by network level
x3 = 2012. Loss adjustment factors between end user meter reading and each network level, scaled by network use
x4 = 1010. Days in the charging period (in Financial and general assumptions)
| GSPs | 132kV | 132kV/EHV | EHV | EHV/HV | 132kV/HV | HV | HV/LV | LV circuits
Domestic Off Peak (related MPAN) | 7124.0794 | 10938.6311 | 10102.616 | 12538.1093 | 12265.0381 | 799.2529 | 13029.5694 | 12838.2286 | 12199.705
Small Non Domestic Off Peak (related MPAN) | 187.4772 | 280.2671 | 258.8469 | 328.5212 | 321.3663 | 20.4783 | 341.3984 | 336.3849 | 319.6544
2502. Contributions of users on two-rate multi tariffs to system simultaneous maximum load by network level (kW)
Cell-by-cell calculation =(x1*x2+x3*x4)*x5/(24*x6)*1000
Data sources:
x1 = 2305. Rate 1 units (MWh) (in Equivalent volume for each end user)
x2 = 2414. Unit rate 1 pseudo load coefficient by network level
x3 = 2305. Rate 2 units (MWh) (in Equivalent volume for each end user)
x4 = 2415. Unit rate 2 pseudo load coefficient by network level
x5 = 2012. Loss adjustment factors between end user meter reading and each network level, scaled by network use
x6 = 1010. Days in the charging period (in Financial and general assumptions)
| GSPs | 132kV | 132kV/EHV | EHV | EHV/HV | 132kV/HV | HV | HV/LV | LV circuits
Domestic Two Rate | 1171541.9063 | 1117124.4295 | 1031745.1069 | 997392.4202 | 975669.9212 | 81624.9256 | 1036487.5152 | 1021266.5745 | 970472.7455
Small Non Domestic Two Rate | 423381.6437 | 433310.2569 | 400193.3227 | 403384.4486 | 394599.0217 | 31660.6786 | 419196.032 | 413040.0891 | 392497.0808
LV Medium Non-Domestic | 178091.3706 | 181691.99 | 167805.6774 | 168351.141 | 164684.5726 | 13275.6878 | 174950.052 | 172380.89 | 163807.3347
LV Sub Medium Non-Domestic | 0 | 0 | 0 | 0 | 0 | 0 | 0 | 0 | 0
HV Medium Non-Domestic | 6678.8949 | 6922.7133 | 6393.6258 | 6476.009 | 6334.9661 | 505.8219 | 6729.8511 | 0 | 0
2503. Contributions of users on three-rate multi tariffs to system simultaneous maximum load by network level (kW)
Cell-by-cell calculation =(x1*x2+x3*x4+x5*x6)*x7/(24*x8)*1000
Data sources:
x1 = 2305. Rate 1 units (MWh) (in Equivalent volume for each end user)
x2 = 2414. Unit rate 1 pseudo load coefficient by network level
x3 = 2305. Rate 2 units (MWh) (in Equivalent volume for each end user)
x4 = 2415. Unit rate 2 pseudo load coefficient by network level
x5 = 2305. Rate 3 units (MWh) (in Equivalent volume for each end user)
x6 = 2416. Unit rate 3 pseudo load coefficient by network level
x7 = 2012. Loss adjustment factors between end user meter reading and each network level, scaled by network use
x8 = 1010. Days in the charging period (in Financial and general assumptions)
| GSPs | 132kV | 132kV/EHV | EHV | EHV/HV | 132kV/HV | HV | HV/LV | LV circuits
LV HH Metered | 530554.4502 | 539904.7479 | 498641.0351 | 499476.9869 | 488598.7326 | 39449.2177 | 519055.1387 | 511432.7532 | 485996.0763
LV Sub HH Metered | 819.0507 | 831.872 | 768.2939 | 768.1026 | 751.3738 | 60.7824 | 798.2101 | 786.4883 | 0
HV HH Metered | 1119747.9368 | 1134985.6439 | 1048241.2287 | 1050200.0961 | 1027327.4834 | 82929.9908 | 1091365.1097 | 0 | 0
HV Sub HH Metered | 0 | 0 | 0 | 0 | 0 | 0 | 0 | 0 | 0
LV UMS (Pseudo HH Metered) | 78426.424 | 72137.5224 | 66624.2129 | 64437.226 | 63033.8289 | 5270.872 | 66962.9916 | 65979.6322 | 62698.0618
LV Generation Non-Intermittent | -222.3793 | -218.7429 | -202.0248 | -198.4725 | -194.15 | -15.9829 | -206.2521 | -203.2233 | 0
LV Sub Generation Non-Intermittent | 0 | 0 | 0 | 0 | 0 | 0 | 0 | 0 | 0
HV Generation Non-Intermittent | -72991.555 | -71578.3776 | -66107.8022 | -65113.4297 | -63695.3054 | -5230.017 | 0 | 0 | 0
HV Sub Generation Non-Intermittent | -9889.5923 | -9835.9133 | -9821.202 | -9776.4715 | 0 | 0 | 0 | 0 | 0
2504. Estimated contributions of users on each tariff to system simultaneous maximum load by network level (kW)
Cell-by-cell calculation =x1*x2*x3/(24*x4)*1000
Data sources:
x1 = 2407. All units (MWh)
x2 = 2302. Load coefficient
x3 = 2012. Loss adjustment factors between end user meter reading and each network level, scaled by network use
x4 = 1010. Days in the charging period (in Financial and general assumptions)
| GSPs | 132kV | 132kV/EHV | EHV | EHV/HV | 132kV/HV | HV | HV/LV | LV circuits
Domestic Unrestricted | 1390398.0343 | 1388454.1984 | 1282337.7482 | 1278259.1469 | 1250419.5699 | 101450.1766 | 1328363.4607 | 1308856.2875 | 1243758.8642
Domestic Two Rate | 1171541.9063 | 1169904.0406 | 1080490.8904 | 1077054.2828 | 1053596.805 | 85481.3732 | 1119271.9081 | 1102835.269 | 1047984.5301
Domestic Off Peak (related MPAN) | 0 | 0 | 0 | 0 | 0 | 0 | 0 | 0 | 0
Small Non Domestic Unrestricted | 273172.9482 | 272791.0407 | 251942.2314 | 251140.9043 | 245671.2337 | 19932.0217 | 260984.951 | 257152.3564 | 244362.5979
Small Non Domestic Two Rate | 423381.6437 | 422789.7381 | 390476.8636 | 389234.9136 | 380757.6534 | 30891.9759 | 404491.8732 | 398551.8627 | 378729.4425
Small Non Domestic Off Peak (related MPAN) | 0 | 0 | 0 | 0 | 0 | 0 | 0 | 0 | 0
LV Medium Non-Domestic | 178091.3706 | 177842.3912 | 164250.2949 | 163727.8807 | 160162.0036 | 12994.4092 | 170145.5724 | 167646.9647 | 159308.8564
LV Sub Medium Non-Domestic | 0 | 0 | 0 | 0 | 0 | 0 | 0 | 0 | 0
HV Medium Non-Domestic | 6678.8949 | 6669.5575 | 6159.8182 | 6140.2262 | 6006.4965 | 487.3245 | 6380.9066 | 0 | 0
LV HH Metered | 530554.4502 | 529812.7124 | 489320.3113 | 487763.98 | 477140.8267 | 38711.823 | 506883.0135 | 499439.377 | 474599.2041
LV Sub HH Metered | 819.0507 | 817.9057 | 755.395 | 752.9923 | 736.5927 | 59.7619 | 782.5076 | 771.0164 | 0
HV HH Metered | 1119747.9368 | 1118182.4813 | 1032722.2942 | 1029437.6194 | 1007017.1987 | 81702.2342 | 1069788.7998 | 0 | 0
HV Sub HH Metered | 0 | 0 | 0 | 0 | 0 | 0 | 0 | 0 | 0
NHH UMS | 22681.9882 | 22650.2778 | 20919.1677 | 20852.6322 | 20398.4767 | 1654.9877 | 21669.9992 | 21351.7727 | 20289.8186
LV UMS (Pseudo HH Metered) | 78426.424 | 78316.7805 | 72331.204 | 72101.1475 | 70530.8357 | 5722.3718 | 74927.3182 | 73827.0018 | 70155.1337
LV Generation NHH | -72.714 | -72.6124 | -67.0628 | -66.8495 | -65.3935 | -5.3056 | -69.4698 | -68.4496 | 0
LV Sub Generation NHH | 0 | 0 | 0 | 0 | 0 | 0 | 0 | 0 | 0
LV Generation Intermittent | -93.2377 | -93.1074 | -85.9914 | -85.7179 | -83.851 | -6.8031 | -89.0778 | -87.7697 | 0
LV Generation Non-Intermittent | -180.2939 | -180.0419 | -166.2817 | -165.7528 | -162.1428 | -13.1551 | -172.2498 | -169.7203 | 0
LV Sub Generation Intermittent | 0 | 0 | 0 | 0 | 0 | 0 | 0 | 0 | 0
LV Sub Generation Non-Intermittent | 0 | 0 | 0 | 0 | 0 | 0 | 0 | 0 | 0
HV Generation Intermittent | -342.3271 | -341.8485 | -315.7218 | -314.7176 | -307.8632 | -24.9778 | 0 | 0 | 0
HV Generation Non-Intermittent | -68927.6379 | -68831.2741 | -63570.6537 | -63368.461 | -61988.3409 | -5029.2944 | 0 | 0 | 0
HV Sub Generation Non-Intermittent | -10157.8145 | -10143.6134 | -10128.442 | -10096.2275 | 0 | 0 | 0 | 0 | 0
HV Sub Generation Intermittent | -92.8087 | -92.679 | -92.5404 | -92.246 | 0 | 0 | 0 | 0 | 0
2505. Contributions of users on each tariff to system simultaneous maximum load by network level (kW)
Combine tables = x1 or x2 or x3 or x4
Data sources:
x1 = 2501. Contributions of users on one-rate multi tariffs to system simultaneous maximum load by network level (kW)
x2 = 2502. Contributions of users on two-rate multi tariffs to system simultaneous maximum load by network level (kW)
x3 = 2503. Contributions of users on three-rate multi tariffs to system simultaneous maximum load by network level (kW)
x4 = 2504. Estimated contributions of users on each tariff to system simultaneous maximum load by network level (kW)
| GSPs | 132kV | 132kV/EHV | EHV | EHV/HV | 132kV/HV | HV | HV/LV | LV circuits
Domestic Unrestricted | 1390398.0343 | 1388454.1984 | 1282337.7482 | 1278259.1469 | 1250419.5699 | 101450.1766 | 1328363.4607 | 1308856.2875 | 1243758.8642
Domestic Two Rate | 1171541.9063 | 1117124.4295 | 1031745.1069 | 997392.4202 | 975669.9212 | 81624.9256 | 1036487.5152 | 1021266.5745 | 970472.7455
Domestic Off Peak (related MPAN) | 7124.0794 | 10938.6311 | 10102.616 | 12538.1093 | 12265.0381 | 799.2529 | 13029.5694 | 12838.2286 | 12199.705
Small Non Domestic Unrestricted | 273172.9482 | 272791.0407 | 251942.2314 | 251140.9043 | 245671.2337 | 19932.0217 | 260984.951 | 257152.3564 | 244362.5979
Small Non Domestic Two Rate | 423381.6437 | 433310.2569 | 400193.3227 | 403384.4486 | 394599.0217 | 31660.6786 | 419196.032 | 413040.0891 | 392497.0808
Small Non Domestic Off Peak (related MPAN) | 187.4772 | 280.2671 | 258.8469 | 328.5212 | 321.3663 | 20.4783 | 341.3984 | 336.3849 | 319.6544
LV Medium Non-Domestic | 178091.3706 | 181691.99 | 167805.6774 | 168351.141 | 164684.5726 | 13275.6878 | 174950.052 | 172380.89 | 163807.3347
LV Sub Medium Non-Domestic | 0 | 0 | 0 | 0 | 0 | 0 | 0 | 0 | 0
HV Medium Non-Domestic | 6678.8949 | 6922.7133 | 6393.6258 | 6476.009 | 6334.9661 | 505.8219 | 6729.8511 | 0 | 0
LV HH Metered | 530554.4502 | 539904.7479 | 498641.0351 | 499476.9869 | 488598.7326 | 39449.2177 | 519055.1387 | 511432.7532 | 485996.0763
LV Sub HH Metered | 819.0507 | 831.872 | 768.2939 | 768.1026 | 751.3738 | 60.7824 | 798.2101 | 786.4883 | 0
HV HH Metered | 1119747.9368 | 1134985.6439 | 1048241.2287 | 1050200.0961 | 1027327.4834 | 82929.9908 | 1091365.1097 | 0 | 0
HV Sub HH Metered | 0 | 0 | 0 | 0 | 0 | 0 | 0 | 0 | 0
NHH UMS | 22681.9882 | 22650.2778 | 20919.1677 | 20852.6322 | 20398.4767 | 1654.9877 | 21669.9992 | 21351.7727 | 20289.8186
LV UMS (Pseudo HH Metered) | 78426.424 | 72137.5224 | 66624.2129 | 64437.226 | 63033.8289 | 5270.872 | 66962.9916 | 65979.6322 | 62698.0618
LV Generation NHH | -72.714 | -72.6124 | -67.0628 | -66.8495 | -65.3935 | -5.3056 | -69.4698 | -68.4496 | 0
LV Sub Generation NHH | 0 | 0 | 0 | 0 | 0 | 0 | 0 | 0 | 0
LV Generation Intermittent | -93.2377 | -93.1074 | -85.9914 | -85.7179 | -83.851 | -6.8031 | -89.0778 | -87.7697 | 0
LV Generation Non-Intermittent | -222.3793 | -218.7429 | -202.0248 | -198.4725 | -194.15 | -15.9829 | -206.2521 | -203.2233 | 0
LV Sub Generation Intermittent | 0 | 0 | 0 | 0 | 0 | 0 | 0 | 0 | 0
LV Sub Generation Non-Intermittent | 0 | 0 | 0 | 0 | 0 | 0 | 0 | 0 | 0
HV Generation Intermittent | -342.3271 | -341.8485 | -315.7218 | -314.7176 | -307.8632 | -24.9778 | 0 | 0 | 0
HV Generation Non-Intermittent | -72991.555 | -71578.3776 | -66107.8022 | -65113.4297 | -63695.3054 | -5230.017 | 0 | 0 | 0
HV Sub Generation Non-Intermittent | -9889.5923 | -9835.9133 | -9821.202 | -9776.4715 | 0 | 0 | 0 | 0 | 0
HV Sub Generation Intermittent | -92.8087 | -92.679 | -92.5404 | -92.246 | 0 | 0 | 0 | 0 | 0
2506. Forecast system simultaneous maximum load (kW) from forecast units
Cell summation =SUM(x1)
Data sources:
x1 = 2505. Contributions of users on each tariff to system simultaneous maximum load by network level (kW)
| GSPs | 132kV | 132kV/EHV | EHV | EHV/HV | 132kV/HV | HV | HV/LV | LV circuits
Forecast system simultaneous maximum load (kW) from forecast units | 5119101.5903 | 5099790.3102 | 4709280.7682 | 4677957.8396 | 4585729.0219 | 373351.8076 | 4939569.4792 | 3785062.0149 | 3596401.9391

## AMD (hidden)
CDCM model 100: Forecast aggregate maximum load |  | WPD Mid East |  | 2015/16 |  | v1
2601. Pre-processing of data for standing charge factors
Data sources:
x1 = Standing charges factors (in Pre-processing of data for standing charge factors)
x2 = 1018. Proportion of relevant load going through 132kV/HV direct transformation
x3 = Standing charges factors for 132kV/HV (in Pre-processing of data for standing charge factors)
Kind: | Fixed data | [7 empty] | Fixed data | Cell-by-cell calculation
Formula: | [9 empty] | =x1+0.2*x2*x3
Standing charges factor
| GSPs | 132kV | 132kV/EHV | EHV | EHV/HV | HV | HV/LV | LV circuits | Standing charges factors for 132kV/HV | Adjusted standing charges factors for 132kV
Domestic Unrestricted | 0% | 0% | 0% | 0% | 0% | 0% | 0% | 100% | 0 | 0
Domestic Two Rate | 0% | 0% | 0% | 0% | 0% | 0% | 0% | 100% | 0 | 0
Domestic Off Peak (related MPAN) | 0% | 0% | 0% | 0% | 0% | 0% | 0% | 100% | 0 | 0
Small Non Domestic Unrestricted | 0% | 0% | 0% | 0% | 0% | 0% | 0% | 100% | 0 | 0
Small Non Domestic Two Rate | 0% | 0% | 0% | 0% | 0% | 0% | 0% | 100% | 0 | 0
Small Non Domestic Off Peak (related MPAN) | 0% | 0% | 0% | 0% | 0% | 0% | 0% | 100% | 0 | 0
LV Medium Non-Domestic | 0% | 0% | 0% | 0% | 0% | 0% | 0% | 100% | 0 | 0
LV Sub Medium Non-Domestic | 0% | 0% | 0% | 0% | 0% | 0% | 100% | 0% | 0 | 0
HV Medium Non-Domestic | 0% | 0% | 0% | 20% | 100% | 100% | 0% | 0% | 1 | 0.015009
LV HH Metered | 0% | 0% | 0% | 0% | 0% | 20% | 100% | 100% | 0 | 0
LV Sub HH Metered | 0% | 0% | 0% | 0% | 0% | 100% | 100% | 0% | 0 | 0
HV HH Metered | 0% | 0% | 0% | 20% | 100% | 100% | 0% | 0% | 1 | 0.015009
HV Sub HH Metered | 0% | 0% | 0% | 100% | 100% | 0% | 0% | 0% | 0 | 0
NHH UMS | 0% | 0% | 0% | 0% | 0% | 0% | 0% | 0% | 0 | 0
LV UMS (Pseudo HH Metered) | 0% | 0% | 0% | 0% | 0% | 0% | 0% | 0% | 0 | 0
2602. Standing charges factors adapted to use 132kV/HV
Combine tables = x1 or x2 or x3
Data sources:
x1 = 2601. Standing charges factors for 132kV/HV (in Pre-processing of data for standing charge factors)
x2 = 2601. Adjusted standing charges factors for 132kV (in Pre-processing of data for standing charge factors)
x3 = 2601. Standing charges factors (in Pre-processing of data for standing charge factors)
| GSPs | 132kV | 132kV/EHV | EHV | EHV/HV | 132kV/HV | HV | HV/LV | LV circuits
Domestic Unrestricted | 0 | 0 | 0 | 0 | 0 | 0 | 0 | 0 | 1
Domestic Two Rate | 0 | 0 | 0 | 0 | 0 | 0 | 0 | 0 | 1
Domestic Off Peak (related MPAN) | 0 | 0 | 0 | 0 | 0 | 0 | 0 | 0 | 1
Small Non Domestic Unrestricted | 0 | 0 | 0 | 0 | 0 | 0 | 0 | 0 | 1
Small Non Domestic Two Rate | 0 | 0 | 0 | 0 | 0 | 0 | 0 | 0 | 1
Small Non Domestic Off Peak (related MPAN) | 0 | 0 | 0 | 0 | 0 | 0 | 0 | 0 | 1
LV Medium Non-Domestic | 0 | 0 | 0 | 0 | 0 | 0 | 0 | 0 | 1
LV Sub Medium Non-Domestic | 0 | 0 | 0 | 0 | 0 | 0 | 0 | 1 | 0
HV Medium Non-Domestic | 0 | 0.015009 | 0 | 0.2 | 1 | 1 | 1 | 0 | 0
LV HH Metered | 0 | 0 | 0 | 0 | 0 | 0 | 0.2 | 1 | 1
LV Sub HH Metered | 0 | 0 | 0 | 0 | 0 | 0 | 1 | 1 | 0
HV HH Metered | 0 | 0.015009 | 0 | 0.2 | 1 | 1 | 1 | 0 | 0
HV Sub HH Metered | 0 | 0 | 0 | 1 | 1 | 0 | 0 | 0 | 0
NHH UMS | 0 | 0 | 0 | 0 | 0 | 0 | 0 | 0 | 0
LV UMS (Pseudo HH Metered) | 0 | 0 | 0 | 0 | 0 | 0 | 0 | 0 | 0
2603. Capacity-based contributions to chargeable aggregate maximum load by network level (kW)
Cell-by-cell calculation =x1*x2*x3*x4
Data sources:
x1 = 2305. Import capacity (kVA) (in Equivalent volume for each end user)
x2 = 1010. Power factor for all flows in the network model (in Financial and general assumptions)
x3 = 2602. Standing charges factors adapted to use 132kV/HV
x4 = 2012. Loss adjustment factors between end user meter reading and each network level, scaled by network use
| GSPs | 132kV | 132kV/EHV | EHV | EHV/HV | 132kV/HV | HV | HV/LV | LV circuits
LV HH Metered | 0 | 0 | 0 | 0 | 0 | 0 | 305779.7209 | 1506446.5495 | 1431521.7547
LV Sub HH Metered | 0 | 0 | 0 | 0 | 0 | 0 | 8484.5973 | 8360 | 0
HV HH Metered | 0 | 38918.7641 | 0 | 477450.5891 | 2335260.2709 | 189466.4579 | 2480826.8277 | 0 | 0
HV Sub HH Metered | 0 | 0 | 0 | 0 | 0 | 0 | 0 | 0 | 0
2604. Unit-based contributions to chargeable aggregate maximum load (kW)
Cell-by-cell calculation =x1/x2*x3*x4/(24*x5)*1000
Data sources:
x1 = 2407. All units (MWh)
x2 = 1041. Load factor for each type of demand user (in Load profile data for demand users)
x3 = 2602. Standing charges factors adapted to use 132kV/HV
x4 = 2012. Loss adjustment factors between end user meter reading and each network level, scaled by network use
x5 = 1010. Days in the charging period (in Financial and general assumptions)
| GSPs | 132kV | 132kV/EHV | EHV | EHV/HV | 132kV/HV | HV | HV/LV | LV circuits
Domestic Unrestricted | 0 | 0 | 0 | 0 | 0 | 0 | 0 | 0 | 1438134.3562
Domestic Two Rate | 0 | 0 | 0 | 0 | 0 | 0 | 0 | 0 | 1249519.9515
Domestic Off Peak (related MPAN) | 0 | 0 | 0 | 0 | 0 | 0 | 0 | 0 | 224173.43
Small Non Domestic Unrestricted | 0 | 0 | 0 | 0 | 0 | 0 | 0 | 0 | 387071.7825
Small Non Domestic Two Rate | 0 | 0 | 0 | 0 | 0 | 0 | 0 | 0 | 517158.5684
Small Non Domestic Off Peak (related MPAN) | 0 | 0 | 0 | 0 | 0 | 0 | 0 | 0 | 3960.5494
LV Medium Non-Domestic | 0 | 0 | 0 | 0 | 0 | 0 | 0 | 0 | 220172.3936
LV Sub Medium Non-Domestic | 0 | 0 | 0 | 0 | 0 | 0 | 0 | 0 | 0
HV Medium Non-Domestic | 0 | 148.5647 | 0 | 1822.5736 | 8914.3963 | 723.2509 | 9470.068 | 0 | 0
LV HH Metered | 0 | 0 | 0 | 0 | 0 | 0 | 128580.6268 | 633462.0263 | 601956.0878
LV Sub HH Metered | 0 | 0 | 0 | 0 | 0 | 0 | 992.4905 | 977.9157 | 0
HV HH Metered | 0 | 20511.2964 | 0 | 251630.0496 | 1230748.6287 | 99854.2159 | 1307466.3473 | 0 | 0
HV Sub HH Metered | 0 | 0 | 0 | 0 | 0 | 0 | 0 | 0 | 0
NHH UMS | 0 | 0 | 0 | 0 | 0 | 0 | 0 | 0 | 0
LV UMS (Pseudo HH Metered) | 0 | 0 | 0 | 0 | 0 | 0 | 0 | 0 | 0
2605. Contributions to aggregate maximum load by network level (kW)
Combine tables = x1 or x2
Data sources:
x1 = 2603. Capacity-based contributions to chargeable aggregate maximum load by network level (kW)
x2 = 2604. Unit-based contributions to chargeable aggregate maximum load (kW)
| GSPs | 132kV | 132kV/EHV | EHV | EHV/HV | 132kV/HV | HV | HV/LV | LV circuits
Domestic Unrestricted | 0 | 0 | 0 | 0 | 0 | 0 | 0 | 0 | 1438134.3562
Domestic Two Rate | 0 | 0 | 0 | 0 | 0 | 0 | 0 | 0 | 1249519.9515
Small Non Domestic Unrestricted | 0 | 0 | 0 | 0 | 0 | 0 | 0 | 0 | 387071.7825
Small Non Domestic Two Rate | 0 | 0 | 0 | 0 | 0 | 0 | 0 | 0 | 517158.5684
LV Medium Non-Domestic | 0 | 0 | 0 | 0 | 0 | 0 | 0 | 0 | 220172.3936
LV Sub Medium Non-Domestic | 0 | 0 | 0 | 0 | 0 | 0 | 0 | 0 | 0
HV Medium Non-Domestic | 0 | 148.5647 | 0 | 1822.5736 | 8914.3963 | 723.2509 | 9470.068 | 0 | 0
LV HH Metered | 0 | 0 | 0 | 0 | 0 | 0 | 305779.7209 | 1506446.5495 | 1431521.7547
LV Sub HH Metered | 0 | 0 | 0 | 0 | 0 | 0 | 8484.5973 | 8360 | 0
HV HH Metered | 0 | 38918.7641 | 0 | 477450.5891 | 2335260.2709 | 189466.4579 | 2480826.8277 | 0 | 0
HV Sub HH Metered | 0 | 0 | 0 | 0 | 0 | 0 | 0 | 0 | 0
NHH UMS | 0 | 0 | 0 | 0 | 0 | 0 | 0 | 0 | 0
LV UMS (Pseudo HH Metered) | 0 | 0 | 0 | 0 | 0 | 0 | 0 | 0 | 0
2606. Forecast chargeable aggregate maximum load (kW)
Cell summation =SUM(x1)
Data sources:
x1 = 2605. Contributions to aggregate maximum load by network level (kW)
| GSPs | 132kV | 132kV/EHV | EHV | EHV/HV | 132kV/HV | HV | HV/LV | LV circuits
Forecast chargeable aggregate maximum load (kW) | 0 | 39067.3288 | 0 | 479273.1628 | 2344174.6672 | 190189.7088 | 2804561.214 | 1514806.5495 | 5243578.8068
2607. Forecast simultaneous load subject to standing charge factors (kW)
Cell-by-cell calculation =x1*x2
Data sources:
x1 = 2505. Contributions of users on each tariff to system simultaneous maximum load by network level (kW)
x2 = 2602. Standing charges factors adapted to use 132kV/HV
| GSPs | 132kV | 132kV/EHV | EHV | EHV/HV | 132kV/HV | HV | HV/LV | LV circuits
Domestic Unrestricted | 0 | 0 | 0 | 0 | 0 | 0 | 0 | 0 | 1243758.8642
Domestic Two Rate | 0 | 0 | 0 | 0 | 0 | 0 | 0 | 0 | 970472.7455
Domestic Off Peak (related MPAN) | 0 | 0 | 0 | 0 | 0 | 0 | 0 | 0 | 12199.705
Small Non Domestic Unrestricted | 0 | 0 | 0 | 0 | 0 | 0 | 0 | 0 | 244362.5979
Small Non Domestic Two Rate | 0 | 0 | 0 | 0 | 0 | 0 | 0 | 0 | 392497.0808
Small Non Domestic Off Peak (related MPAN) | 0 | 0 | 0 | 0 | 0 | 0 | 0 | 0 | 319.6544
LV Medium Non-Domestic | 0 | 0 | 0 | 0 | 0 | 0 | 0 | 0 | 163807.3347
LV Sub Medium Non-Domestic | 0 | 0 | 0 | 0 | 0 | 0 | 0 | 0 | 0
HV Medium Non-Domestic | 0 | 103.9021 | 0 | 1295.2018 | 6334.9661 | 505.8219 | 6729.8511 | 0 | 0
LV HH Metered | 0 | 0 | 0 | 0 | 0 | 0 | 103811.0277 | 511432.7532 | 485996.0763
LV Sub HH Metered | 0 | 0 | 0 | 0 | 0 | 0 | 798.2101 | 786.4883 | 0
HV HH Metered | 0 | 17034.8503 | 0 | 210040.0192 | 1027327.4834 | 82929.9908 | 1091365.1097 | 0 | 0
HV Sub HH Metered | 0 | 0 | 0 | 0 | 0 | 0 | 0 | 0 | 0
NHH UMS | 0 | 0 | 0 | 0 | 0 | 0 | 0 | 0 | 0
LV UMS (Pseudo HH Metered) | 0 | 0 | 0 | 0 | 0 | 0 | 0 | 0 | 0
2608. Forecast simultaneous load replaced by standing charge (kW)
Cell summation =SUM(x1)
Data sources:
x1 = 2607. Forecast simultaneous load subject to standing charge factors (kW)
| GSPs | 132kV | 132kV/EHV | EHV | EHV/HV | 132kV/HV | HV | HV/LV | LV circuits
Forecast simultaneous load replaced by standing charge (kW) | 0 | 17138.7524 | 0 | 211335.221 | 1033662.4495 | 83435.8127 | 1202704.1987 | 512219.2415 | 3513414.0588
2609. Calculated LV diversity allowance
Cell-by-cell calculation =x1/x2-1
Data sources:
x1 = 2606. Forecast chargeable aggregate maximum load (kW)
x2 = 2608. Forecast simultaneous load replaced by standing charge (kW)
LV circuits
Calculated LV diversity allowance | 49.24%
2610. Network level mapping for diversity allowances
| GSPs | 132kV | 132kV/EHV | EHV | EHV/HV | 132kV/HV | HV | HV/LV | LV circuits
GSPs | 100% | 0% | 0% | 0% | 0% | 0% | 0% | 0% | 0%
132kV | 0% | 100% | 0% | 0% | 0% | 0% | 0% | 0% | 0%
132kV/EHV | 0% | 0% | 100% | 0% | 0% | 100% | 0% | 0% | 0%
EHV | 0% | 0% | 0% | 100% | 0% | 0% | 0% | 0% | 0%
EHV/HV | 0% | 0% | 0% | 0% | 100% | 0% | 0% | 0% | 0%
HV | 0% | 0% | 0% | 0% | 0% | 0% | 100% | 0% | 0%
HV/LV | 0% | 0% | 0% | 0% | 0% | 0% | 0% | 100% | 0%
LV circuits | 0% | 0% | 0% | 0% | 0% | 0% | 0% | 0% | 100%
2611. Diversity allowances including 132kV/HV
Sum-product calculation =SUMPRODUCT(x1, x2)
Data sources:
x1 = 2104. Diversity allowance between level exit and GSP Group (in Diversity calculations)
x2 = 2610. Network level mapping for diversity allowances
Diversity allowances including 132kV/HV
GSPs | 2.471%
132kV | 7.084%
132kV/EHV | 7.084%
EHV | 15.55%
EHV/HV | 15.55%
132kV/HV | 7.084%
HV | 54.83%
HV/LV | 54.83%
LV circuits | 0%
2612. Diversity allowances (including calculated LV value)
Combine tables = x1 or x2
Data sources:
x1 = 2609. Calculated LV diversity allowance
x2 = 2611. Diversity allowances including 132kV/HV
| GSPs | 132kV | 132kV/EHV | EHV | EHV/HV | 132kV/HV | HV | HV/LV | LV circuits
Diversity allowances (including calculated LV value) | 2.471% | 7.084% | 7.084% | 15.55% | 15.55% | 7.084% | 54.83% | 54.83% | 49.24%
2613. Forecast simultaneous maximum load (kW) adjusted for standing charges
Cell-by-cell calculation =x1-x2+x3/(1+x4)
Data sources:
x1 = 2506. Forecast system simultaneous maximum load (kW) from forecast units
x2 = 2608. Forecast simultaneous load replaced by standing charge (kW)
x3 = 2606. Forecast chargeable aggregate maximum load (kW)
x4 = 2612. Diversity allowances (including calculated LV value)
| GSPs | 132kV | 132kV/EHV | EHV | EHV/HV | 132kV/HV | HV | HV/LV | LV circuits
Forecast simultaneous maximum load (kW) adjusted for standing charges | 5119101.5903 | 5119134.4504 | 4709280.7682 | 4881414.3714 | 5580855.9866 | 467524.0102 | 5548235.0987 | 4251204.3262 | 3596401.9391

## Otex (hidden)
CDCM model 100: Other expenditure |  | WPD Mid East |  | 2015/16 |  | v1
2701. Operating expenditure coded by network level (£/year)
Combine tables = x1 or x2
Data sources:
x1 = 1055. Transmission exit charges (£/year)
x2 = Zero for levels other than transmission exit
| Transmission exit | Operating 132kV | Operating 132kV/EHV | Operating EHV | Operating EHV/HV | Operating 132kV/HV | Operating HV | Operating HV/LV | Operating LV circuits | Operating LV customer | Operating HV customer
Operating expenditure coded by network level (£/year) | 26235038.3929 | 0 | 0 | 0 | 0 | 0 | 0 | 0 | 0 | 0 | 0
2702. Network model assets (£) scaled by load forecast
Cell-by-cell calculation =IF(x1,x2*x3/x1/1000,0)
Data sources:
x1 = 2108. GSP simultaneous maximum load assumed through each network level (MW)
x2 = 2613. Forecast simultaneous maximum load (kW) adjusted for standing charges
x3 = 1020. Gross asset cost by network level (£)
| Assets 132kV | Assets 132kV/EHV | Assets EHV | Assets EHV/HV | Assets 132kV/HV | Assets HV | Assets HV/LV | Assets LV circuits
Network model assets (£) scaled by load forecast | 1341894685.4411 | 372402056.1722 | 388837130.8179 | 844484886.8384 | 77686107.6595 | 1345498881.4791 | 736261421.6858 | 681354496.188
2703. Annual consumption by tariff for unmetered users (MWh)
Copy cells = x1
Data sources:
x1 = 2407. All units (MWh)
Annual consumption by tariff for unmetered users (MWh)
NHH UMS | 89398.3116
LV UMS (Pseudo HH Metered) | 309108.2596
2704. Service model asset data
Data sources:
x1 = 2205. Service model assets by tariff (£)
x2 = 2305. MPANs (in Equivalent volume for each end user)
x3 = 2202. Asset £/(MWh/year) from LV service models
x4 = 2703. Annual consumption by tariff for unmetered users (MWh)
x5 = Service model assets (£) scaled by annual MWh (in Service model asset data)
x6 = Service model assets (£) scaled by user count (in Service model asset data)
x7 = Service model assets (£) scaled by annual MWh (in Service model asset data)
Kind: | Sum-product calculation |  | Sum-product calculation | Copy cells |  | Cell-by-cell calculation
Formula: | =SUMPRODUCT(x1, x2) |  | =SUMPRODUCT(x3, x4) | = x5 |  | =x6+x7
| Service model assets (£) scaled by user count |  |  | Service model assets (£) scaled by annual MWh |  | Service model assets (£)
| Assets LV customer | Assets HV customer | Service model assets (£) scaled by annual MWh | Assets LV customer | Assets HV customer | Assets LV customer | Assets HV customer
Service model asset data | 1499626902.3148 | 58431115.2469 | 124908439.3405 | 124908439.3405 |  | 1624535341.6553 | 58431115.2469
2705. Data for allocation of operating expenditure
Data sources:
x1 = 2702. Network model assets (£) scaled by load forecast
x2 = 2704. Service model assets (£) (in Service model asset data)
x3 = Model assets (£) scaled by demand forecast (in Data for allocation of operating expenditure)
Kind: | Combine tables | [10 empty] | Cell summation
Formula: | = x1 or x2 | [10 empty] | =SUM(x3)
Model assets (£) scaled by demand forecast
| GSPs | Assets 132kV | Assets 132kV/EHV | Assets EHV | Assets EHV/HV | Assets 132kV/HV | Assets HV | Assets HV/LV | Assets LV circuits | Assets LV customer | Assets HV customer | Denominator for allocation of operating expenditure
Data for allocation of operating expenditure |  | 1341894685.4411 | 372402056.1722 | 388837130.8179 | 844484886.8384 | 77686107.6595 | 1345498881.4791 | 736261421.6858 | 681354496.188 | 1624535341.6553 | 58431115.2469 | 7471386123.1842
2706. Amount of expenditure to be allocated according to asset values (£/year)
Cell-by-cell calculation =x1+x2+x3*x4
Data sources:
x1 = 1059. Direct cost (£/year) (in Other expenditure)
x2 = 1059. Network rates (£/year) (in Other expenditure)
x3 = 1059. Indirect cost (£/year) (in Other expenditure)
x4 = 1059. Indirect cost proportion (in Other expenditure)
Amount of expenditure to be allocated according to asset values (£/year)
Other expenditure | 148431366.2184
2707. Total operating expenditure by network level (£/year)
Cell-by-cell calculation =x1+x2/x3*x4
Data sources:
x1 = 2701. Operating expenditure coded by network level (£/year)
x2 = 2706. Amount of expenditure to be allocated according to asset values (£/year)
x3 = 2705. Denominator for allocation of operating expenditure (in Data for allocation of operating expenditure)
x4 = 2705. Model assets (£) scaled by demand forecast (in Data for allocation of operating expenditure)
| Transmission exit | Operating 132kV | Operating 132kV/EHV | Operating EHV | Operating EHV/HV | Operating 132kV/HV | Operating HV | Operating HV/LV | Operating LV circuits | Operating LV customer | Operating HV customer
Total operating expenditure by network level (£/year) | 26235038.3929 | 26658943.628 | 7398378.9713 | 7724888.7438 | 16777080.3754 | 1543362.223 | 26730546.9066 | 14627043.3508 | 13536227.0241 | 32274064.8464 | 1160830.1489
2708. Operating expenditure percentage by network level
Cell-by-cell calculation =IF(x1="","",IF(x1>0,x2/x1,0))
Data sources:
x1 = 2705. Model assets (£) scaled by demand forecast (in Data for allocation of operating expenditure)
x2 = 2707. Total operating expenditure by network level (£/year)
| Transmission exit | Operating 132kV | Operating 132kV/EHV | Operating EHV | Operating EHV/HV | Operating 132kV/HV | Operating HV | Operating HV/LV | Operating LV circuits | Operating LV customer | Operating HV customer
Operating expenditure percentage by network level |  | 1.987% | 1.987% | 1.987% | 1.987% | 1.987% | 1.987% | 1.987% | 1.987% | 1.987% | 1.987%
2709. Unit operating expenditure based on simultaneous maximum load (£/kW/year)
Cell-by-cell calculation =IF(x1>0,x2/x1,0)
Data sources:
x1 = 2613. Forecast simultaneous maximum load (kW) adjusted for standing charges
x2 = 2707. Total operating expenditure by network level (£/year)
| Transmission exit | Operating 132kV | Operating 132kV/EHV | Operating EHV | Operating EHV/HV | Operating 132kV/HV | Operating HV | Operating HV/LV | Operating LV circuits
Unit operating expenditure based on simultaneous maximum load (£/kW/year) | 5.1249 | 5.2077 | 1.571 | 1.5825 | 3.0062 | 3.3011 | 4.8178 | 3.4407 | 3.7638
2710. Operating expenditure for customer assets p/MPAN/day
Data sources:
x1 = 1010. Days in the charging period (in Financial and general assumptions)
x2 = 2708. Operating expenditure percentage by network level
x3 = 2205. Service model assets by tariff (£)
x4 = Operating expenditure p/MPAN/day by level (in Operating expenditure for customer assets p/MPAN/day)
Kind: | Cell-by-cell calculation |  | Cell summation
Formula: | =100/x1*x2*x3 |  | =SUM(x4)
Operating expenditure p/MPAN/day by level
| Operating LV customer | Operating HV customer | Operating expenditure for customer assets p/MPAN/day total
Domestic Unrestricted | 2.9019 | 0 | 2.9019
Domestic Two Rate | 2.9019 | 0 | 2.9019
Domestic Off Peak (related MPAN) | 0 | 0 | 0
Small Non Domestic Unrestricted | 4.2975 | 0 | 4.2975
Small Non Domestic Two Rate | 4.2975 | 0 | 4.2975
Small Non Domestic Off Peak (related MPAN) | 0 | 0 | 0
LV Medium Non-Domestic | 10.1373 | 0 | 10.1373
LV Sub Medium Non-Domestic | 10.1373 | 0 | 10.1373
HV Medium Non-Domestic | 0 | 101.9404 | 101.9404
LV HH Metered | 10.1373 | 0 | 10.1373
LV Sub HH Metered | 10.1373 | 0 | 10.1373
HV HH Metered | 0 | 101.9404 | 101.9404
HV Sub HH Metered | 0 | 101.9404 | 101.9404
NHH UMS | 0 | 0 | 0
LV UMS (Pseudo HH Metered) | 0 | 0 | 0
LV Generation NHH | 0 | 0 | 0
LV Sub Generation NHH | 0 | 0 | 0
LV Generation Intermittent | 0 | 0 | 0
LV Generation Non-Intermittent | 0 | 0 | 0
LV Sub Generation Intermittent | 0 | 0 | 0
LV Sub Generation Non-Intermittent | 0 | 0 | 0
HV Generation Intermittent | 0 | 17.5015 | 17.5015
HV Generation Non-Intermittent | 0 | 17.5015 | 17.5015
HV Sub Generation Non-Intermittent | 0 | 17.5015 | 17.5015
HV Sub Generation Intermittent | 0 | 17.5015 | 17.5015
2711. Operating expenditure for unmetered customer assets (p/kWh)
Cell-by-cell calculation =0.1*x1*x2
Data sources:
x1 = 2708. Operating expenditure percentage by network level
x2 = 2202. Asset £/(MWh/year) from LV service models
Operating LV customer
NHH UMS | 0.6227
LV UMS (Pseudo HH Metered) | 0.6227

## Contrib (hidden)
CDCM model 100: Customer contributions |  | WPD Mid East |  | 2015/16 |  | v1
This sheet calculates factors used to take account of the costs deemed to be covered by connection charges.
2801. Network level of supply (for customer contributions) by tariff
| LV network | LV substation | HV network | HV substation
Domestic Unrestricted | 100% | 0% | 0% | 0%
Domestic Two Rate | 100% | 0% | 0% | 0%
Domestic Off Peak (related MPAN) | 100% | 0% | 0% | 0%
Small Non Domestic Unrestricted | 100% | 0% | 0% | 0%
Small Non Domestic Two Rate | 100% | 0% | 0% | 0%
Small Non Domestic Off Peak (related MPAN) | 100% | 0% | 0% | 0%
LV Medium Non-Domestic | 100% | 0% | 0% | 0%
LV Sub Medium Non-Domestic | 0% | 100% | 0% | 0%
HV Medium Non-Domestic | 0% | 0% | 100% | 0%
LV HH Metered | 100% | 0% | 0% | 0%
LV Sub HH Metered | 0% | 100% | 0% | 0%
HV HH Metered | 0% | 0% | 100% | 0%
HV Sub HH Metered | 0% | 0% | 0% | 100%
NHH UMS | 100% | 0% | 0% | 0%
LV UMS (Pseudo HH Metered) | 100% | 0% | 0% | 0%
LV Generation NHH | 100% | 0% | 0% | 0%
LV Sub Generation NHH | 0% | 100% | 0% | 0%
LV Generation Intermittent | 100% | 0% | 0% | 0%
LV Generation Non-Intermittent | 100% | 0% | 0% | 0%
LV Sub Generation Intermittent | 0% | 100% | 0% | 0%
LV Sub Generation Non-Intermittent | 0% | 100% | 0% | 0%
HV Generation Intermittent | 0% | 0% | 100% | 0%
HV Generation Non-Intermittent | 0% | 0% | 100% | 0%
HV Sub Generation Non-Intermittent | 0% | 0% | 0% | 100%
HV Sub Generation Intermittent | 0% | 0% | 0% | 100%
2802. Contribution proportion by customer type and network level of assets (proportion of assets annuities deemed to be covered by customer contributions)
Cell-by-cell calculation =x1*(1-x2)
Data sources:
x1 = 1060. Customer contributions under current connection charging policy
x2 = 1010. Annuity proportion for customer-contributed assets (in Financial and general assumptions)
| LV network | LV substation | HV network | HV substation
Assets 132kV | 0% | 0% | 0% | 0%
Assets 132kV/EHV | 0% | 0% | 0% | 0%
Assets EHV | 0% | 0% | 6.542% | 6.542%
Assets EHV/HV | 0% | 0% | 35.16% | 35.16%
Assets 132kV/HV | 0% | 0% | 35.16% | 0%
Assets HV | 47.91% | 47.91% | 63.78% | 0%
Assets HV/LV | 70.89% | 70.89% | 0% | 0%
Assets LV circuits | 93.87% | 0% | 0% | 0%
2803. Contribution proportion by tariff and network level (proportion of assets annuities deemed to be covered by customer contributions)
Sum-product calculation =SUMPRODUCT(x1, x2)
Data sources:
x1 = 2801. Network level of supply (for customer contributions) by tariff
x2 = 2802. Contribution proportion by customer type and network level of assets (proportion of assets annuities deemed to be covered by customer contributions)
| Assets 132kV | Assets 132kV/EHV | Assets EHV | Assets EHV/HV | Assets 132kV/HV | Assets HV | Assets HV/LV | Assets LV circuits
Domestic Unrestricted | 0% | 0% | 0% | 0% | 0% | 47.91% | 70.89% | 93.87%
Domestic Two Rate | 0% | 0% | 0% | 0% | 0% | 47.91% | 70.89% | 93.87%
Domestic Off Peak (related MPAN) | 0% | 0% | 0% | 0% | 0% | 47.91% | 70.89% | 93.87%
Small Non Domestic Unrestricted | 0% | 0% | 0% | 0% | 0% | 47.91% | 70.89% | 93.87%
Small Non Domestic Two Rate | 0% | 0% | 0% | 0% | 0% | 47.91% | 70.89% | 93.87%
Small Non Domestic Off Peak (related MPAN) | 0% | 0% | 0% | 0% | 0% | 47.91% | 70.89% | 93.87%
LV Medium Non-Domestic | 0% | 0% | 0% | 0% | 0% | 47.91% | 70.89% | 93.87%
LV Sub Medium Non-Domestic | 0% | 0% | 0% | 0% | 0% | 47.91% | 70.89% | 0%
HV Medium Non-Domestic | 0% | 0% | 6.542% | 35.16% | 35.16% | 63.78% | 0% | 0%
LV HH Metered | 0% | 0% | 0% | 0% | 0% | 47.91% | 70.89% | 93.87%
LV Sub HH Metered | 0% | 0% | 0% | 0% | 0% | 47.91% | 70.89% | 0%
HV HH Metered | 0% | 0% | 6.542% | 35.16% | 35.16% | 63.78% | 0% | 0%
HV Sub HH Metered | 0% | 0% | 6.542% | 35.16% | 0% | 0% | 0% | 0%
NHH UMS | 0% | 0% | 0% | 0% | 0% | 47.91% | 70.89% | 93.87%
LV UMS (Pseudo HH Metered) | 0% | 0% | 0% | 0% | 0% | 47.91% | 70.89% | 93.87%
LV Generation NHH | 0% | 0% | 0% | 0% | 0% | 47.91% | 70.89% | 93.87%
LV Sub Generation NHH | 0% | 0% | 0% | 0% | 0% | 47.91% | 70.89% | 0%
LV Generation Intermittent | 0% | 0% | 0% | 0% | 0% | 47.91% | 70.89% | 93.87%
LV Generation Non-Intermittent | 0% | 0% | 0% | 0% | 0% | 47.91% | 70.89% | 93.87%
LV Sub Generation Intermittent | 0% | 0% | 0% | 0% | 0% | 47.91% | 70.89% | 0%
LV Sub Generation Non-Intermittent | 0% | 0% | 0% | 0% | 0% | 47.91% | 70.89% | 0%
HV Generation Intermittent | 0% | 0% | 6.542% | 35.16% | 35.16% | 63.78% | 0% | 0%
HV Generation Non-Intermittent | 0% | 0% | 6.542% | 35.16% | 35.16% | 63.78% | 0% | 0%
HV Sub Generation Non-Intermittent | 0% | 0% | 6.542% | 35.16% | 0% | 0% | 0% | 0%
HV Sub Generation Intermittent | 0% | 0% | 6.542% | 35.16% | 0% | 0% | 0% | 0%
2804. Proportion of annual charge covered by contributions (for all charging levels)
Combine tables = x1 or x2 or x3
Data sources:
x1 = Zero for operating expenditure
x2 = Zero for GSPs level
x3 = 2803. Contribution proportion by tariff and network level (proportion of assets annuities deemed to be covered by customer contributions)
| GSPs | Assets 132kV | Assets 132kV/EHV | Assets EHV | Assets EHV/HV | Assets 132kV/HV | Assets HV | Assets HV/LV | Assets LV circuits | Transmission exit | Operating 132kV | Operating 132kV/EHV | Operating EHV | Operating EHV/HV | Operating 132kV/HV | Operating HV | Operating HV/LV | Operating LV circuits
Domestic Unrestricted | 0% | 0% | 0% | 0% | 0% | 0% | 47.91% | 70.89% | 93.87% | 0% | 0% | 0% | 0% | 0% | 0% | 0% | 0% | 0%
Domestic Two Rate | 0% | 0% | 0% | 0% | 0% | 0% | 47.91% | 70.89% | 93.87% | 0% | 0% | 0% | 0% | 0% | 0% | 0% | 0% | 0%
Domestic Off Peak (related MPAN) | 0% | 0% | 0% | 0% | 0% | 0% | 47.91% | 70.89% | 93.87% | 0% | 0% | 0% | 0% | 0% | 0% | 0% | 0% | 0%
Small Non Domestic Unrestricted | 0% | 0% | 0% | 0% | 0% | 0% | 47.91% | 70.89% | 93.87% | 0% | 0% | 0% | 0% | 0% | 0% | 0% | 0% | 0%
Small Non Domestic Two Rate | 0% | 0% | 0% | 0% | 0% | 0% | 47.91% | 70.89% | 93.87% | 0% | 0% | 0% | 0% | 0% | 0% | 0% | 0% | 0%
Small Non Domestic Off Peak (related MPAN) | 0% | 0% | 0% | 0% | 0% | 0% | 47.91% | 70.89% | 93.87% | 0% | 0% | 0% | 0% | 0% | 0% | 0% | 0% | 0%
LV Medium Non-Domestic | 0% | 0% | 0% | 0% | 0% | 0% | 47.91% | 70.89% | 93.87% | 0% | 0% | 0% | 0% | 0% | 0% | 0% | 0% | 0%
LV Sub Medium Non-Domestic | 0% | 0% | 0% | 0% | 0% | 0% | 47.91% | 70.89% | 0% | 0% | 0% | 0% | 0% | 0% | 0% | 0% | 0% | 0%
HV Medium Non-Domestic | 0% | 0% | 0% | 6.542% | 35.16% | 35.16% | 63.78% | 0% | 0% | 0% | 0% | 0% | 0% | 0% | 0% | 0% | 0% | 0%
LV HH Metered | 0% | 0% | 0% | 0% | 0% | 0% | 47.91% | 70.89% | 93.87% | 0% | 0% | 0% | 0% | 0% | 0% | 0% | 0% | 0%
LV Sub HH Metered | 0% | 0% | 0% | 0% | 0% | 0% | 47.91% | 70.89% | 0% | 0% | 0% | 0% | 0% | 0% | 0% | 0% | 0% | 0%
HV HH Metered | 0% | 0% | 0% | 6.542% | 35.16% | 35.16% | 63.78% | 0% | 0% | 0% | 0% | 0% | 0% | 0% | 0% | 0% | 0% | 0%
HV Sub HH Metered | 0% | 0% | 0% | 6.542% | 35.16% | 0% | 0% | 0% | 0% | 0% | 0% | 0% | 0% | 0% | 0% | 0% | 0% | 0%
NHH UMS | 0% | 0% | 0% | 0% | 0% | 0% | 47.91% | 70.89% | 93.87% | 0% | 0% | 0% | 0% | 0% | 0% | 0% | 0% | 0%
LV UMS (Pseudo HH Metered) | 0% | 0% | 0% | 0% | 0% | 0% | 47.91% | 70.89% | 93.87% | 0% | 0% | 0% | 0% | 0% | 0% | 0% | 0% | 0%
LV Generation NHH | 0% | 0% | 0% | 0% | 0% | 0% | 47.91% | 70.89% | 93.87% | 0% | 0% | 0% | 0% | 0% | 0% | 0% | 0% | 0%
LV Sub Generation NHH | 0% | 0% | 0% | 0% | 0% | 0% | 47.91% | 70.89% | 0% | 0% | 0% | 0% | 0% | 0% | 0% | 0% | 0% | 0%
LV Generation Intermittent | 0% | 0% | 0% | 0% | 0% | 0% | 47.91% | 70.89% | 93.87% | 0% | 0% | 0% | 0% | 0% | 0% | 0% | 0% | 0%
LV Generation Non-Intermittent | 0% | 0% | 0% | 0% | 0% | 0% | 47.91% | 70.89% | 93.87% | 0% | 0% | 0% | 0% | 0% | 0% | 0% | 0% | 0%
LV Sub Generation Intermittent | 0% | 0% | 0% | 0% | 0% | 0% | 47.91% | 70.89% | 0% | 0% | 0% | 0% | 0% | 0% | 0% | 0% | 0% | 0%
LV Sub Generation Non-Intermittent | 0% | 0% | 0% | 0% | 0% | 0% | 47.91% | 70.89% | 0% | 0% | 0% | 0% | 0% | 0% | 0% | 0% | 0% | 0%
HV Generation Intermittent | 0% | 0% | 0% | 6.542% | 35.16% | 35.16% | 63.78% | 0% | 0% | 0% | 0% | 0% | 0% | 0% | 0% | 0% | 0% | 0%
HV Generation Non-Intermittent | 0% | 0% | 0% | 6.542% | 35.16% | 35.16% | 63.78% | 0% | 0% | 0% | 0% | 0% | 0% | 0% | 0% | 0% | 0% | 0%
HV Sub Generation Non-Intermittent | 0% | 0% | 0% | 6.542% | 35.16% | 0% | 0% | 0% | 0% | 0% | 0% | 0% | 0% | 0% | 0% | 0% | 0% | 0%
HV Sub Generation Intermittent | 0% | 0% | 0% | 6.542% | 35.16% | 0% | 0% | 0% | 0% | 0% | 0% | 0% | 0% | 0% | 0% | 0% | 0% | 0%

## Yard (hidden)
CDCM model 100: Yardsticks |  | WPD Mid East |  | 2015/16 |  | v1
This sheet calculates average p/kWh and p/kW/day charges that would apply if no costs were recovered through capacity or fixed charges.
2901. Unit cost at each level, £/kW/year (relative to system simultaneous maximum load)
Combine tables = x1 or x2
Data sources:
x1 = 2109. Network model annuity by simultaneous maximum load for each network level (£/kW/year)
x2 = 2709. Unit operating expenditure based on simultaneous maximum load (£/kW/year)
| GSPs | Assets 132kV | Assets 132kV/EHV | Assets EHV | Assets EHV/HV | Assets 132kV/HV | Assets HV | Assets HV/LV | Assets LV circuits | Transmission exit | Operating 132kV | Operating 132kV/EHV | Operating EHV | Operating EHV/HV | Operating 132kV/HV | Operating HV | Operating HV/LV | Operating LV circuits
Unit cost at each level, £/kW/year (relative to system simultaneous maximum load) |  | 16.5513 | 4.9931 | 5.0296 | 9.5544 | 10.4918 | 15.3123 | 10.9353 | 11.9623 | 5.1249 | 5.2077 | 1.571 | 1.5825 | 3.0062 | 3.3011 | 4.8178 | 3.4407 | 3.7638
2902. Pay-as-you-go yardstick unit costs by charging level (p/kWh)
Cell-by-cell calculation =x1*x2*x3*(1-x4)/(24*x5)*100
Data sources:
x1 = 2901. Unit cost at each level, £/kW/year (relative to system simultaneous maximum load)
x2 = 2302. Load coefficient
x3 = 2012. Loss adjustment factors between end user meter reading and each network level, scaled by network use
x4 = 2804. Proportion of annual charge covered by contributions (for all charging levels)
x5 = 1010. Days in the charging period (in Financial and general assumptions)
| GSPs | Assets 132kV | Assets 132kV/EHV | Assets EHV | Assets EHV/HV | Assets 132kV/HV | Assets HV | Assets HV/LV | Assets LV circuits | Transmission exit | Operating 132kV | Operating 132kV/EHV | Operating EHV | Operating EHV/HV | Operating 132kV/HV | Operating HV | Operating HV/LV | Operating LV circuits
Domestic Unrestricted | 0 | 0.44609 | 0.12429 | 0.1248 | 0.23191 | 0.020662 | 0.20566 | 0.08087 | 0.0177 | 0.13832 | 0.14036 | 0.039106 | 0.039267 | 0.072968 | 0.006501 | 0.12423 | 0.087417 | 0.090871
Domestic Two Rate | 0 | 0.39588 | 0.1103 | 0.11075 | 0.20581 | 0.018336 | 0.18251 | 0.071768 | 0.015708 | 0.12275 | 0.12456 | 0.034705 | 0.034847 | 0.064755 | 0.0057692 | 0.11025 | 0.077578 | 0.080643
Domestic Off Peak (related MPAN) | 0 | 0 | 0 | 0 | 0 | 0 | 0 | 0 | 0 | 0 | 0 | 0 | 0 | 0 | 0 | 0 | 0 | 0
Small Non Domestic Unrestricted | 0 | 0.39148 | 0.10907 | 0.10952 | 0.20352 | 0.018132 | 0.18048 | 0.07097 | 0.015533 | 0.12139 | 0.12317 | 0.034318 | 0.034459 | 0.064034 | 0.005705 | 0.10902 | 0.076715 | 0.079746
Small Non Domestic Two Rate | 0 | 0.319 | 0.088879 | 0.089245 | 0.16584 | 0.014775 | 0.14707 | 0.057831 | 0.012657 | 0.098914 | 0.10037 | 0.027965 | 0.02808 | 0.05218 | 0.0046489 | 0.088838 | 0.062512 | 0.064982
Small Non Domestic Off Peak (related MPAN) | 0 | 0 | 0 | 0 | 0 | 0 | 0 | 0 | 0 | 0 | 0 | 0 | 0 | 0 | 0 | 0 | 0 | 0
LV Medium Non-Domestic | 0 | 0.31654 | 0.088193 | 0.088556 | 0.16456 | 0.014661 | 0.14593 | 0.057385 | 0.01256 | 0.098151 | 0.099596 | 0.027749 | 0.027863 | 0.051777 | 0.004613 | 0.088153 | 0.06203 | 0.064481
LV Sub Medium Non-Domestic | 0 | 0.3008 | 0.083807 | 0.084151 | 0.15638 | 0.013932 | 0.13867 | 0.05453 | 0 | 0.093269 | 0.094643 | 0.026369 | 0.026477 | 0.049202 | 0.0043836 | 0.083768 | 0.058945 | 0
HV Medium Non-Domestic | 0 | 0.31459 | 0.087649 | 0.082252 | 0.10604 | 0.0094472 | 0.10084 | 0 | 0 | 0.097545 | 0.098982 | 0.027578 | 0.027691 | 0.051457 | 0.0045845 | 0.087609 | 0 | 0
LV HH Metered | 0 | 0.29495 | 0.082176 | 0.082514 | 0.15333 | 0.013661 | 0.13598 | 0.05347 | 0.011703 | 0.091454 | 0.092801 | 0.025856 | 0.025962 | 0.048245 | 0.0042983 | 0.082138 | 0.057798 | 0.060082
LV Sub HH Metered | 0 | 0.28028 | 0.078089 | 0.07841 | 0.14571 | 0.012981 | 0.12921 | 0.05081 | 0 | 0.086906 | 0.088186 | 0.02457 | 0.024671 | 0.045845 | 0.0040845 | 0.078053 | 0.054923 | 0
HV HH Metered | 0 | 0.22762 | 0.063418 | 0.059512 | 0.076722 | 0.0068354 | 0.072962 | 0 | 0 | 0.070577 | 0.071617 | 0.019954 | 0.020036 | 0.037231 | 0.0033171 | 0.063388 | 0 | 0
HV Sub HH Metered | 0 | 0.22366 | 0.067371 | 0.063222 | 0.081504 | 0 | 0 | 0 | 0 | 0.06935 | 0.070372 | 0.021198 | 0.021285 | 0.039552 | 0 | 0 | 0 | 0
NHH UMS | 0 | 0.41935 | 0.11684 | 0.11732 | 0.21801 | 0.019423 | 0.19333 | 0.076023 | 0.016639 | 0.13003 | 0.13194 | 0.036762 | 0.036913 | 0.068594 | 0.0061112 | 0.11678 | 0.082177 | 0.085424
LV UMS (Pseudo HH Metered) | 0 | 0.41935 | 0.11684 | 0.11732 | 0.21801 | 0.019423 | 0.19333 | 0.076023 | 0.016639 | 0.13003 | 0.13194 | 0.036762 | 0.036913 | 0.068594 | 0.0061112 | 0.11678 | 0.082177 | 0.085424
LV Generation NHH | 0 | -0.21092 | -0.058767 | -0.059008 | -0.10965 | -0.0097693 | -0.097239 | -0.038237 | 0 | -0.065401 | -0.066365 | -0.01849 | -0.018566 | -0.034501 | -0.0030738 | -0.058739 | -0.041333 | 0
LV Sub Generation NHH | 0 | -0.20043 | -0.055844 | -0.056073 | -0.1042 | -0.0092834 | -0.092403 | 0 | 0 | -0.062149 | -0.063064 | -0.017571 | -0.017643 | -0.032785 | -0.0029209 | -0.055818 | 0 | 0
LV Generation Intermittent | 0 | -0.21092 | -0.058767 | -0.059008 | -0.10965 | -0.0097693 | -0.097239 | -0.038237 | 0 | -0.065401 | -0.066365 | -0.01849 | -0.018566 | -0.034501 | -0.0030738 | -0.058739 | -0.041333 | 0
LV Generation Non-Intermittent | 0 | -0.21092 | -0.058767 | -0.059008 | -0.10965 | -0.0097693 | -0.097239 | -0.038237 | 0 | -0.065401 | -0.066365 | -0.01849 | -0.018566 | -0.034501 | -0.0030738 | -0.058739 | -0.041333 | 0
LV Sub Generation Intermittent | 0 | -0.20043 | -0.055844 | -0.056073 | -0.1042 | -0.0092834 | -0.092403 | 0 | 0 | -0.062149 | -0.063064 | -0.017571 | -0.017643 | -0.032785 | -0.0029209 | -0.055818 | 0 | 0
LV Sub Generation Non-Intermittent | 0 | -0.20043 | -0.055844 | -0.056073 | -0.1042 | -0.0092834 | -0.092403 | 0 | 0 | -0.062149 | -0.063064 | -0.017571 | -0.017643 | -0.032785 | -0.0029209 | -0.055818 | 0 | 0
HV Generation Intermittent | 0 | -0.19749 | -0.055024 | -0.051635 | -0.066567 | -0.0059307 | 0 | 0 | 0 | -0.061236 | -0.062138 | -0.017313 | -0.017384 | -0.032304 | -0.002878 | 0 | 0 | 0
HV Generation Non-Intermittent | 0 | -0.19749 | -0.055024 | -0.051635 | -0.066567 | -0.0059307 | 0 | 0 | 0 | -0.061236 | -0.062138 | -0.017313 | -0.017384 | -0.032304 | -0.002878 | 0 | 0 | 0
HV Sub Generation Non-Intermittent | 0 | -0.19406 | -0.058454 | -0.054854 | 0 | 0 | 0 | 0 | 0 | -0.060171 | -0.061057 | -0.018392 | -0.018467 | 0 | 0 | 0 | 0 | 0
HV Sub Generation Intermittent | 0 | -0.19406 | -0.058454 | -0.054854 | 0 | 0 | 0 | 0 | 0 | -0.060171 | -0.061057 | -0.018392 | -0.018467 | 0 | 0 | 0 | 0 | 0
2903. Pay-as-you-go unit rate 1 p/kWh
Data sources:
x1 = 2414. Unit rate 1 pseudo load coefficient by network level
x2 = 2901. Unit cost at each level, £/kW/year (relative to system simultaneous maximum load)
x3 = 2012. Loss adjustment factors between end user meter reading and each network level, scaled by network use
x4 = 2804. Proportion of annual charge covered by contributions (for all charging levels)
x5 = 1010. Days in the charging period (in Financial and general assumptions)
x6 = Contributions to pay-as-you-go unit rate 1 (p/kWh) (in Pay-as-you-go unit rate 1 p/kWh)
Kind: | Cell-by-cell calculation | [17 empty] | Cell summation
Formula: | =x1*x2*x3*(1-x4)*100/(24*x5) | [17 empty] | =SUM(x6)
Contributions to pay-as-you-go unit rate 1 (p/kWh)
| GSPs | Assets 132kV | Assets 132kV/EHV | Assets EHV | Assets EHV/HV | Assets 132kV/HV | Assets HV | Assets HV/LV | Assets LV circuits | Transmission exit | Operating 132kV | Operating 132kV/EHV | Operating EHV | Operating EHV/HV | Operating 132kV/HV | Operating HV | Operating HV/LV | Operating LV circuits | Pay-as-you-go unit rate 1 (p/kWh)
Domestic Two Rate | 0 | 0.56326 | 0.15693 | 0.15065 | 0.27996 | 0.026088 | 0.24826 | 0.097625 | 0.021367 | 0.18416 | 0.17722 | 0.049377 | 0.047402 | 0.088085 | 0.0082084 | 0.14997 | 0.10553 | 0.1097 | 2.4638
Domestic Off Peak (related MPAN) | 0 | 0.091671 | 0.025541 | 0.03193 | 0.059334 | 0.0042459 | 0.052618 | 0.020691 | 0.0045286 | 0.018486 | 0.028843 | 0.0080362 | 0.010046 | 0.018669 | 0.0013359 | 0.031785 | 0.022366 | 0.023249 | 0.45338
Small Non Domestic Two Rate | 0 | 0.4312 | 0.12014 | 0.12081 | 0.22449 | 0.019972 | 0.19908 | 0.078283 | 0.017134 | 0.13111 | 0.13567 | 0.037801 | 0.03801 | 0.070633 | 0.0062839 | 0.12026 | 0.08462 | 0.087963 | 1.9235
Small Non Domestic Off Peak (related MPAN) | 0 | 0.0599 | 0.016689 | 0.021336 | 0.039648 | 0.0027744 | 0.03516 | 0.013826 | 0.0030261 | 0.012407 | 0.018847 | 0.0052511 | 0.0067133 | 0.012475 | 0.00087293 | 0.021239 | 0.014945 | 0.015536 | 0.30065
LV Medium Non-Domestic | 0 | 0.40877 | 0.11389 | 0.11423 | 0.21227 | 0.018933 | 0.18824 | 0.074021 | 0.016201 | 0.12454 | 0.12861 | 0.035834 | 0.035941 | 0.066788 | 0.005957 | 0.11371 | 0.080014 | 0.083175 | 1.8211
LV Sub Medium Non-Domestic | 0 | 0.31183 | 0.086881 | 0.087141 | 0.16193 | 0.014443 | 0.1436 | 0.056468 | 0 | 0.095009 | 0.098115 | 0.027336 | 0.027418 | 0.05095 | 0.0045444 | 0.086745 | 0.061039 | 0 | 1.3135
HV Medium Non-Domestic | 0 | 0.42286 | 0.11782 | 0.11141 | 0.14363 | 0.012699 | 0.13659 | 0 | 0 | 0.12687 | 0.13305 | 0.03707 | 0.037508 | 0.069699 | 0.0061624 | 0.11867 | 0 | 0 | 1.474
LV HH Metered | 0 | 2.1819 | 0.60792 | 0.50568 | 0.93968 | 0.10106 | 0.8333 | 0.32768 | 0.071719 | 0.84303 | 0.68653 | 0.19128 | 0.15911 | 0.29566 | 0.031798 | 0.50337 | 0.35421 | 0.3682 | 9.0022
LV Sub HH Metered | 0 | 2.0027 | 0.558 | 0.46415 | 0.8625 | 0.092761 | 0.76487 | 0.30077 | 0 | 0.7738 | 0.63014 | 0.17557 | 0.14604 | 0.27138 | 0.029186 | 0.46203 | 0.32512 | 0 | 7.8591
HV HH Metered | 0 | 1.8392 | 0.51243 | 0.39836 | 0.51355 | 0.055232 | 0.48838 | 0 | 0 | 0.7106 | 0.57868 | 0.16123 | 0.13411 | 0.24922 | 0.026803 | 0.4243 | 0 | 0 | 6.0921
HV Sub HH Metered | 0 | 1.7423 | 0.52483 | 0.408 | 0.52598 | 0 | 0 | 0 | 0 | 0.67318 | 0.54821 | 0.16513 | 0.13736 | 0.25525 | 0 | 0 | 0 | 0 | 4.9803
LV UMS (Pseudo HH Metered) | 0 | 5.6956 | 1.5869 | 1.32 | 2.4529 | 0.2638 | 2.1752 | 0.85535 | 0.18721 | 2.2006 | 1.7921 | 0.4993 | 0.41532 | 0.77177 | 0.083002 | 1.314 | 0.9246 | 0.96113 | 23.4986
LV Generation Non-Intermittent | 0 | -1.8938 | -0.52764 | -0.43889 | -0.81558 | -0.087714 | -0.72325 | -0.2844 | 0 | -0.73169 | -0.59586 | -0.16602 | -0.13809 | -0.25661 | -0.027598 | -0.43689 | -0.30743 | 0 | -7.4314
LV Sub Generation Non-Intermittent | 0 | -1.7996 | -0.50139 | -0.41706 | -0.77501 | -0.083351 | -0.68728 | 0 | 0 | -0.6953 | -0.56622 | -0.15776 | -0.13122 | -0.24385 | -0.026226 | -0.41517 | 0 | 0 | -6.4994
HV Generation Non-Intermittent | 0 | -1.7732 | -0.49403 | -0.38406 | -0.49512 | -0.053249 | 0 | 0 | 0 | -0.68509 | -0.55791 | -0.15544 | -0.1293 | -0.24027 | -0.025841 | 0 | 0 | 0 | -4.9935
HV Sub Generation Non-Intermittent | 0 | -1.7423 | -0.52483 | -0.408 | 0 | 0 | 0 | 0 | 0 | -0.67318 | -0.54821 | -0.16513 | -0.13736 | 0 | 0 | 0 | 0 | 0 | -4.199
2904. Pay-as-you-go unit rate 2 p/kWh
Data sources:
x1 = 2415. Unit rate 2 pseudo load coefficient by network level
x2 = 2901. Unit cost at each level, £/kW/year (relative to system simultaneous maximum load)
x3 = 2012. Loss adjustment factors between end user meter reading and each network level, scaled by network use
x4 = 2804. Proportion of annual charge covered by contributions (for all charging levels)
x5 = 1010. Days in the charging period (in Financial and general assumptions)
x6 = Contributions to pay-as-you-go unit rate 2 (p/kWh) (in Pay-as-you-go unit rate 2 p/kWh)
Kind: | Cell-by-cell calculation | [17 empty] | Cell summation
Formula: | =x1*x2*x3*(1-x4)*100/(24*x5) | [17 empty] | =SUM(x6)
Contributions to pay-as-you-go unit rate 2 (p/kWh)
| GSPs | Assets 132kV | Assets 132kV/EHV | Assets EHV | Assets EHV/HV | Assets 132kV/HV | Assets HV | Assets HV/LV | Assets LV circuits | Transmission exit | Operating 132kV | Operating 132kV/EHV | Operating EHV | Operating EHV/HV | Operating 132kV/HV | Operating HV | Operating HV/LV | Operating LV circuits | Pay-as-you-go unit rate 2 (p/kWh)
Domestic Two Rate | 0 | 0.0077754 | 0.0021664 | 0.0064305 | 0.011949 | 0.00036013 | 0.010597 | 0.004167 | 0.00091202 | 0 | 0.0024464 | 0.00068162 | 0.0020233 | 0.0037598 | 0.00011331 | 0.0064012 | 0.0045043 | 0.0046823 | 0.06897
Small Non Domestic Two Rate | 0 | 0.0066462 | 0.0018517 | 0.0054966 | 0.010214 | 0.00030783 | 0.0090579 | 0.0035618 | 0.00077957 | 0 | 0.0020912 | 0.00058263 | 0.0017294 | 0.0032138 | 9.6856e-05 | 0.0054716 | 0.0038502 | 0.0040023 | 0.058954
LV Medium Non-Domestic | 0 | 0.0058983 | 0.0016434 | 0.0048781 | 0.0090647 | 0.00027319 | 0.0080386 | 0.003161 | 0.00069185 | 0 | 0.0018558 | 0.00051707 | 0.0015348 | 0.0028521 | 8.5957e-05 | 0.0048559 | 0.0034169 | 0.0035519 | 0.05232
LV Sub Medium Non-Domestic | 0 | 0.0044996 | 0.0012537 | 0.0037213 | 0.0069151 | 0.00020841 | 0.0061323 | 0.0024114 | 0 | 0 | 0.0014157 | 0.00039445 | 0.0011709 | 0.0021758 | 6.5573e-05 | 0.0037043 | 0.0026066 | 0 | 0.036675
HV Medium Non-Domestic | 0 | 0.0061159 | 0.001704 | 0.0047271 | 0.0060941 | 0.00018366 | 0.0057954 | 0 | 0 | 0 | 0.0019243 | 0.00053614 | 0.0015914 | 0.0029573 | 8.9127e-05 | 0.005035 | 0 | 0 | 0.036753
LV HH Metered | 0 | 0.14297 | 0.039834 | 0.06422 | 0.11934 | 0.0066219 | 0.10583 | 0.041615 | 0.0091081 | 0 | 0.044984 | 0.012533 | 0.020206 | 0.037548 | 0.0020835 | 0.063927 | 0.044984 | 0.046761 | 0.80256
LV Sub HH Metered | 0 | 0.13123 | 0.036562 | 0.058946 | 0.10954 | 0.006078 | 0.097137 | 0.038197 | 0 | 0 | 0.041289 | 0.011504 | 0.018547 | 0.034465 | 0.0019124 | 0.058677 | 0.041289 | 0 | 0.68537
HV HH Metered | 0 | 0.12051 | 0.033576 | 0.050591 | 0.06522 | 0.003619 | 0.062024 | 0 | 0 | 0 | 0.037917 | 0.010564 | 0.017032 | 0.03165 | 0.0017562 | 0.053885 | 0 | 0 | 0.48835
HV Sub HH Metered | 0 | 0.11416 | 0.034389 | 0.051815 | 0.066798 | 0 | 0 | 0 | 0 | 0 | 0.035921 | 0.01082 | 0.017444 | 0.032416 | 0 | 0 | 0 | 0 | 0.36377
LV UMS (Pseudo HH Metered) | 0 | 0.3732 | 0.10398 | 0.16764 | 0.31151 | 0.017285 | 0.27625 | 0.10863 | 0.023775 | 0 | 0.11742 | 0.032716 | 0.052745 | 0.098013 | 0.0054386 | 0.16687 | 0.11742 | 0.12206 | 2.0949
LV Generation Non-Intermittent | 0 | -0.12409 | -0.034573 | -0.055739 | -0.10358 | -0.0057473 | -0.091851 | -0.036119 | 0 | 0 | -0.039043 | -0.010878 | -0.017538 | -0.032589 | -0.0018083 | -0.055485 | -0.039043 | 0 | -0.64808
LV Sub Generation Non-Intermittent | 0 | -0.11792 | -0.032853 | -0.052966 | -0.098425 | -0.0054615 | -0.087283 | 0 | 0 | 0 | -0.037101 | -0.010337 | -0.016665 | -0.030968 | -0.0017184 | -0.052725 | 0 | 0 | -0.54442
HV Generation Non-Intermittent | 0 | -0.11618 | -0.032371 | -0.048774 | -0.062879 | -0.0034891 | 0 | 0 | 0 | 0 | -0.036556 | -0.010185 | -0.016421 | -0.030514 | -0.0016932 | 0 | 0 | 0 | -0.35907
HV Sub Generation Non-Intermittent | 0 | -0.11416 | -0.034389 | -0.051815 | 0 | 0 | 0 | 0 | 0 | 0 | -0.035921 | -0.01082 | -0.017444 | 0 | 0 | 0 | 0 | 0 | -0.26455
2905. Pay-as-you-go unit rate 3 p/kWh
Data sources:
x1 = 2416. Unit rate 3 pseudo load coefficient by network level
x2 = 2901. Unit cost at each level, £/kW/year (relative to system simultaneous maximum load)
x3 = 2012. Loss adjustment factors between end user meter reading and each network level, scaled by network use
x4 = 2804. Proportion of annual charge covered by contributions (for all charging levels)
x5 = 1010. Days in the charging period (in Financial and general assumptions)
x6 = Contributions to pay-as-you-go unit rate 3 (p/kWh) (in Pay-as-you-go unit rate 3 p/kWh)
Kind: | Cell-by-cell calculation | [17 empty] | Cell summation
Formula: | =x1*x2*x3*(1-x4)*100/(24*x5) | [17 empty] | =SUM(x6)
Contributions to pay-as-you-go unit rate 3 (p/kWh)
| GSPs | Assets 132kV | Assets 132kV/EHV | Assets EHV | Assets EHV/HV | Assets 132kV/HV | Assets HV | Assets HV/LV | Assets LV circuits | Transmission exit | Operating 132kV | Operating 132kV/EHV | Operating EHV | Operating EHV/HV | Operating 132kV/HV | Operating HV | Operating HV/LV | Operating LV circuits | Pay-as-you-go unit rate 3 (p/kWh)
LV HH Metered | 0 | 0.0054556 | 0.00152 | 0.0045119 | 0.0083843 | 0.00025269 | 0.0074352 | 0.0029238 | 0.00063992 | 0 | 0.0017165 | 0.00047826 | 0.0014196 | 0.002638 | 7.9505e-05 | 0.0044914 | 0.0031604 | 0.0032853 | 0.048393
LV Sub HH Metered | 0 | 0.0050075 | 0.0013952 | 0.0041414 | 0.0076958 | 0.00023193 | 0.0068246 | 0.0026836 | 0 | 0 | 0.0015756 | 0.00043898 | 0.001303 | 0.0024214 | 7.2976e-05 | 0.0041225 | 0.0029009 | 0 | 0.040815
HV HH Metered | 0 | 0.0045986 | 0.0012812 | 0.0035544 | 0.0045822 | 0.0001381 | 0.0043576 | 0 | 0 | 0 | 0.0014469 | 0.00040313 | 0.0011966 | 0.0022236 | 6.7016e-05 | 0.0037859 | 0 | 0 | 0.027635
HV Sub HH Metered | 0 | 0.0043564 | 0.0013122 | 0.0036404 | 0.0046931 | 0 | 0 | 0 | 0 | 0 | 0.0013707 | 0.00041288 | 0.0012256 | 0.0022774 | 0 | 0 | 0 | 0 | 0.019289
LV UMS (Pseudo HH Metered) | 0 | 0.014241 | 0.0039677 | 0.011778 | 0.021886 | 0.00065959 | 0.019408 | 0.007632 | 0.0016704 | 0 | 0.0044807 | 0.0012484 | 0.0037057 | 0.0068862 | 0.00020753 | 0.011724 | 0.0082498 | 0.0085757 | 0.12632
LV Generation Non-Intermittent | 0 | -0.0047351 | -0.0013193 | -0.0039161 | -0.007277 | -0.00021931 | -0.0064533 | -0.0025376 | 0 | 0 | -0.0014898 | -0.0004151 | -0.0012321 | -0.0022896 | -6.9005e-05 | -0.0038982 | -0.002743 | 0 | -0.038595
LV Sub Generation Non-Intermittent | 0 | -0.0044996 | -0.0012537 | -0.0037213 | -0.0069151 | -0.00020841 | -0.0061323 | 0 | 0 | 0 | -0.0014157 | -0.00039445 | -0.0011709 | -0.0021758 | -6.5573e-05 | -0.0037043 | 0 | 0 | -0.031657
HV Generation Non-Intermittent | 0 | -0.0044335 | -0.0012352 | -0.0034268 | -0.0044177 | -0.00013314 | 0 | 0 | 0 | 0 | -0.001395 | -0.00038866 | -0.0011537 | -0.0021438 | -6.461e-05 | 0 | 0 | 0 | -0.018792
HV Sub Generation Non-Intermittent | 0 | -0.0043564 | -0.0013122 | -0.0036404 | 0 | 0 | 0 | 0 | 0 | 0 | -0.0013707 | -0.00041288 | -0.0012256 | 0 | 0 | 0 | 0 | 0 | -0.012318

## Standing (hidden)
CDCM model 100: Allocation to standing charges |  | WPD Mid East |  | 2015/16 |  | v1
This sheet reallocates some costs from unit charges to fixed or capacity charges, for demand users only.
3001. Costs based on aggregate maximum load (£/kW/year)
Cell-by-cell calculation =x1/(1+x2)
Data sources:
x1 = 2901. Unit cost at each level, £/kW/year (relative to system simultaneous maximum load)
x2 = 2612. Diversity allowances (including calculated LV value)
| GSPs | Assets 132kV | Assets 132kV/EHV | Assets EHV | Assets EHV/HV | Assets 132kV/HV | Assets HV | Assets HV/LV | Assets LV circuits | Transmission exit | Operating 132kV | Operating 132kV/EHV | Operating EHV | Operating EHV/HV | Operating 132kV/HV | Operating HV | Operating HV/LV | Operating LV circuits
Costs based on aggregate maximum load (£/kW/year) | 0 | 15.4564 | 4.6628 | 4.3529 | 8.2689 | 9.7977 | 9.8897 | 7.0627 | 8.0153 | 5.0013 | 4.8632 | 1.4671 | 1.3696 | 2.6017 | 3.0828 | 3.1117 | 2.2222 | 2.5219
3002. Capacity elements p/kVA/day
This calculation uses aggregate maximum load and no coincidence factor.
Cell-by-cell calculation =100*x1*x2*x3*x4/x5*(1-x6)
Data sources:
x1 = 2602. Standing charges factors adapted to use 132kV/HV
x2 = 2012. Loss adjustment factors between end user meter reading and each network level, scaled by network use
x3 = 3001. Costs based on aggregate maximum load (£/kW/year)
x4 = 1010. Power factor for all flows in the network model (in Financial and general assumptions)
x5 = 1010. Days in the charging period (in Financial and general assumptions)
x6 = 2804. Proportion of annual charge covered by contributions (for all charging levels)
| GSPs | Assets 132kV | Assets 132kV/EHV | Assets EHV | Assets EHV/HV | Assets 132kV/HV | Assets HV | Assets HV/LV | Assets LV circuits | Transmission exit | Operating 132kV | Operating 132kV/EHV | Operating EHV | Operating EHV/HV | Operating 132kV/HV | Operating HV | Operating HV/LV | Operating LV circuits
Domestic Unrestricted | 0 | 0 | 0 | 0 | 0 | 0 | 0 | 0 | 0.12785 | 0 | 0 | 0 | 0 | 0 | 0 | 0 | 0 | 0.65639
Domestic Two Rate | 0 | 0 | 0 | 0 | 0 | 0 | 0 | 0 | 0.12785 | 0 | 0 | 0 | 0 | 0 | 0 | 0 | 0 | 0.65639
Domestic Off Peak (related MPAN) | 0 | 0 | 0 | 0 | 0 | 0 | 0 | 0 | 0.12785 | 0 | 0 | 0 | 0 | 0 | 0 | 0 | 0 | 0.65639
Small Non Domestic Unrestricted | 0 | 0 | 0 | 0 | 0 | 0 | 0 | 0 | 0.12785 | 0 | 0 | 0 | 0 | 0 | 0 | 0 | 0 | 0.65639
Small Non Domestic Two Rate | 0 | 0 | 0 | 0 | 0 | 0 | 0 | 0 | 0.12785 | 0 | 0 | 0 | 0 | 0 | 0 | 0 | 0 | 0.65639
Small Non Domestic Off Peak (related MPAN) | 0 | 0 | 0 | 0 | 0 | 0 | 0 | 0 | 0.12785 | 0 | 0 | 0 | 0 | 0 | 0 | 0 | 0 | 0.65639
LV Medium Non-Domestic | 0 | 0 | 0 | 0 | 0 | 0 | 0 | 0 | 0.12785 | 0 | 0 | 0 | 0 | 0 | 0 | 0 | 0 | 0.65639
LV Sub Medium Non-Domestic | 0 | 0 | 0 | 0 | 0 | 0 | 0 | 0.53507 | 0 | 0 | 0 | 0 | 0 | 0 | 0 | 0 | 0.57839 | 0
HV Medium Non-Domestic | 0 | 0.063111 | 0 | 0.20378 | 1.3135 | 0.12627 | 0.93221 | 0 | 0 | 0 | 0.019857 | 0 | 0.068605 | 0.63743 | 0.061278 | 0.80989 | 0 | 0
LV HH Metered | 0 | 0 | 0 | 0 | 0 | 0 | 0.28638 | 0.56308 | 0.12785 | 0 | 0 | 0 | 0 | 0 | 0 | 0.173 | 0.60866 | 0.65639
LV Sub HH Metered | 0 | 0 | 0 | 0 | 0 | 0 | 1.3607 | 0.53507 | 0 | 0 | 0 | 0 | 0 | 0 | 0 | 0.82196 | 0.57839 | 0
HV HH Metered | 0 | 0.063111 | 0 | 0.20378 | 1.3135 | 0.12627 | 0.93221 | 0 | 0 | 0 | 0.019857 | 0 | 0.068605 | 0.63743 | 0.061278 | 0.80989 | 0 | 0
HV Sub HH Metered | 0 | 0 | 0 | 1.0824 | 1.3954 | 0 | 0 | 0 | 0 | 0 | 0 | 0 | 0.36441 | 0.67716 | 0 | 0 | 0 | 0
NHH UMS | 0 | 0 | 0 | 0 | 0 | 0 | 0 | 0 | 0 | 0 | 0 | 0 | 0 | 0 | 0 | 0 | 0 | 0
LV UMS (Pseudo HH Metered) | 0 | 0 | 0 | 0 | 0 | 0 | 0 | 0 | 0 | 0 | 0 | 0 | 0 | 0 | 0 | 0 | 0 | 0
3003. Yardstick unit rate p/kWh (taking account of standing charges)
Data sources:
x1 = 2602. Standing charges factors adapted to use 132kV/HV
x2 = 2902. Pay-as-you-go yardstick unit costs by charging level (p/kWh)
x3 = Yardstick components p/kWh (taking account of standing charges) (in Yardstick unit rate p/kWh (taking account of standing charges))
Kind: | Cell-by-cell calculation | [17 empty] | Cell summation
Formula: | =(1-x1)*x2 | [17 empty] | =SUM(x3)
Yardstick components p/kWh (taking account of standing charges)
| GSPs | Assets 132kV | Assets 132kV/EHV | Assets EHV | Assets EHV/HV | Assets 132kV/HV | Assets HV | Assets HV/LV | Assets LV circuits | Transmission exit | Operating 132kV | Operating 132kV/EHV | Operating EHV | Operating EHV/HV | Operating 132kV/HV | Operating HV | Operating HV/LV | Operating LV circuits | Yardstick total p/kWh (taking account of standing charges)
Domestic Unrestricted | 0 | 0.44609 | 0.12429 | 0.1248 | 0.23191 | 0.020662 | 0.20566 | 0.08087 | 0 | 0.13832 | 0.14036 | 0.039106 | 0.039267 | 0.072968 | 0.006501 | 0.12423 | 0.087417 | 0 | 1.8824
Domestic Two Rate | 0 | 0.39588 | 0.1103 | 0.11075 | 0.20581 | 0.018336 | 0.18251 | 0.071768 | 0 | 0.12275 | 0.12456 | 0.034705 | 0.034847 | 0.064755 | 0.0057692 | 0.11025 | 0.077578 | 0 | 1.6706
Domestic Off Peak (related MPAN) | 0 | 0 | 0 | 0 | 0 | 0 | 0 | 0 | 0 | 0 | 0 | 0 | 0 | 0 | 0 | 0 | 0 | 0 | 0
Small Non Domestic Unrestricted | 0 | 0.39148 | 0.10907 | 0.10952 | 0.20352 | 0.018132 | 0.18048 | 0.07097 | 0 | 0.12139 | 0.12317 | 0.034318 | 0.034459 | 0.064034 | 0.005705 | 0.10902 | 0.076715 | 0 | 1.652
Small Non Domestic Two Rate | 0 | 0.319 | 0.088879 | 0.089245 | 0.16584 | 0.014775 | 0.14707 | 0.057831 | 0 | 0.098914 | 0.10037 | 0.027965 | 0.02808 | 0.05218 | 0.0046489 | 0.088838 | 0.062512 | 0 | 1.3461
Small Non Domestic Off Peak (related MPAN) | 0 | 0 | 0 | 0 | 0 | 0 | 0 | 0 | 0 | 0 | 0 | 0 | 0 | 0 | 0 | 0 | 0 | 0 | 0
LV Medium Non-Domestic | 0 | 0.31654 | 0.088193 | 0.088556 | 0.16456 | 0.014661 | 0.14593 | 0.057385 | 0 | 0.098151 | 0.099596 | 0.027749 | 0.027863 | 0.051777 | 0.004613 | 0.088153 | 0.06203 | 0 | 1.3358
LV Sub Medium Non-Domestic | 0 | 0.3008 | 0.083807 | 0.084151 | 0.15638 | 0.013932 | 0.13867 | 0 | 0 | 0.093269 | 0.094643 | 0.026369 | 0.026477 | 0.049202 | 0.0043836 | 0.083768 | 0 | 0 | 1.1558
HV Medium Non-Domestic | 0 | 0.30987 | 0.087649 | 0.065801 | 0 | 0 | 0 | 0 | 0 | 0.097545 | 0.097496 | 0.027578 | 0.022153 | 0 | 0 | 0 | 0 | 0 | 0.70809
LV HH Metered | 0 | 0.29495 | 0.082176 | 0.082514 | 0.15333 | 0.013661 | 0.10878 | 0 | 0 | 0.091454 | 0.092801 | 0.025856 | 0.025962 | 0.048245 | 0.0042983 | 0.065711 | 0 | 0 | 1.0897
LV Sub HH Metered | 0 | 0.28028 | 0.078089 | 0.07841 | 0.14571 | 0.012981 | 0 | 0 | 0 | 0.086906 | 0.088186 | 0.02457 | 0.024671 | 0.045845 | 0.0040845 | 0 | 0 | 0 | 0.86973
HV HH Metered | 0 | 0.2242 | 0.063418 | 0.04761 | 0 | 0 | 0 | 0 | 0 | 0.070577 | 0.070542 | 0.019954 | 0.016029 | 0 | 0 | 0 | 0 | 0 | 0.51233
HV Sub HH Metered | 0 | 0.22366 | 0.067371 | 0 | 0 | 0 | 0 | 0 | 0 | 0.06935 | 0.070372 | 0.021198 | 0 | 0 | 0 | 0 | 0 | 0 | 0.45195
NHH UMS | 0 | 0.41935 | 0.11684 | 0.11732 | 0.21801 | 0.019423 | 0.19333 | 0.076023 | 0.016639 | 0.13003 | 0.13194 | 0.036762 | 0.036913 | 0.068594 | 0.0061112 | 0.11678 | 0.082177 | 0.085424 | 1.8717
LV UMS (Pseudo HH Metered) | 0 | 0.41935 | 0.11684 | 0.11732 | 0.21801 | 0.019423 | 0.19333 | 0.076023 | 0.016639 | 0.13003 | 0.13194 | 0.036762 | 0.036913 | 0.068594 | 0.0061112 | 0.11678 | 0.082177 | 0.085424 | 1.8717
3004. Unit rate 1 (taking account of standing charges)
Data sources:
x1 = 2602. Standing charges factors adapted to use 132kV/HV
x2 = 2903. Contributions to pay-as-you-go unit rate 1 (p/kWh) (in Pay-as-you-go unit rate 1 p/kWh)
x3 = Contributions to unit rate 1 p/kWh by network level (taking account of standing charges) (in Unit rate 1 (taking account of standing charges))
Kind: | Cell-by-cell calculation | [17 empty] | Cell summation
Formula: | =(1-x1)*x2 | [17 empty] | =SUM(x3)
Contributions to unit rate 1 p/kWh by network level (taking account of standing charges)
| GSPs | Assets 132kV | Assets 132kV/EHV | Assets EHV | Assets EHV/HV | Assets 132kV/HV | Assets HV | Assets HV/LV | Assets LV circuits | Transmission exit | Operating 132kV | Operating 132kV/EHV | Operating EHV | Operating EHV/HV | Operating 132kV/HV | Operating HV | Operating HV/LV | Operating LV circuits | Unit rate 1 total p/kWh (taking account of standing charges)
Domestic Two Rate | 0 | 0.56326 | 0.15693 | 0.15065 | 0.27996 | 0.026088 | 0.24826 | 0.097625 | 0 | 0.18416 | 0.17722 | 0.049377 | 0.047402 | 0.088085 | 0.0082084 | 0.14997 | 0.10553 | 0 | 2.3327
Domestic Off Peak (related MPAN) | 0 | 0.091671 | 0.025541 | 0.03193 | 0.059334 | 0.0042459 | 0.052618 | 0.020691 | 0 | 0.018486 | 0.028843 | 0.0080362 | 0.010046 | 0.018669 | 0.0013359 | 0.031785 | 0.022366 | 0 | 0.4256
Small Non Domestic Two Rate | 0 | 0.4312 | 0.12014 | 0.12081 | 0.22449 | 0.019972 | 0.19908 | 0.078283 | 0 | 0.13111 | 0.13567 | 0.037801 | 0.03801 | 0.070633 | 0.0062839 | 0.12026 | 0.08462 | 0 | 1.8184
Small Non Domestic Off Peak (related MPAN) | 0 | 0.0599 | 0.016689 | 0.021336 | 0.039648 | 0.0027744 | 0.03516 | 0.013826 | 0 | 0.012407 | 0.018847 | 0.0052511 | 0.0067133 | 0.012475 | 0.00087293 | 0.021239 | 0.014945 | 0 | 0.28209
LV Medium Non-Domestic | 0 | 0.40877 | 0.11389 | 0.11423 | 0.21227 | 0.018933 | 0.18824 | 0.074021 | 0 | 0.12454 | 0.12861 | 0.035834 | 0.035941 | 0.066788 | 0.005957 | 0.11371 | 0.080014 | 0 | 1.7218
LV Sub Medium Non-Domestic | 0 | 0.31183 | 0.086881 | 0.087141 | 0.16193 | 0.014443 | 0.1436 | 0 | 0 | 0.095009 | 0.098115 | 0.027336 | 0.027418 | 0.05095 | 0.0045444 | 0.086745 | 0 | 0 | 1.1959
HV Medium Non-Domestic | 0 | 0.41652 | 0.11782 | 0.089128 | 0 | 0 | 0 | 0 | 0 | 0.12687 | 0.13105 | 0.03707 | 0.030006 | 0 | 0 | 0 | 0 | 0 | 0.94846
LV HH Metered | 0 | 2.1819 | 0.60792 | 0.50568 | 0.93968 | 0.10106 | 0.66664 | 0 | 0 | 0.84303 | 0.68653 | 0.19128 | 0.15911 | 0.29566 | 0.031798 | 0.4027 | 0 | 0 | 7.613
LV Sub HH Metered | 0 | 2.0027 | 0.558 | 0.46415 | 0.8625 | 0.092761 | 0 | 0 | 0 | 0.7738 | 0.63014 | 0.17557 | 0.14604 | 0.27138 | 0.029186 | 0 | 0 | 0 | 6.0063
HV HH Metered | 0 | 1.8116 | 0.51243 | 0.31869 | 0 | 0 | 0 | 0 | 0 | 0.7106 | 0.57 | 0.16123 | 0.10729 | 0 | 0 | 0 | 0 | 0 | 4.1918
HV Sub HH Metered | 0 | 1.7423 | 0.52483 | 0 | 0 | 0 | 0 | 0 | 0 | 0.67318 | 0.54821 | 0.16513 | 0 | 0 | 0 | 0 | 0 | 0 | 3.6537
LV UMS (Pseudo HH Metered) | 0 | 5.6956 | 1.5869 | 1.32 | 2.4529 | 0.2638 | 2.1752 | 0.85535 | 0.18721 | 2.2006 | 1.7921 | 0.4993 | 0.41532 | 0.77177 | 0.083002 | 1.314 | 0.9246 | 0.96113 | 23.4986
3005. Unit rate 2 (taking account of standing charges)
Data sources:
x1 = 2602. Standing charges factors adapted to use 132kV/HV
x2 = 2904. Contributions to pay-as-you-go unit rate 2 (p/kWh) (in Pay-as-you-go unit rate 2 p/kWh)
x3 = Contributions to unit rate 2 p/kWh by network level (taking account of standing charges) (in Unit rate 2 (taking account of standing charges))
Kind: | Cell-by-cell calculation | [17 empty] | Cell summation
Formula: | =(1-x1)*x2 | [17 empty] | =SUM(x3)
Contributions to unit rate 2 p/kWh by network level (taking account of standing charges)
| GSPs | Assets 132kV | Assets 132kV/EHV | Assets EHV | Assets EHV/HV | Assets 132kV/HV | Assets HV | Assets HV/LV | Assets LV circuits | Transmission exit | Operating 132kV | Operating 132kV/EHV | Operating EHV | Operating EHV/HV | Operating 132kV/HV | Operating HV | Operating HV/LV | Operating LV circuits | Unit rate 2 total p/kWh (taking account of standing charges)
Domestic Two Rate | 0 | 0.0077754 | 0.0021664 | 0.0064305 | 0.011949 | 0.00036013 | 0.010597 | 0.004167 | 0 | 0 | 0.0024464 | 0.00068162 | 0.0020233 | 0.0037598 | 0.00011331 | 0.0064012 | 0.0045043 | 0 | 0.063376
Small Non Domestic Two Rate | 0 | 0.0066462 | 0.0018517 | 0.0054966 | 0.010214 | 0.00030783 | 0.0090579 | 0.0035618 | 0 | 0 | 0.0020912 | 0.00058263 | 0.0017294 | 0.0032138 | 9.6856e-05 | 0.0054716 | 0.0038502 | 0 | 0.054172
LV Medium Non-Domestic | 0 | 0.0058983 | 0.0016434 | 0.0048781 | 0.0090647 | 0.00027319 | 0.0080386 | 0.003161 | 0 | 0 | 0.0018558 | 0.00051707 | 0.0015348 | 0.0028521 | 8.5957e-05 | 0.0048559 | 0.0034169 | 0 | 0.048076
LV Sub Medium Non-Domestic | 0 | 0.0044996 | 0.0012537 | 0.0037213 | 0.0069151 | 0.00020841 | 0.0061323 | 0 | 0 | 0 | 0.0014157 | 0.00039445 | 0.0011709 | 0.0021758 | 6.5573e-05 | 0.0037043 | 0 | 0 | 0.031657
HV Medium Non-Domestic | 0 | 0.0060241 | 0.001704 | 0.0037817 | 0 | 0 | 0 | 0 | 0 | 0 | 0.0018954 | 0.00053614 | 0.0012732 | 0 | 0 | 0 | 0 | 0 | 0.015214
LV HH Metered | 0 | 0.14297 | 0.039834 | 0.06422 | 0.11934 | 0.0066219 | 0.084662 | 0 | 0 | 0 | 0.044984 | 0.012533 | 0.020206 | 0.037548 | 0.0020835 | 0.051142 | 0 | 0 | 0.62614
LV Sub HH Metered | 0 | 0.13123 | 0.036562 | 0.058946 | 0.10954 | 0.006078 | 0 | 0 | 0 | 0 | 0.041289 | 0.011504 | 0.018547 | 0.034465 | 0.0019124 | 0 | 0 | 0 | 0.45007
HV HH Metered | 0 | 0.1187 | 0.033576 | 0.040472 | 0 | 0 | 0 | 0 | 0 | 0 | 0.037348 | 0.010564 | 0.013626 | 0 | 0 | 0 | 0 | 0 | 0.25429
HV Sub HH Metered | 0 | 0.11416 | 0.034389 | 0 | 0 | 0 | 0 | 0 | 0 | 0 | 0.035921 | 0.01082 | 0 | 0 | 0 | 0 | 0 | 0 | 0.19529
LV UMS (Pseudo HH Metered) | 0 | 0.3732 | 0.10398 | 0.16764 | 0.31151 | 0.017285 | 0.27625 | 0.10863 | 0.023775 | 0 | 0.11742 | 0.032716 | 0.052745 | 0.098013 | 0.0054386 | 0.16687 | 0.11742 | 0.12206 | 2.0949
3006. Unit rate 3 (taking account of standing charges)
Data sources:
x1 = 2602. Standing charges factors adapted to use 132kV/HV
x2 = 2905. Contributions to pay-as-you-go unit rate 3 (p/kWh) (in Pay-as-you-go unit rate 3 p/kWh)
x3 = Contributions to unit rate 3 p/kWh by network level (taking account of standing charges) (in Unit rate 3 (taking account of standing charges))
Kind: | Cell-by-cell calculation | [17 empty] | Cell summation
Formula: | =(1-x1)*x2 | [17 empty] | =SUM(x3)
Contributions to unit rate 3 p/kWh by network level (taking account of standing charges)
| GSPs | Assets 132kV | Assets 132kV/EHV | Assets EHV | Assets EHV/HV | Assets 132kV/HV | Assets HV | Assets HV/LV | Assets LV circuits | Transmission exit | Operating 132kV | Operating 132kV/EHV | Operating EHV | Operating EHV/HV | Operating 132kV/HV | Operating HV | Operating HV/LV | Operating LV circuits | Unit rate 3 total p/kWh (taking account of standing charges)
LV HH Metered | 0 | 0.0054556 | 0.00152 | 0.0045119 | 0.0083843 | 0.00025269 | 0.0059482 | 0 | 0 | 0 | 0.0017165 | 0.00047826 | 0.0014196 | 0.002638 | 7.9505e-05 | 0.0035931 | 0 | 0 | 0.035998
LV Sub HH Metered | 0 | 0.0050075 | 0.0013952 | 0.0041414 | 0.0076958 | 0.00023193 | 0 | 0 | 0 | 0 | 0.0015756 | 0.00043898 | 0.001303 | 0.0024214 | 7.2976e-05 | 0 | 0 | 0 | 0.024284
HV HH Metered | 0 | 0.0045296 | 0.0012812 | 0.0028435 | 0 | 0 | 0 | 0 | 0 | 0 | 0.0014252 | 0.00040313 | 0.0009573 | 0 | 0 | 0 | 0 | 0 | 0.01144
HV Sub HH Metered | 0 | 0.0043564 | 0.0013122 | 0 | 0 | 0 | 0 | 0 | 0 | 0 | 0.0013707 | 0.00041288 | 0 | 0 | 0 | 0 | 0 | 0 | 0.0074522
LV UMS (Pseudo HH Metered) | 0 | 0.014241 | 0.0039677 | 0.011778 | 0.021886 | 0.00065959 | 0.019408 | 0.007632 | 0.0016704 | 0 | 0.0044807 | 0.0012484 | 0.0037057 | 0.0068862 | 0.00020753 | 0.011724 | 0.0082498 | 0.0085757 | 0.12632

## NHH (hidden)
CDCM model 100: Standing charges as fixed charges |  | WPD Mid East |  | 2015/16 |  | v1
This sheet allocates standing charges to fixed charges for non half hourly settled demand users.
3101. Average maximum kVA/MPAN by end user class, for user classes without an agreed import capacity
Cell-by-cell calculation =IF(x1>0,x2/x1/x3/x4/(24*x5)*1000,0)
Data sources:
x1 = 2305. MPANs (in Equivalent volume for each end user)
x2 = 2407. All units (MWh)
x3 = 1010. Power factor for all flows in the network model (in Financial and general assumptions)
x4 = 1041. Load factor for each type of demand user (in Load profile data for demand users)
x5 = 1010. Days in the charging period (in Financial and general assumptions)
Average maximum kVA/MPAN
Domestic Unrestricted | 1.0281
Domestic Two Rate | 1.2865
Small Non Domestic Unrestricted | 4.3165
Small Non Domestic Two Rate | 6.4579
LV Medium Non-Domestic | 30.4333
LV Sub Medium Non-Domestic | 0
HV Medium Non-Domestic | 41.5354
3102. Capacity-driven fixed charge elements from standing charges factors p/MPAN/day
Cell-by-cell calculation =x1*x2
Data sources:
x1 = 3002. Capacity elements p/kVA/day
x2 = 3101. Average maximum kVA/MPAN by end user class, for user classes without an agreed import capacity
| GSPs | Assets 132kV | Assets 132kV/EHV | Assets EHV | Assets EHV/HV | Assets 132kV/HV | Assets HV | Assets HV/LV | Assets LV circuits | Transmission exit | Operating 132kV | Operating 132kV/EHV | Operating EHV | Operating EHV/HV | Operating 132kV/HV | Operating HV | Operating HV/LV | Operating LV circuits
Domestic Unrestricted | 0 | 0 | 0 | 0 | 0 | 0 | 0 | 0 | 0.13145 | 0 | 0 | 0 | 0 | 0 | 0 | 0 | 0 | 0.67484
Domestic Two Rate | 0 | 0 | 0 | 0 | 0 | 0 | 0 | 0 | 0.16449 | 0 | 0 | 0 | 0 | 0 | 0 | 0 | 0 | 0.84447
Small Non Domestic Unrestricted | 0 | 0 | 0 | 0 | 0 | 0 | 0 | 0 | 0.55188 | 0 | 0 | 0 | 0 | 0 | 0 | 0 | 0 | 2.8333
Small Non Domestic Two Rate | 0 | 0 | 0 | 0 | 0 | 0 | 0 | 0 | 0.82565 | 0 | 0 | 0 | 0 | 0 | 0 | 0 | 0 | 4.2389
LV Medium Non-Domestic | 0 | 0 | 0 | 0 | 0 | 0 | 0 | 0 | 3.891 | 0 | 0 | 0 | 0 | 0 | 0 | 0 | 0 | 19.9761
LV Sub Medium Non-Domestic | 0 | 0 | 0 | 0 | 0 | 0 | 0 | 0 | 0 | 0 | 0 | 0 | 0 | 0 | 0 | 0 | 0 | 0
HV Medium Non-Domestic | 0 | 2.6213 | 0 | 8.464 | 54.5582 | 5.2449 | 38.7197 | 0 | 0 | 0 | 0.82477 | 0 | 2.8495 | 26.4759 | 2.5452 | 33.6391 | 0 | 0
3103. Capacity used by LV users without an agreed capacity
Data sources:
x1 = 2012. Loss adjustment factors between end user meter reading and each network level, scaled by network use
x2 = 2407. All units (MWh)
x3 = 1041. Load factor for each type of demand user (in Load profile data for demand users)
x4 = 1010. Days in the charging period (in Financial and general assumptions)
x5 = Zero for related MPANs
x6 = 2305. MPANs (in Equivalent volume for each end user)
Kind: | Copy cells | Cell-by-cell calculation | Combine tables
Formula: | = x1 | =x2/x3/(24*x4)*1000 | = x5 or x6
| Use of LV circuits by each tariff | Unit-based contributions to aggregate maximum load by network level (kW) | Relevant MPAN count
Domestic Unrestricted | 1 | 1438134.3562 | 1472436.6163
Domestic Two Rate | 1 | 1249519.9515 | 1022340.3122
Small Non Domestic Unrestricted | 1 | 387071.7825 | 94391.9156
Small Non Domestic Two Rate | 1 | 517158.5684 | 84296.9817
3104. Aggregate data for LV users without agreed capacity for allocation of LV circuit costs
Data sources:
x1 = 3103. Use of LV circuits by each tariff (in Capacity used by LV users without an agreed capacity)
x2 = 3103. Unit-based contributions to aggregate maximum load by network level (kW) (in Capacity used by LV users without an agreed capacity)
x3 = 3103. Relevant MPAN count (in Capacity used by LV users without an agreed capacity)
x4 = Aggregate capacity of LV users without agreed capacity (kW) (in Aggregate data for LV users without agreed capacity for allocation of LV circuit costs)
x5 = Aggregate number of LV users without agreed capacity (in Aggregate data for LV users without agreed capacity for allocation of LV circuit costs)
x6 = 1010. Power factor for all flows in the network model (in Financial and general assumptions)
Kind: | Sum-product calculation | Sum-product calculation | Cell-by-cell calculation
Formula: | =SUMPRODUCT(x1, x2) | =SUMPRODUCT(x1, x3) | =x4/x5/x6
| Aggregate capacity of LV users without agreed capacity (kW) | Aggregate number of LV users without agreed capacity | Average maximum kVA of all LV users without agreed capacity
Aggregate data for LV users without agreed capacity for allocation of LV circuit costs | 3591884.6585 | 2673465.8258 | 1.4142
3105. LV fixed charge elements from standing charges factors p/MPAN/day
Cell-by-cell calculation =x1*x2
Data sources:
x1 = 3002. Capacity elements p/kVA/day
x2 = 3104. Average maximum kVA of all LV users without agreed capacity (in Aggregate data for LV users without agreed capacity for allocation of LV circuit costs)
| Assets LV circuits | Operating LV circuits
Domestic Unrestricted | 0.18081 | 0.92829
Domestic Two Rate | 0.18081 | 0.92829
Small Non Domestic Unrestricted | 0.18081 | 0.92829
Small Non Domestic Two Rate | 0.18081 | 0.92829
3106. Fixed charge elements from standing charges factors p/MPAN/day
Combine tables = x1 or x2 or x3
Data sources:
x1 = Zero for related MPANs at LV circuit levels
x2 = 3105. LV fixed charge elements from standing charges factors p/MPAN/day
x3 = 3102. Capacity-driven fixed charge elements from standing charges factors p/MPAN/day
| GSPs | Assets 132kV | Assets 132kV/EHV | Assets EHV | Assets EHV/HV | Assets 132kV/HV | Assets HV | Assets HV/LV | Assets LV circuits | Transmission exit | Operating 132kV | Operating 132kV/EHV | Operating EHV | Operating EHV/HV | Operating 132kV/HV | Operating HV | Operating HV/LV | Operating LV circuits
Domestic Unrestricted | 0 | 0 | 0 | 0 | 0 | 0 | 0 | 0 | 0.18081 | 0 | 0 | 0 | 0 | 0 | 0 | 0 | 0 | 0.92829
Domestic Two Rate | 0 | 0 | 0 | 0 | 0 | 0 | 0 | 0 | 0.18081 | 0 | 0 | 0 | 0 | 0 | 0 | 0 | 0 | 0.92829
Small Non Domestic Unrestricted | 0 | 0 | 0 | 0 | 0 | 0 | 0 | 0 | 0.18081 | 0 | 0 | 0 | 0 | 0 | 0 | 0 | 0 | 0.92829
Small Non Domestic Two Rate | 0 | 0 | 0 | 0 | 0 | 0 | 0 | 0 | 0.18081 | 0 | 0 | 0 | 0 | 0 | 0 | 0 | 0 | 0.92829
LV Medium Non-Domestic | 0 | 0 | 0 | 0 | 0 | 0 | 0 | 0 | 3.891 | 0 | 0 | 0 | 0 | 0 | 0 | 0 | 0 | 19.9761
LV Sub Medium Non-Domestic | 0 | 0 | 0 | 0 | 0 | 0 | 0 | 0 | 0 | 0 | 0 | 0 | 0 | 0 | 0 | 0 | 0 | 0
HV Medium Non-Domestic | 0 | 2.6213 | 0 | 8.464 | 54.5582 | 5.2449 | 38.7197 | 0 | 0 | 0 | 0.82477 | 0 | 2.8495 | 26.4759 | 2.5452 | 33.6391 | 0 | 0

## Reactive (hidden)
CDCM model 100: Reactive power unit charges |  | WPD Mid East |  | 2015/16 |  | v1
3201. Standard components p/kWh for reactive power (absolute value)
Cell-by-cell calculation =ABS(x1)
Data sources:
x1 = 3003. Yardstick components p/kWh (taking account of standing charges) (in Yardstick unit rate p/kWh (taking account of standing charges))
| GSPs | Assets 132kV | Assets 132kV/EHV | Assets EHV | Assets EHV/HV | Assets 132kV/HV | Assets HV | Assets HV/LV | Assets LV circuits | Transmission exit | Operating 132kV | Operating 132kV/EHV | Operating EHV | Operating EHV/HV | Operating 132kV/HV | Operating HV | Operating HV/LV | Operating LV circuits
LV HH Metered | 0 | 0.29495 | 0.082176 | 0.082514 | 0.15333 | 0.013661 | 0.10878 | 0 | 0 | 0.091454 | 0.092801 | 0.025856 | 0.025962 | 0.048245 | 0.0042983 | 0.065711 | 0 | 0
LV Sub HH Metered | 0 | 0.28028 | 0.078089 | 0.07841 | 0.14571 | 0.012981 | 0 | 0 | 0 | 0.086906 | 0.088186 | 0.02457 | 0.024671 | 0.045845 | 0.0040845 | 0 | 0 | 0
HV HH Metered | 0 | 0.2242 | 0.063418 | 0.04761 | 0 | 0 | 0 | 0 | 0 | 0.070577 | 0.070542 | 0.019954 | 0.016029 | 0 | 0 | 0 | 0 | 0
HV Sub HH Metered | 0 | 0.22366 | 0.067371 | 0 | 0 | 0 | 0 | 0 | 0 | 0.06935 | 0.070372 | 0.021198 | 0 | 0 | 0 | 0 | 0 | 0
3202. Standard reactive p/kVArh
Cell-by-cell calculation =x1*x2*x3
Data sources:
x1 = 3201. Standard components p/kWh for reactive power (absolute value)
x2 = 1092. Average kVAr by kVA, by network level
x3 = 1010. Power factor for all flows in the network model (in Financial and general assumptions)
| GSPs | Assets 132kV | Assets 132kV/EHV | Assets EHV | Assets EHV/HV | Assets 132kV/HV | Assets HV | Assets HV/LV | Assets LV circuits | Transmission exit | Operating 132kV | Operating 132kV/EHV | Operating EHV | Operating EHV/HV | Operating 132kV/HV | Operating HV | Operating HV/LV | Operating LV circuits
LV HH Metered | 0 | 0.081441 | 0.022691 | 0.022784 | 0.042339 | 0.0037721 | 0.030037 | 0 | 0 | 0.025253 | 0.025625 | 0.0071394 | 0.0071688 | 0.013321 | 0.0011869 | 0.018144 | 0 | 0
LV Sub HH Metered | 0 | 0.077391 | 0.021562 | 0.021651 | 0.040233 | 0.0035845 | 0 | 0 | 0 | 0.023997 | 0.02435 | 0.0067844 | 0.0068122 | 0.012659 | 0.0011278 | 0 | 0 | 0
HV HH Metered | 0 | 0.061907 | 0.017511 | 0.013146 | 0 | 0 | 0 | 0 | 0 | 0.019488 | 0.019478 | 0.0055097 | 0.0044259 | 0 | 0 | 0 | 0 | 0
HV Sub HH Metered | 0 | 0.061757 | 0.018603 | 0 | 0 | 0 | 0 | 0 | 0 | 0.019149 | 0.019431 | 0.0058531 | 0 | 0 | 0 | 0 | 0 | 0
3203. Network use factors for generator reactive unit charges
These factors differ from the network use factors for active power charges/credits in the case of generators,
who do not qualify for active power credits at the voltage of connection but are charged reactive unit charges for costs caused at that voltage.
| GSPs | 132kV | 132kV/EHV | EHV | EHV/HV | 132kV/HV | HV | HV/LV | LV circuits
LV Generation Intermittent | 1 | 1 | 1 | 1 | 1 | 1 | 1 | 1 | 1
LV Generation Non-Intermittent | 1 | 1 | 1 | 1 | 1 | 1 | 1 | 1 | 1
LV Sub Generation Intermittent | 1 | 1 | 1 | 1 | 1 | 1 | 1 | 1 | 0
LV Sub Generation Non-Intermittent | 1 | 1 | 1 | 1 | 1 | 1 | 1 | 1 | 0
HV Generation Intermittent | 1 | 1 | 1 | 1 | 1 | 1 | 1 | 0 | 0
HV Generation Non-Intermittent | 1 | 1 | 1 | 1 | 1 | 1 | 1 | 0 | 0
HV Sub Generation Non-Intermittent | 1 | 1 | 1 | 1 | 0 | 1 | 0 | 0 | 0
HV Sub Generation Intermittent | 1 | 1 | 1 | 1 | 0 | 1 | 0 | 0 | 0
3204. Absolute value of load coefficient (kW peak / average kW)
Cell-by-cell calculation =ABS(x1)
Data sources:
x1 = 2302. Load coefficient
Absolute load coefficient
LV Generation Intermittent | 1
LV Generation Non-Intermittent | 1
LV Sub Generation Intermittent | 1
LV Sub Generation Non-Intermittent | 1
HV Generation Intermittent | 1
HV Generation Non-Intermittent | 1
HV Sub Generation Non-Intermittent | 1
HV Sub Generation Intermittent | 1
3205. Pay-as-you-go components p/kWh for reactive power (absolute value)
Cell-by-cell calculation =x1*x2*x3/x4*(1-x5)*x6/(24*x7)*100
Data sources:
x1 = 2901. Unit cost at each level, £/kW/year (relative to system simultaneous maximum load)
x2 = 3204. Absolute value of load coefficient (kW peak / average kW)
x3 = 2001. Loss adjustment factor to transmission (in Loss adjustment factors to transmission)
x4 = 2004. Loss adjustment factor to transmission for each network level
x5 = 2804. Proportion of annual charge covered by contributions (for all charging levels)
x6 = 3203. Network use factors for generator reactive unit charges
x7 = 1010. Days in the charging period (in Financial and general assumptions)
| GSPs | Assets 132kV | Assets 132kV/EHV | Assets EHV | Assets EHV/HV | Assets 132kV/HV | Assets HV | Assets HV/LV | Assets LV circuits | Transmission exit | Operating 132kV | Operating 132kV/EHV | Operating EHV | Operating EHV/HV | Operating 132kV/HV | Operating HV | Operating HV/LV | Operating LV circuits
LV Generation Intermittent | 0 | 0.21092 | 0.063534 | 0.063796 | 0.11855 | 0.13018 | 0.097239 | 0.038237 | 0.008369 | 0.065401 | 0.066365 | 0.01999 | 0.020073 | 0.0373 | 0.04096 | 0.058739 | 0.041333 | 0.042966
LV Generation Non-Intermittent | 0 | 0.21092 | 0.063534 | 0.063796 | 0.11855 | 0.13018 | 0.097239 | 0.038237 | 0.008369 | 0.065401 | 0.066365 | 0.01999 | 0.020073 | 0.0373 | 0.04096 | 0.058739 | 0.041333 | 0.042966
LV Sub Generation Intermittent | 0 | 0.20043 | 0.060375 | 0.060623 | 0.11265 | 0.12371 | 0.092403 | 0.036336 | 0 | 0.062149 | 0.063064 | 0.018996 | 0.019074 | 0.035445 | 0.038923 | 0.055818 | 0.039277 | 0
LV Sub Generation Non-Intermittent | 0 | 0.20043 | 0.060375 | 0.060623 | 0.11265 | 0.12371 | 0.092403 | 0.036336 | 0 | 0.062149 | 0.063064 | 0.018996 | 0.019074 | 0.035445 | 0.038923 | 0.055818 | 0.039277 | 0
HV Generation Intermittent | 0 | 0.19749 | 0.059488 | 0.055825 | 0.071968 | 0.079029 | 0.063305 | 0 | 0 | 0.061236 | 0.062138 | 0.018717 | 0.018794 | 0.034924 | 0.038351 | 0.054998 | 0 | 0
HV Generation Non-Intermittent | 0 | 0.19749 | 0.059488 | 0.055825 | 0.071968 | 0.079029 | 0.063305 | 0 | 0 | 0.061236 | 0.062138 | 0.018717 | 0.018794 | 0.034924 | 0.038351 | 0.054998 | 0 | 0
HV Sub Generation Non-Intermittent | 0 | 0.19406 | 0.058454 | 0.054854 | 0 | 0.11977 | 0 | 0 | 0 | 0.060171 | 0.061057 | 0.018392 | 0.018467 | 0 | 0.037684 | 0 | 0 | 0
HV Sub Generation Intermittent | 0 | 0.19406 | 0.058454 | 0.054854 | 0 | 0.11977 | 0 | 0 | 0 | 0.060171 | 0.061057 | 0.018392 | 0.018467 | 0 | 0.037684 | 0 | 0 | 0
3206. Pay-as-you-go reactive p/kVArh
Cell-by-cell calculation =x1*x2*x3
Data sources:
x1 = 3205. Pay-as-you-go components p/kWh for reactive power (absolute value)
x2 = 1092. Average kVAr by kVA, by network level
x3 = 1010. Power factor for all flows in the network model (in Financial and general assumptions)
| GSPs | Assets 132kV | Assets 132kV/EHV | Assets EHV | Assets EHV/HV | Assets 132kV/HV | Assets HV | Assets HV/LV | Assets LV circuits | Transmission exit | Operating 132kV | Operating 132kV/EHV | Operating EHV | Operating EHV/HV | Operating 132kV/HV | Operating HV | Operating HV/LV | Operating LV circuits
LV Generation Intermittent | 0 | 0.058241 | 0.017543 | 0.017615 | 0.032734 | 0.035946 | 0.02685 | 0.010558 | 0.0023109 | 0.018059 | 0.018325 | 0.0055198 | 0.0055425 | 0.010299 | 0.01131 | 0.016219 | 0.011413 | 0.011864
LV Generation Non-Intermittent | 0 | 0.058241 | 0.017543 | 0.017615 | 0.032734 | 0.035946 | 0.02685 | 0.010558 | 0.0023109 | 0.018059 | 0.018325 | 0.0055198 | 0.0055425 | 0.010299 | 0.01131 | 0.016219 | 0.011413 | 0.011864
LV Sub Generation Intermittent | 0 | 0.055344 | 0.016671 | 0.016739 | 0.031106 | 0.034158 | 0.025515 | 0.010033 | 0 | 0.017161 | 0.017413 | 0.0052453 | 0.0052669 | 0.0097872 | 0.010747 | 0.015413 | 0.010845 | 0
LV Sub Generation Non-Intermittent | 0 | 0.055344 | 0.016671 | 0.016739 | 0.031106 | 0.034158 | 0.025515 | 0.010033 | 0 | 0.017161 | 0.017413 | 0.0052453 | 0.0052669 | 0.0097872 | 0.010747 | 0.015413 | 0.010845 | 0
HV Generation Intermittent | 0 | 0.054531 | 0.016426 | 0.015415 | 0.019872 | 0.021822 | 0.01748 | 0 | 0 | 0.016909 | 0.017158 | 0.0051683 | 0.0051895 | 0.0096435 | 0.01059 | 0.015186 | 0 | 0
HV Generation Non-Intermittent | 0 | 0.054531 | 0.016426 | 0.015415 | 0.019872 | 0.021822 | 0.01748 | 0 | 0 | 0.016909 | 0.017158 | 0.0051683 | 0.0051895 | 0.0096435 | 0.01059 | 0.015186 | 0 | 0
HV Sub Generation Non-Intermittent | 0 | 0.053583 | 0.01614 | 0.015146 | 0 | 0.033071 | 0 | 0 | 0 | 0.016615 | 0.016859 | 0.0050784 | 0.0050993 | 0 | 0.010406 | 0 | 0 | 0
HV Sub Generation Intermittent | 0 | 0.053583 | 0.01614 | 0.015146 | 0 | 0.033071 | 0 | 0 | 0 | 0.016615 | 0.016859 | 0.0050784 | 0.0050993 | 0 | 0.010406 | 0 | 0 | 0

## Aggreg (hidden)
CDCM model 100: Aggregation |  | WPD Mid East |  | 2015/16 |  | v1
This sheet aggregates elements of tariffs excluding revenue matching and final adjustments and rounding.
3301. Unit rate 1 p/kWh (elements)
Combine tables = x1 or x2 or x3 or x4 or x5 or x6 or x7 or x8 or x9 or x10
Data sources:
x1 = 3004. Unit rate 1 total p/kWh (taking account of standing charges) (in Unit rate 1 (taking account of standing charges)) — for Tariffs with Unit rate 1 p/kWh from Standard 1 kWh
x2 = 3003. Yardstick total p/kWh (taking account of standing charges) (in Yardstick unit rate p/kWh (taking account of standing charges)) — for Tariffs with Unit rate 1 p/kWh from Standard yardstick kWh
x3 = 2903. Pay-as-you-go unit rate 1 (p/kWh) (in Pay-as-you-go unit rate 1 p/kWh) — for Tariffs with Unit rate 1 p/kWh from PAYG 1 kWh
x4 = 2903. Pay-as-you-go unit rate 1 (p/kWh) (in Pay-as-you-go unit rate 1 p/kWh) — for Tariffs with Unit rate 1 p/kWh from PAYG 1 kWh & customer
x5 = 2902. Pay-as-you-go yardstick unit rate (p/kWh) — for Tariffs with Unit rate 1 p/kWh from PAYG yardstick kWh
x6 = 2902. Pay-as-you-go yardstick unit rate (p/kWh) — for Tariffs with Unit rate 1 p/kWh from PAYG yardstick kWh & customer
x7 = 2203. Service model asset p/kWh charge for unmetered tariffs — for Tariffs with Unit rate 1 p/kWh from PAYG 1 kWh & customer
x8 = 2203. Service model asset p/kWh charge for unmetered tariffs — for Tariffs with Unit rate 1 p/kWh from PAYG yardstick kWh & customer
x9 = 2711. Operating expenditure for unmetered customer assets (p/kWh) — for Tariffs with Unit rate 1 p/kWh from PAYG 1 kWh & customer
x10 = 2711. Operating expenditure for unmetered customer assets (p/kWh) — for Tariffs with Unit rate 1 p/kWh from PAYG yardstick kWh & customer
| GSPs | Assets 132kV | Assets 132kV/EHV | Assets EHV | Assets EHV/HV | Assets 132kV/HV | Assets HV | Assets HV/LV | Assets LV circuits | Assets LV customer | Assets HV customer | Transmission exit | Operating 132kV | Operating 132kV/EHV | Operating EHV | Operating EHV/HV | Operating 132kV/HV | Operating HV | Operating HV/LV | Operating LV circuits | Operating LV customer | Operating HV customer
Domestic Unrestricted | 0 | 0.44609 | 0.12429 | 0.1248 | 0.23191 | 0.020662 | 0.20566 | 0.08087 | 0 |  |  | 0.13832 | 0.14036 | 0.039106 | 0.039267 | 0.072968 | 0.006501 | 0.12423 | 0.087417 | 0
Domestic Two Rate | 0 | 0.56326 | 0.15693 | 0.15065 | 0.27996 | 0.026088 | 0.24826 | 0.097625 | 0 |  |  | 0.18416 | 0.17722 | 0.049377 | 0.047402 | 0.088085 | 0.0082084 | 0.14997 | 0.10553 | 0
Domestic Off Peak (related MPAN) | 0 | 0.091671 | 0.025541 | 0.03193 | 0.059334 | 0.0042459 | 0.052618 | 0.020691 | 0 |  |  | 0.018486 | 0.028843 | 0.0080362 | 0.010046 | 0.018669 | 0.0013359 | 0.031785 | 0.022366 | 0
Small Non Domestic Unrestricted | 0 | 0.39148 | 0.10907 | 0.10952 | 0.20352 | 0.018132 | 0.18048 | 0.07097 | 0 |  |  | 0.12139 | 0.12317 | 0.034318 | 0.034459 | 0.064034 | 0.005705 | 0.10902 | 0.076715 | 0
Small Non Domestic Two Rate | 0 | 0.4312 | 0.12014 | 0.12081 | 0.22449 | 0.019972 | 0.19908 | 0.078283 | 0 |  |  | 0.13111 | 0.13567 | 0.037801 | 0.03801 | 0.070633 | 0.0062839 | 0.12026 | 0.08462 | 0
Small Non Domestic Off Peak (related MPAN) | 0 | 0.0599 | 0.016689 | 0.021336 | 0.039648 | 0.0027744 | 0.03516 | 0.013826 | 0 |  |  | 0.012407 | 0.018847 | 0.0052511 | 0.0067133 | 0.012475 | 0.00087293 | 0.021239 | 0.014945 | 0
LV Medium Non-Domestic | 0 | 0.40877 | 0.11389 | 0.11423 | 0.21227 | 0.018933 | 0.18824 | 0.074021 | 0 |  |  | 0.12454 | 0.12861 | 0.035834 | 0.035941 | 0.066788 | 0.005957 | 0.11371 | 0.080014 | 0
LV Sub Medium Non-Domestic | 0 | 0.31183 | 0.086881 | 0.087141 | 0.16193 | 0.014443 | 0.1436 | 0 | 0 |  |  | 0.095009 | 0.098115 | 0.027336 | 0.027418 | 0.05095 | 0.0045444 | 0.086745 | 0 | 0
HV Medium Non-Domestic | 0 | 0.41652 | 0.11782 | 0.089128 | 0 | 0 | 0 | 0 | 0 |  |  | 0.12687 | 0.13105 | 0.03707 | 0.030006 | 0 | 0 | 0 | 0 | 0
LV HH Metered | 0 | 2.1819 | 0.60792 | 0.50568 | 0.93968 | 0.10106 | 0.66664 | 0 | 0 |  |  | 0.84303 | 0.68653 | 0.19128 | 0.15911 | 0.29566 | 0.031798 | 0.4027 | 0 | 0
LV Sub HH Metered | 0 | 2.0027 | 0.558 | 0.46415 | 0.8625 | 0.092761 | 0 | 0 | 0 |  |  | 0.7738 | 0.63014 | 0.17557 | 0.14604 | 0.27138 | 0.029186 | 0 | 0 | 0
HV HH Metered | 0 | 1.8116 | 0.51243 | 0.31869 | 0 | 0 | 0 | 0 | 0 |  |  | 0.7106 | 0.57 | 0.16123 | 0.10729 | 0 | 0 | 0 | 0 | 0
HV Sub HH Metered | 0 | 1.7423 | 0.52483 | 0 | 0 | 0 | 0 | 0 | 0 |  |  | 0.67318 | 0.54821 | 0.16513 | 0 | 0 | 0 | 0 | 0 | 0
NHH UMS | 0 | 0.41935 | 0.11684 | 0.11732 | 0.21801 | 0.019423 | 0.19333 | 0.076023 | 0.016639 | 0 |  | 0.13003 | 0.13194 | 0.036762 | 0.036913 | 0.068594 | 0.0061112 | 0.11678 | 0.082177 | 0.085424 | 0.6227
LV UMS (Pseudo HH Metered) | 0 | 5.6956 | 1.5869 | 1.32 | 2.4529 | 0.2638 | 2.1752 | 0.85535 | 0.18721 | 0 |  | 2.2006 | 1.7921 | 0.4993 | 0.41532 | 0.77177 | 0.083002 | 1.314 | 0.9246 | 0.96113 | 0.6227
LV Generation NHH | 0 | -0.21092 | -0.058767 | -0.059008 | -0.10965 | -0.0097693 | -0.097239 | -0.038237 | 0 |  |  | -0.065401 | -0.066365 | -0.01849 | -0.018566 | -0.034501 | -0.0030738 | -0.058739 | -0.041333 | 0
LV Sub Generation NHH | 0 | -0.20043 | -0.055844 | -0.056073 | -0.1042 | -0.0092834 | -0.092403 | 0 | 0 |  |  | -0.062149 | -0.063064 | -0.017571 | -0.017643 | -0.032785 | -0.0029209 | -0.055818 | 0 | 0
LV Generation Intermittent | 0 | -0.21092 | -0.058767 | -0.059008 | -0.10965 | -0.0097693 | -0.097239 | -0.038237 | 0 |  |  | -0.065401 | -0.066365 | -0.01849 | -0.018566 | -0.034501 | -0.0030738 | -0.058739 | -0.041333 | 0
LV Generation Non-Intermittent | 0 | -1.8938 | -0.52764 | -0.43889 | -0.81558 | -0.087714 | -0.72325 | -0.2844 | 0 |  |  | -0.73169 | -0.59586 | -0.16602 | -0.13809 | -0.25661 | -0.027598 | -0.43689 | -0.30743 | 0
LV Sub Generation Intermittent | 0 | -0.20043 | -0.055844 | -0.056073 | -0.1042 | -0.0092834 | -0.092403 | 0 | 0 |  |  | -0.062149 | -0.063064 | -0.017571 | -0.017643 | -0.032785 | -0.0029209 | -0.055818 | 0 | 0
LV Sub Generation Non-Intermittent | 0 | -1.7996 | -0.50139 | -0.41706 | -0.77501 | -0.083351 | -0.68728 | 0 | 0 |  |  | -0.6953 | -0.56622 | -0.15776 | -0.13122 | -0.24385 | -0.026226 | -0.41517 | 0 | 0
HV Generation Intermittent | 0 | -0.19749 | -0.055024 | -0.051635 | -0.066567 | -0.0059307 | 0 | 0 | 0 |  |  | -0.061236 | -0.062138 | -0.017313 | -0.017384 | -0.032304 | -0.002878 | 0 | 0 | 0
HV Generation Non-Intermittent | 0 | -1.7732 | -0.49403 | -0.38406 | -0.49512 | -0.053249 | 0 | 0 | 0 |  |  | -0.68509 | -0.55791 | -0.15544 | -0.1293 | -0.24027 | -0.025841 | 0 | 0 | 0
HV Sub Generation Non-Intermittent | 0 | -1.7423 | -0.52483 | -0.408 | 0 | 0 | 0 | 0 | 0 |  |  | -0.67318 | -0.54821 | -0.16513 | -0.13736 | 0 | 0 | 0 | 0 | 0
HV Sub Generation Intermittent | 0 | -0.19406 | -0.058454 | -0.054854 | 0 | 0 | 0 | 0 | 0 |  |  | -0.060171 | -0.061057 | -0.018392 | -0.018467 | 0 | 0 | 0 | 0 | 0
3302. Unit rate 2 p/kWh (elements)
Combine tables = x1 or x2 or x3 or x4 or x5
Data sources:
x1 = 3005. Unit rate 2 total p/kWh (taking account of standing charges) (in Unit rate 2 (taking account of standing charges)) — for Tariffs with Unit rate 2 p/kWh from Standard 2 kWh
x2 = 2904. Pay-as-you-go unit rate 2 (p/kWh) (in Pay-as-you-go unit rate 2 p/kWh) — for Tariffs with Unit rate 2 p/kWh from PAYG 2 kWh
x3 = 2904. Pay-as-you-go unit rate 2 (p/kWh) (in Pay-as-you-go unit rate 2 p/kWh) — for Tariffs with Unit rate 2 p/kWh from PAYG 2 kWh & customer
x4 = 2203. Service model asset p/kWh charge for unmetered tariffs — for Tariffs with Unit rate 2 p/kWh from PAYG 2 kWh & customer
x5 = 2711. Operating expenditure for unmetered customer assets (p/kWh) — for Tariffs with Unit rate 2 p/kWh from PAYG 2 kWh & customer
| GSPs | Assets 132kV | Assets 132kV/EHV | Assets EHV | Assets EHV/HV | Assets 132kV/HV | Assets HV | Assets HV/LV | Assets LV circuits | Assets LV customer | Assets HV customer | Transmission exit | Operating 132kV | Operating 132kV/EHV | Operating EHV | Operating EHV/HV | Operating 132kV/HV | Operating HV | Operating HV/LV | Operating LV circuits | Operating LV customer | Operating HV customer
Domestic Unrestricted
Domestic Two Rate | 0 | 0.0077754 | 0.0021664 | 0.0064305 | 0.011949 | 0.00036013 | 0.010597 | 0.004167 | 0 |  |  | 0 | 0.0024464 | 0.00068162 | 0.0020233 | 0.0037598 | 0.00011331 | 0.0064012 | 0.0045043 | 0
Domestic Off Peak (related MPAN)
Small Non Domestic Unrestricted
Small Non Domestic Two Rate | 0 | 0.0066462 | 0.0018517 | 0.0054966 | 0.010214 | 0.00030783 | 0.0090579 | 0.0035618 | 0 |  |  | 0 | 0.0020912 | 0.00058263 | 0.0017294 | 0.0032138 | 9.6856e-05 | 0.0054716 | 0.0038502 | 0
Small Non Domestic Off Peak (related MPAN)
LV Medium Non-Domestic | 0 | 0.0058983 | 0.0016434 | 0.0048781 | 0.0090647 | 0.00027319 | 0.0080386 | 0.003161 | 0 |  |  | 0 | 0.0018558 | 0.00051707 | 0.0015348 | 0.0028521 | 8.5957e-05 | 0.0048559 | 0.0034169 | 0
LV Sub Medium Non-Domestic | 0 | 0.0044996 | 0.0012537 | 0.0037213 | 0.0069151 | 0.00020841 | 0.0061323 | 0 | 0 |  |  | 0 | 0.0014157 | 0.00039445 | 0.0011709 | 0.0021758 | 6.5573e-05 | 0.0037043 | 0 | 0
HV Medium Non-Domestic | 0 | 0.0060241 | 0.001704 | 0.0037817 | 0 | 0 | 0 | 0 | 0 |  |  | 0 | 0.0018954 | 0.00053614 | 0.0012732 | 0 | 0 | 0 | 0 | 0
LV HH Metered | 0 | 0.14297 | 0.039834 | 0.06422 | 0.11934 | 0.0066219 | 0.084662 | 0 | 0 |  |  | 0 | 0.044984 | 0.012533 | 0.020206 | 0.037548 | 0.0020835 | 0.051142 | 0 | 0
LV Sub HH Metered | 0 | 0.13123 | 0.036562 | 0.058946 | 0.10954 | 0.006078 | 0 | 0 | 0 |  |  | 0 | 0.041289 | 0.011504 | 0.018547 | 0.034465 | 0.0019124 | 0 | 0 | 0
HV HH Metered | 0 | 0.1187 | 0.033576 | 0.040472 | 0 | 0 | 0 | 0 | 0 |  |  | 0 | 0.037348 | 0.010564 | 0.013626 | 0 | 0 | 0 | 0 | 0
HV Sub HH Metered | 0 | 0.11416 | 0.034389 | 0 | 0 | 0 | 0 | 0 | 0 |  |  | 0 | 0.035921 | 0.01082 | 0 | 0 | 0 | 0 | 0 | 0
NHH UMS
LV UMS (Pseudo HH Metered) | 0 | 0.3732 | 0.10398 | 0.16764 | 0.31151 | 0.017285 | 0.27625 | 0.10863 | 0.023775 | 0 |  | 0 | 0.11742 | 0.032716 | 0.052745 | 0.098013 | 0.0054386 | 0.16687 | 0.11742 | 0.12206 | 0.6227
LV Generation NHH
LV Sub Generation NHH
LV Generation Intermittent
LV Generation Non-Intermittent | 0 | -0.12409 | -0.034573 | -0.055739 | -0.10358 | -0.0057473 | -0.091851 | -0.036119 | 0 |  |  | 0 | -0.039043 | -0.010878 | -0.017538 | -0.032589 | -0.0018083 | -0.055485 | -0.039043 | 0
LV Sub Generation Intermittent
LV Sub Generation Non-Intermittent | 0 | -0.11792 | -0.032853 | -0.052966 | -0.098425 | -0.0054615 | -0.087283 | 0 | 0 |  |  | 0 | -0.037101 | -0.010337 | -0.016665 | -0.030968 | -0.0017184 | -0.052725 | 0 | 0
HV Generation Intermittent
HV Generation Non-Intermittent | 0 | -0.11618 | -0.032371 | -0.048774 | -0.062879 | -0.0034891 | 0 | 0 | 0 |  |  | 0 | -0.036556 | -0.010185 | -0.016421 | -0.030514 | -0.0016932 | 0 | 0 | 0
HV Sub Generation Non-Intermittent | 0 | -0.11416 | -0.034389 | -0.051815 | 0 | 0 | 0 | 0 | 0 |  |  | 0 | -0.035921 | -0.01082 | -0.017444 | 0 | 0 | 0 | 0 | 0
HV Sub Generation Intermittent
3303. Unit rate 3 p/kWh (elements)
Combine tables = x1 or x2 or x3 or x4 or x5
Data sources:
x1 = 3006. Unit rate 3 total p/kWh (taking account of standing charges) (in Unit rate 3 (taking account of standing charges)) — for Tariffs with Unit rate 3 p/kWh from Standard 3 kWh
x2 = 2905. Pay-as-you-go unit rate 3 (p/kWh) (in Pay-as-you-go unit rate 3 p/kWh) — for Tariffs with Unit rate 3 p/kWh from PAYG 3 kWh
x3 = 2905. Pay-as-you-go unit rate 3 (p/kWh) (in Pay-as-you-go unit rate 3 p/kWh) — for Tariffs with Unit rate 3 p/kWh from PAYG 3 kWh & customer
x4 = 2203. Service model asset p/kWh charge for unmetered tariffs — for Tariffs with Unit rate 3 p/kWh from PAYG 3 kWh & customer
x5 = 2711. Operating expenditure for unmetered customer assets (p/kWh) — for Tariffs with Unit rate 3 p/kWh from PAYG 3 kWh & customer
| GSPs | Assets 132kV | Assets 132kV/EHV | Assets EHV | Assets EHV/HV | Assets 132kV/HV | Assets HV | Assets HV/LV | Assets LV circuits | Assets LV customer | Assets HV customer | Transmission exit | Operating 132kV | Operating 132kV/EHV | Operating EHV | Operating EHV/HV | Operating 132kV/HV | Operating HV | Operating HV/LV | Operating LV circuits | Operating LV customer | Operating HV customer
Domestic Unrestricted
Domestic Two Rate
Domestic Off Peak (related MPAN)
Small Non Domestic Unrestricted
Small Non Domestic Two Rate
Small Non Domestic Off Peak (related MPAN)
LV Medium Non-Domestic
LV Sub Medium Non-Domestic
HV Medium Non-Domestic
LV HH Metered | 0 | 0.0054556 | 0.00152 | 0.0045119 | 0.0083843 | 0.00025269 | 0.0059482 | 0 | 0 |  |  | 0 | 0.0017165 | 0.00047826 | 0.0014196 | 0.002638 | 7.9505e-05 | 0.0035931 | 0 | 0
LV Sub HH Metered | 0 | 0.0050075 | 0.0013952 | 0.0041414 | 0.0076958 | 0.00023193 | 0 | 0 | 0 |  |  | 0 | 0.0015756 | 0.00043898 | 0.001303 | 0.0024214 | 7.2976e-05 | 0 | 0 | 0
HV HH Metered | 0 | 0.0045296 | 0.0012812 | 0.0028435 | 0 | 0 | 0 | 0 | 0 |  |  | 0 | 0.0014252 | 0.00040313 | 0.0009573 | 0 | 0 | 0 | 0 | 0
HV Sub HH Metered | 0 | 0.0043564 | 0.0013122 | 0 | 0 | 0 | 0 | 0 | 0 |  |  | 0 | 0.0013707 | 0.00041288 | 0 | 0 | 0 | 0 | 0 | 0
NHH UMS
LV UMS (Pseudo HH Metered) | 0 | 0.014241 | 0.0039677 | 0.011778 | 0.021886 | 0.00065959 | 0.019408 | 0.007632 | 0.0016704 | 0 |  | 0 | 0.0044807 | 0.0012484 | 0.0037057 | 0.0068862 | 0.00020753 | 0.011724 | 0.0082498 | 0.0085757 | 0.6227
LV Generation NHH
LV Sub Generation NHH
LV Generation Intermittent
LV Generation Non-Intermittent | 0 | -0.0047351 | -0.0013193 | -0.0039161 | -0.007277 | -0.00021931 | -0.0064533 | -0.0025376 | 0 |  |  | 0 | -0.0014898 | -0.0004151 | -0.0012321 | -0.0022896 | -6.9005e-05 | -0.0038982 | -0.002743 | 0
LV Sub Generation Intermittent
LV Sub Generation Non-Intermittent | 0 | -0.0044996 | -0.0012537 | -0.0037213 | -0.0069151 | -0.00020841 | -0.0061323 | 0 | 0 |  |  | 0 | -0.0014157 | -0.00039445 | -0.0011709 | -0.0021758 | -6.5573e-05 | -0.0037043 | 0 | 0
HV Generation Intermittent
HV Generation Non-Intermittent | 0 | -0.0044335 | -0.0012352 | -0.0034268 | -0.0044177 | -0.00013314 | 0 | 0 | 0 |  |  | 0 | -0.001395 | -0.00038866 | -0.0011537 | -0.0021438 | -6.461e-05 | 0 | 0 | 0
HV Sub Generation Non-Intermittent | 0 | -0.0043564 | -0.0013122 | -0.0036404 | 0 | 0 | 0 | 0 | 0 |  |  | 0 | -0.0013707 | -0.00041288 | -0.0012256 | 0 | 0 | 0 | 0 | 0
HV Sub Generation Intermittent
3304. Fixed charge p/MPAN/day (elements)
Combine tables = x1 or x2 or x3 or x4 or x5
Data sources:
x1 = 3106. Fixed charge from standing charges factors p/MPAN/day — for Tariffs with Fixed charge p/MPAN/day from Fixed from network & customer
x2 = 2206. Service model p/MPAN/day (in Replacement annuities for service models) — for Tariffs with Fixed charge p/MPAN/day from Customer
x3 = 2206. Service model p/MPAN/day (in Replacement annuities for service models) — for Tariffs with Fixed charge p/MPAN/day from Fixed from network & customer
x4 = 2710. Operating expenditure for customer assets p/MPAN/day total (in Operating expenditure for customer assets p/MPAN/day) — for Tariffs with Fixed charge p/MPAN/day from Customer
x5 = 2710. Operating expenditure for customer assets p/MPAN/day total (in Operating expenditure for customer assets p/MPAN/day) — for Tariffs with Fixed charge p/MPAN/day from Fixed from network & customer
| GSPs | Assets 132kV | Assets 132kV/EHV | Assets EHV | Assets EHV/HV | Assets 132kV/HV | Assets HV | Assets HV/LV | Assets LV circuits | Assets LV customer | Assets HV customer | Transmission exit | Operating 132kV | Operating 132kV/EHV | Operating EHV | Operating EHV/HV | Operating 132kV/HV | Operating HV | Operating HV/LV | Operating LV circuits | Operating LV customer | Operating HV customer
Domestic Unrestricted | 0 | 0 | 0 | 0 | 0 | 0 | 0 | 0 | 0.18081 | 0 | 0 | 0 | 0 | 0 | 0 | 0 | 0 | 0 | 0 | 0.92829 | 2.9019 | 0
Domestic Two Rate | 0 | 0 | 0 | 0 | 0 | 0 | 0 | 0 | 0.18081 | 0 | 0 | 0 | 0 | 0 | 0 | 0 | 0 | 0 | 0 | 0.92829 | 2.9019 | 0
Domestic Off Peak (related MPAN)
Small Non Domestic Unrestricted | 0 | 0 | 0 | 0 | 0 | 0 | 0 | 0 | 0.18081 | 0 | 0 | 0 | 0 | 0 | 0 | 0 | 0 | 0 | 0 | 0.92829 | 4.2975 | 0
Small Non Domestic Two Rate | 0 | 0 | 0 | 0 | 0 | 0 | 0 | 0 | 0.18081 | 0 | 0 | 0 | 0 | 0 | 0 | 0 | 0 | 0 | 0 | 0.92829 | 4.2975 | 0
Small Non Domestic Off Peak (related MPAN)
LV Medium Non-Domestic | 0 | 0 | 0 | 0 | 0 | 0 | 0 | 0 | 3.891 | 0 | 0 | 0 | 0 | 0 | 0 | 0 | 0 | 0 | 0 | 19.9761 | 10.1373 | 0
LV Sub Medium Non-Domestic | 0 | 0 | 0 | 0 | 0 | 0 | 0 | 0 | 0 | 0 | 0 | 0 | 0 | 0 | 0 | 0 | 0 | 0 | 0 | 0 | 10.1373 | 0
HV Medium Non-Domestic | 0 | 2.6213 | 0 | 8.464 | 54.5582 | 5.2449 | 38.7197 | 0 | 0 | 0 | 0 | 0 | 0.82477 | 0 | 2.8495 | 26.4759 | 2.5452 | 33.6391 | 0 | 0 | 0 | 101.9404
LV HH Metered | [9 empty] | 0 | 0 | [9 empty] | 10.1373 | 0
LV Sub HH Metered | [9 empty] | 0 | 0 | [9 empty] | 10.1373 | 0
HV HH Metered | [9 empty] | 0 | 0 | [9 empty] | 0 | 101.9404
HV Sub HH Metered | [9 empty] | 0 | 0 | [9 empty] | 0 | 101.9404
NHH UMS
LV UMS (Pseudo HH Metered)
LV Generation NHH | [9 empty] | 0 | 0 | [9 empty] | 0 | 0
LV Sub Generation NHH | [9 empty] | 0 | 0 | [9 empty] | 0 | 0
LV Generation Intermittent | [9 empty] | 0 | 0 | [9 empty] | 0 | 0
LV Generation Non-Intermittent | [9 empty] | 0 | 0 | [9 empty] | 0 | 0
LV Sub Generation Intermittent | [9 empty] | 0 | 0 | [9 empty] | 0 | 0
LV Sub Generation Non-Intermittent | [9 empty] | 0 | 0 | [9 empty] | 0 | 0
HV Generation Intermittent | [9 empty] | 0 | 0 | [9 empty] | 0 | 17.5015
HV Generation Non-Intermittent | [9 empty] | 0 | 0 | [9 empty] | 0 | 17.5015
HV Sub Generation Non-Intermittent | [9 empty] | 0 | 0 | [9 empty] | 0 | 17.5015
HV Sub Generation Intermittent | [9 empty] | 0 | 0 | [9 empty] | 0 | 17.5015
3305. Capacity charge p/kVA/day (elements)
Copy cells = x1
Data sources:
x1 = 3002. Capacity charge p/kVA/day — for Tariffs with Capacity charge p/kVA/day from Capacity
| GSPs | Assets 132kV | Assets 132kV/EHV | Assets EHV | Assets EHV/HV | Assets 132kV/HV | Assets HV | Assets HV/LV | Assets LV circuits | Assets LV customer | Assets HV customer | Transmission exit | Operating 132kV | Operating 132kV/EHV | Operating EHV | Operating EHV/HV | Operating 132kV/HV | Operating HV | Operating HV/LV | Operating LV circuits | Operating LV customer | Operating HV customer
Domestic Unrestricted
Domestic Two Rate
Domestic Off Peak (related MPAN)
Small Non Domestic Unrestricted
Small Non Domestic Two Rate
Small Non Domestic Off Peak (related MPAN)
LV Medium Non-Domestic
LV Sub Medium Non-Domestic
HV Medium Non-Domestic
LV HH Metered | 0 | 0 | 0 | 0 | 0 | 0 | 0.28638 | 0.56308 | 0.12785 |  |  | 0 | 0 | 0 | 0 | 0 | 0 | 0.173 | 0.60866 | 0.65639
LV Sub HH Metered | 0 | 0 | 0 | 0 | 0 | 0 | 1.3607 | 0.53507 | 0 |  |  | 0 | 0 | 0 | 0 | 0 | 0 | 0.82196 | 0.57839 | 0
HV HH Metered | 0 | 0.063111 | 0 | 0.20378 | 1.3135 | 0.12627 | 0.93221 | 0 | 0 |  |  | 0 | 0.019857 | 0 | 0.068605 | 0.63743 | 0.061278 | 0.80989 | 0 | 0
HV Sub HH Metered | 0 | 0 | 0 | 1.0824 | 1.3954 | 0 | 0 | 0 | 0 |  |  | 0 | 0 | 0 | 0.36441 | 0.67716 | 0 | 0 | 0 | 0
NHH UMS
LV UMS (Pseudo HH Metered)
LV Generation NHH
LV Sub Generation NHH
LV Generation Intermittent
LV Generation Non-Intermittent
LV Sub Generation Intermittent
LV Sub Generation Non-Intermittent
HV Generation Intermittent
HV Generation Non-Intermittent
HV Sub Generation Non-Intermittent
HV Sub Generation Intermittent
3306. Reactive power charge p/kVArh (elements)
Combine tables = x1 or x2
Data sources:
x1 = 3206. Pay-as-you-go reactive p/kVArh
x2 = 3202. Standard reactive p/kVArh
| GSPs | Assets 132kV | Assets 132kV/EHV | Assets EHV | Assets EHV/HV | Assets 132kV/HV | Assets HV | Assets HV/LV | Assets LV circuits | Assets LV customer | Assets HV customer | Transmission exit | Operating 132kV | Operating 132kV/EHV | Operating EHV | Operating EHV/HV | Operating 132kV/HV | Operating HV | Operating HV/LV | Operating LV circuits | Operating LV customer | Operating HV customer
Domestic Unrestricted
Domestic Two Rate
Domestic Off Peak (related MPAN)
Small Non Domestic Unrestricted
Small Non Domestic Two Rate
Small Non Domestic Off Peak (related MPAN)
LV Medium Non-Domestic
LV Sub Medium Non-Domestic
HV Medium Non-Domestic
LV HH Metered | 0 | 0.081441 | 0.022691 | 0.022784 | 0.042339 | 0.0037721 | 0.030037 | 0 | 0 |  |  | 0.025253 | 0.025625 | 0.0071394 | 0.0071688 | 0.013321 | 0.0011869 | 0.018144 | 0 | 0
LV Sub HH Metered | 0 | 0.077391 | 0.021562 | 0.021651 | 0.040233 | 0.0035845 | 0 | 0 | 0 |  |  | 0.023997 | 0.02435 | 0.0067844 | 0.0068122 | 0.012659 | 0.0011278 | 0 | 0 | 0
HV HH Metered | 0 | 0.061907 | 0.017511 | 0.013146 | 0 | 0 | 0 | 0 | 0 |  |  | 0.019488 | 0.019478 | 0.0055097 | 0.0044259 | 0 | 0 | 0 | 0 | 0
HV Sub HH Metered | 0 | 0.061757 | 0.018603 | 0 | 0 | 0 | 0 | 0 | 0 |  |  | 0.019149 | 0.019431 | 0.0058531 | 0 | 0 | 0 | 0 | 0 | 0
NHH UMS
LV UMS (Pseudo HH Metered)
LV Generation NHH
LV Sub Generation NHH
LV Generation Intermittent | 0 | 0.058241 | 0.017543 | 0.017615 | 0.032734 | 0.035946 | 0.02685 | 0.010558 | 0.0023109 |  |  | 0.018059 | 0.018325 | 0.0055198 | 0.0055425 | 0.010299 | 0.01131 | 0.016219 | 0.011413 | 0.011864
LV Generation Non-Intermittent | 0 | 0.058241 | 0.017543 | 0.017615 | 0.032734 | 0.035946 | 0.02685 | 0.010558 | 0.0023109 |  |  | 0.018059 | 0.018325 | 0.0055198 | 0.0055425 | 0.010299 | 0.01131 | 0.016219 | 0.011413 | 0.011864
LV Sub Generation Intermittent | 0 | 0.055344 | 0.016671 | 0.016739 | 0.031106 | 0.034158 | 0.025515 | 0.010033 | 0 |  |  | 0.017161 | 0.017413 | 0.0052453 | 0.0052669 | 0.0097872 | 0.010747 | 0.015413 | 0.010845 | 0
LV Sub Generation Non-Intermittent | 0 | 0.055344 | 0.016671 | 0.016739 | 0.031106 | 0.034158 | 0.025515 | 0.010033 | 0 |  |  | 0.017161 | 0.017413 | 0.0052453 | 0.0052669 | 0.0097872 | 0.010747 | 0.015413 | 0.010845 | 0
HV Generation Intermittent | 0 | 0.054531 | 0.016426 | 0.015415 | 0.019872 | 0.021822 | 0.01748 | 0 | 0 |  |  | 0.016909 | 0.017158 | 0.0051683 | 0.0051895 | 0.0096435 | 0.01059 | 0.015186 | 0 | 0
HV Generation Non-Intermittent | 0 | 0.054531 | 0.016426 | 0.015415 | 0.019872 | 0.021822 | 0.01748 | 0 | 0 |  |  | 0.016909 | 0.017158 | 0.0051683 | 0.0051895 | 0.0096435 | 0.01059 | 0.015186 | 0 | 0
HV Sub Generation Non-Intermittent | 0 | 0.053583 | 0.01614 | 0.015146 | 0 | 0.033071 | 0 | 0 | 0 |  |  | 0.016615 | 0.016859 | 0.0050784 | 0.0050993 | 0 | 0.010406 | 0 | 0 | 0
HV Sub Generation Intermittent | 0 | 0.053583 | 0.01614 | 0.015146 | 0 | 0.033071 | 0 | 0 | 0 |  |  | 0.016615 | 0.016859 | 0.0050784 | 0.0050993 | 0 | 0.010406 | 0 | 0 | 0
3307. Summary of charges before revenue matching
Data sources:
x1 = 3301. Unit rate 1 p/kWh (elements)
x2 = 3302. Unit rate 2 p/kWh (elements)
x3 = 3303. Unit rate 3 p/kWh (elements)
x4 = 3304. Fixed charge p/MPAN/day (elements)
x5 = 3305. Capacity charge p/kVA/day (elements)
x6 = 3306. Reactive power charge p/kVArh (elements)
Kind: | Cell summation | Cell summation | Cell summation | Cell summation | Cell summation | Cell summation
Formula: | =SUM(x1) | =SUM(x2) | =SUM(x3) | =SUM(x4) | =SUM(x5) | =SUM(x6)
| Unit rate 1 p/kWh (total) | Unit rate 2 p/kWh (total) | Unit rate 3 p/kWh (total) | Fixed charge p/MPAN/day (total) | Capacity charge p/kVA/day (total) | Reactive power charge p/kVArh
Domestic Unrestricted | 1.8824 | 0 | 0 | 4.011 | 0 | 0
Domestic Two Rate | 2.3327 | 0.063376 | 0 | 4.011 | 0 | 0
Domestic Off Peak (related MPAN) | 0.4256 | 0 | 0 | 0 | 0 | 0
Small Non Domestic Unrestricted | 1.652 | 0 | 0 | 5.4066 | 0 | 0
Small Non Domestic Two Rate | 1.8184 | 0.054172 | 0 | 5.4066 | 0 | 0
Small Non Domestic Off Peak (related MPAN) | 0.28209 | 0 | 0 | 0 | 0 | 0
LV Medium Non-Domestic | 1.7218 | 0.048076 | 0 | 34.0043 | 0 | 0
LV Sub Medium Non-Domestic | 1.1959 | 0.031657 | 0 | 10.1373 | 0 | 0
HV Medium Non-Domestic | 0.94846 | 0.015214 | 0 | 277.883 | 0 | 0
LV HH Metered | 7.613 | 0.62614 | 0.035998 | 10.1373 | 2.4154 | 0.3009
LV Sub HH Metered | 6.0063 | 0.45007 | 0.024284 | 10.1373 | 3.2961 | 0.24015
HV HH Metered | 4.1918 | 0.25429 | 0.01144 | 101.9404 | 4.236 | 0.14147
HV Sub HH Metered | 3.6537 | 0.19529 | 0.0074522 | 101.9404 | 3.5194 | 0.12479
NHH UMS | 2.4944 | 0 | 0 | 0 | 0 | 0
LV UMS (Pseudo HH Metered) | 24.1213 | 2.7176 | 0.74902 | 0 | 0 | 0
LV Generation NHH | -0.89007 | 0 | 0 | 0 | 0 | 0
LV Sub Generation NHH | -0.77018 | 0 | 0 | 0 | 0 | 0
LV Generation Intermittent | -0.89007 | 0 | 0 | 0 | 0 | 0.31035
LV Generation Non-Intermittent | -7.4314 | -0.64808 | -0.038595 | 0 | 0 | 0.31035
LV Sub Generation Intermittent | -0.77018 | 0 | 0 | 0 | 0 | 0.28145
LV Sub Generation Non-Intermittent | -6.4994 | -0.54442 | -0.031657 | 0 | 0 | 0.28145
HV Generation Intermittent | -0.5699 | 0 | 0 | 17.5015 | 0 | 0.22539
HV Generation Non-Intermittent | -4.9935 | -0.35907 | -0.018792 | 17.5015 | 0 | 0.22539
HV Sub Generation Non-Intermittent | -4.199 | -0.26455 | -0.012318 | 17.5015 | 0 | 0.172
HV Sub Generation Intermittent | -0.46545 | 0 | 0 | 17.5015 | 0 | 0.172

## Revenue (hidden)
CDCM model 100: Revenue shortfall or surplus |  | WPD Mid East | 2015/16 | v1
3401. Net revenues by tariff before matching (£/year)
Cell-by-cell calculation =0.01*x1*(x2*x3+x4*x5)+10*(x6*x7+x8*x9+x10*x11+x12*x13)
Data sources:
x1 = 1010. Days in the charging period (in Financial and general assumptions)
x2 = 3307. Fixed charge p/MPAN/day (total) (in Summary of charges before revenue matching)
x3 = 2305. MPANs (in Equivalent volume for each end user)
x4 = 3307. Capacity charge p/kVA/day (total) (in Summary of charges before revenue matching)
x5 = 2305. Import capacity (kVA) (in Equivalent volume for each end user)
x6 = 3307. Unit rate 1 p/kWh (total) (in Summary of charges before revenue matching)
x7 = 2305. Rate 1 units (MWh) (in Equivalent volume for each end user)
x8 = 3307. Unit rate 2 p/kWh (total) (in Summary of charges before revenue matching)
x9 = 2305. Rate 2 units (MWh) (in Equivalent volume for each end user)
x10 = 3307. Unit rate 3 p/kWh (total) (in Summary of charges before revenue matching)
x11 = 2305. Rate 3 units (MWh) (in Equivalent volume for each end user)
x12 = 3307. Reactive power charge p/kVArh (in Summary of charges before revenue matching)
x13 = 2305. Reactive power units (MVArh) (in Equivalent volume for each end user)
Net revenues
Domestic Unrestricted | 118532162.1007
Domestic Two Rate | 92051723.5148
Domestic Off Peak (related MPAN) | 840552.1294
Small Non Domestic Unrestricted | 20915637.351
Small Non Domestic Two Rate | 32047772.0577
Small Non Domestic Off Peak (related MPAN) | 21845.2425
LV Medium Non-Domestic | 13657642.664
LV Sub Medium Non-Domestic | 0
HV Medium Non-Domestic | 500544.8464
LV HH Metered | 47669819.8793
LV Sub HH Metered | 149226.6571
HV HH Metered | 84785827.1224
HV Sub HH Metered | 0
NHH UMS | 2229920.7461
LV UMS (Pseudo HH Metered) | 7199901.3692
LV Generation NHH | -5071.5606
LV Sub Generation NHH | 0
LV Generation Intermittent | -6423.7515
LV Generation Non-Intermittent | -15162.2481
LV Sub Generation Intermittent | 0
LV Sub Generation Non-Intermittent | 0
HV Generation Intermittent | -16196.788
HV Generation Non-Intermittent | -3403165.806
HV Sub Generation Non-Intermittent | -390341.4834
HV Sub Generation Intermittent | -3615.3954
3402. Allowed revenue (£/year)
Cell-by-cell calculation =x1+x2+x3
Data sources:
x1 = 1076. Allowed revenue (£/year) (in Target revenue)
x2 = 1076. Pass-through charges (£/year) (in Target revenue)
x3 = 1076. Adjustment for previous year's under (over) recovery (£/year) (in Target revenue)
Allowed revenue (£/year)
Allowed revenue (£/year) | 452483175
3403. Revenue surplus or shortfall
Data sources:
x1 = 3401. Net revenues by tariff before matching (£/year)
x2 = 3402. Allowed revenue (£/year)
x3 = 1076. Revenue raised outside this model (£/year) (in Target revenue)
x4 = Total net revenues before matching (£/year) (in Revenue surplus or shortfall)
Kind: | Cell summation | Cell-by-cell calculation
Formula: | =SUM(x1) | =x2-x3-x4
| Total net revenues before matching (£/year) | Revenue shortfall (surplus) £/year
Revenue surplus or shortfall | 416762598.6477 | 25750283.5588

## Scaler (hidden)
CDCM model 100: Revenue matching |  | WPD Mid East |  | 2015/16 |  | v1
This sheet modifies tariffs so that the total expected net revenues matches the target.
3501. Factor to scale to £1/kW at transmission exit level
Cell-by-cell calculation =IF(x1,1/x1,0)
Data sources:
x1 = 2901. Unit cost at each level, £/kW/year (relative to system simultaneous maximum load)
Transmission exit
Factor to scale to £1/kW at transmission exit level | 0.19512
3502. Applicability factor for £1/kW scaler
Combine tables = x1 or x2
Data sources:
x1 = 3501. Factor to scale to £1/kW at transmission exit level
x2 = Zero for other levels
| GSPs | Assets 132kV | Assets 132kV/EHV | Assets EHV | Assets EHV/HV | Assets 132kV/HV | Assets HV | Assets HV/LV | Assets LV circuits | Assets LV customer | Assets HV customer | Transmission exit | Operating 132kV | Operating 132kV/EHV | Operating EHV | Operating EHV/HV | Operating 132kV/HV | Operating HV | Operating HV/LV | Operating LV circuits | Operating LV customer | Operating HV customer
Applicability factor for £1/kW scaler | 0 | 0 | 0 | 0 | 0 | 0 | 0 | 0 | 0 | 0 | 0 | 0.19512 | 0 | 0 | 0 | 0 | 0 | 0 | 0 | 0 | 0 | 0
3503. Scalable elements of tariff components
Data sources:
x1 = 3301. Unit rate 1 p/kWh (elements)
x2 = 3502. Applicability factor for £1/kW scaler
x3 = 3302. Unit rate 2 p/kWh (elements)
x4 = 3303. Unit rate 3 p/kWh (elements)
x5 = 3304. Fixed charge p/MPAN/day (elements)
x6 = 3305. Capacity charge p/kVA/day (elements)
x7 = 3306. Reactive power charge p/kVArh (elements)
Kind: | Sum-product calculation | Sum-product calculation | Sum-product calculation | Sum-product calculation | Sum-product calculation | Sum-product calculation
Formula: | =SUMPRODUCT(x1, x2) | =SUMPRODUCT(x3, x2) | =SUMPRODUCT(x4, x2) | =SUMPRODUCT(x5, x2) | =SUMPRODUCT(x6, x2) | =SUMPRODUCT(x7, x2)
| Unit rate 1 p/kWh scalable part | Unit rate 2 p/kWh scalable part | Unit rate 3 p/kWh scalable part | Fixed charge p/MPAN/day scalable part | Capacity charge p/kVA/day scalable part | Reactive power charge p/kVArh scalable part
Domestic Unrestricted | 0.02699 | 0 | 0 | 0 | 0 | 0
Domestic Two Rate | 0.035935 | 0 | 0 | 0 | 0 | 0
Domestic Off Peak (related MPAN) | 0.0036071 | 0 | 0 | 0 | 0 | 0
Small Non Domestic Unrestricted | 0.023685 | 0 | 0 | 0 | 0 | 0
Small Non Domestic Two Rate | 0.025583 | 0 | 0 | 0 | 0 | 0
Small Non Domestic Off Peak (related MPAN) | 0.0024209 | 0 | 0 | 0 | 0 | 0
LV Medium Non-Domestic | 0.024301 | 0 | 0 | 0 | 0 | 0
LV Sub Medium Non-Domestic | 0.018539 | 0 | 0 | 0 | 0 | 0
HV Medium Non-Domestic | 0.024756 | 0 | 0 | 0 | 0 | 0
LV HH Metered | 0.1645 | 0 | 0 | 0 | 0 | 0.0049274
LV Sub HH Metered | 0.15099 | 0 | 0 | 0 | 0 | 0.0046823
HV HH Metered | 0.13866 | 0 | 0 | 0 | 0 | 0.0038026
HV Sub HH Metered | 0.13135 | 0 | 0 | 0 | 0 | 0.0037365
NHH UMS | 0.025372 | 0 | 0 | 0 | 0 | 0
LV UMS (Pseudo HH Metered) | 0.42939 | 0 | 0 | 0 | 0 | 0
LV Generation NHH | -0.012761 | 0 | 0 | 0 | 0 | 0
LV Sub Generation NHH | -0.012127 | 0 | 0 | 0 | 0 | 0
LV Generation Intermittent | -0.012761 | 0 | 0 | 0 | 0 | 0.0035237
LV Generation Non-Intermittent | -0.14277 | 0 | 0 | 0 | 0 | 0.0035237
LV Sub Generation Intermittent | -0.012127 | 0 | 0 | 0 | 0 | 0.0033485
LV Sub Generation Non-Intermittent | -0.13567 | 0 | 0 | 0 | 0 | 0.0033485
HV Generation Intermittent | -0.011949 | 0 | 0 | 0 | 0 | 0.0032993
HV Generation Non-Intermittent | -0.13368 | 0 | 0 | 0 | 0 | 0.0032993
HV Sub Generation Non-Intermittent | -0.13135 | 0 | 0 | 0 | 0 | 0.0032419
HV Sub Generation Intermittent | -0.011741 | 0 | 0 | 0 | 0 | 0.0032419
3504. Marginal revenue effect of scaler
Data sources:
x1 = 2302. Load coefficient
x2 = 3503. Unit rate 1 p/kWh scalable part (in Scalable elements of tariff components)
x3 = 2305. Rate 1 units (MWh) (in Equivalent volume for each end user)
x4 = 3503. Unit rate 2 p/kWh scalable part (in Scalable elements of tariff components)
x5 = 2305. Rate 2 units (MWh) (in Equivalent volume for each end user)
x6 = 3503. Unit rate 3 p/kWh scalable part (in Scalable elements of tariff components)
x7 = 2305. Rate 3 units (MWh) (in Equivalent volume for each end user)
x8 = 3503. Fixed charge p/MPAN/day scalable part (in Scalable elements of tariff components)
x9 = 1010. Days in the charging period (in Financial and general assumptions)
x10 = 2305. MPANs (in Equivalent volume for each end user)
x11 = 3503. Capacity charge p/kVA/day scalable part (in Scalable elements of tariff components)
x12 = 2305. Import capacity (kVA) (in Equivalent volume for each end user)
x13 = 3503. Reactive power charge p/kVArh scalable part (in Scalable elements of tariff components)
x14 = 2305. Reactive power units (MVArh) (in Equivalent volume for each end user)
Kind: | Cell-by-cell calculation | Cell-by-cell calculation | Cell-by-cell calculation | Cell-by-cell calculation | Cell-by-cell calculation | Cell-by-cell calculation
Formula: | =IF(x1<0,0,x2*x3*10) | =IF(x1<0,0,x4*x5*10) | =IF(x1<0,0,x6*x7*10) | =x8*x9*x10/100 | =x11*x9*x12/100 | =IF(x1<0,0,x13*x14*10)
| Effect through Unit rate 1 p/kWh | Effect through Unit rate 2 p/kWh | Effect through Unit rate 3 p/kWh | Effect through Fixed charge p/MPAN/day | Effect through Capacity charge p/kVA/day | Effect through Reactive power charge p/kVArh
Domestic Unrestricted | 1390398.0343 | 0 | 0 | 0 | 0 | 0
Domestic Two Rate | 1171541.9063 | 0 | 0 | 0 | 0 | 0
Domestic Off Peak (related MPAN) | 7124.0794 | 0 | 0 | 0 | 0 | 0
Small Non Domestic Unrestricted | 273172.9482 | 0 | 0 | 0 | 0 | 0
Small Non Domestic Two Rate | 423381.6437 | 0 | 0 | 0 | 0 | 0
Small Non Domestic Off Peak (related MPAN) | 187.4772 | 0 | 0 | 0 | 0 | 0
LV Medium Non-Domestic | 178091.3706 | 0 | 0 | 0 | 0 | 0
LV Sub Medium Non-Domestic | 0 | 0 | 0 | 0 | 0 | 0
HV Medium Non-Domestic | 6678.8949 | 0 | 0 | 0 | 0 | 0
LV HH Metered | 530554.4502 | 0 | 0 | 0 | 0 | 17455.7396
LV Sub HH Metered | 819.0507 | 0 | 0 | 0 | 0 | 0.58459
HV HH Metered | 1119747.9368 | 0 | 0 | 0 | 0 | 30204.2046
HV Sub HH Metered | 0 | 0 | 0 | 0 | 0 | 0
NHH UMS | 22681.9882 | 0 | 0 | 0 | 0 | 0
LV UMS (Pseudo HH Metered) | 78426.424 | 0 | 0 | 0 | 0 | 0
LV Generation NHH | 0 | 0 | 0 | 0 | 0 | 0
LV Sub Generation NHH | 0 | 0 | 0 | 0 | 0 | 0
LV Generation Intermittent | 0 | 0 | 0 | 0 | 0 | 0
LV Generation Non-Intermittent | 0 | 0 | 0 | 0 | 0 | 0
LV Sub Generation Intermittent | 0 | 0 | 0 | 0 | 0 | 0
LV Sub Generation Non-Intermittent | 0 | 0 | 0 | 0 | 0 | 0
HV Generation Intermittent | 0 | 0 | 0 | 0 | 0 | 0
HV Generation Non-Intermittent | 0 | 0 | 0 | 0 | 0 | 0
HV Sub Generation Non-Intermittent | 0 | 0 | 0 | 0 | 0 | 0
HV Sub Generation Intermittent | 0 | 0 | 0 | 0 | 0 | 0
3505. Scaler value at which the minimum is breached
Data sources:
x1 = 3503. Unit rate 1 p/kWh scalable part (in Scalable elements of tariff components)
x2 = 3307. Unit rate 1 p/kWh (total) (in Summary of charges before revenue matching)
x3 = 3503. Unit rate 2 p/kWh scalable part (in Scalable elements of tariff components)
x4 = 3307. Unit rate 2 p/kWh (total) (in Summary of charges before revenue matching)
x5 = 3503. Unit rate 3 p/kWh scalable part (in Scalable elements of tariff components)
x6 = 3307. Unit rate 3 p/kWh (total) (in Summary of charges before revenue matching)
x7 = 3503. Fixed charge p/MPAN/day scalable part (in Scalable elements of tariff components)
x8 = 3307. Fixed charge p/MPAN/day (total) (in Summary of charges before revenue matching)
x9 = 3503. Capacity charge p/kVA/day scalable part (in Scalable elements of tariff components)
x10 = 3307. Capacity charge p/kVA/day (total) (in Summary of charges before revenue matching)
x11 = 3503. Reactive power charge p/kVArh scalable part (in Scalable elements of tariff components)
x12 = 3307. Reactive power charge p/kVArh (in Summary of charges before revenue matching)
Kind: | Cell-by-cell calculation | Cell-by-cell calculation | Cell-by-cell calculation | Cell-by-cell calculation | Cell-by-cell calculation | Cell-by-cell calculation
Formula: | =IF(x1,0-x2/x1,0) | =IF(x3,0-x4/x3,0) | =IF(x5,0-x6/x5,0) | =IF(x7,0-x8/x7,0) | =IF(x9,0-x10/x9,0) | =IF(x11,0-x12/x11,0)
| Scaler threshold for Unit rate 1 p/kWh | Scaler threshold for Unit rate 2 p/kWh | Scaler threshold for Unit rate 3 p/kWh | Scaler threshold for Fixed charge p/MPAN/day | Scaler threshold for Capacity charge p/kVA/day | Scaler threshold for Reactive power charge p/kVArh
Domestic Unrestricted | -69.7467 |  |  | 0
Domestic Two Rate | -64.9152 | 0 |  | 0
Domestic Off Peak (related MPAN) | -117.9875
Small Non Domestic Unrestricted | -69.7467 |  |  | 0
Small Non Domestic Two Rate | -71.0764 | 0 |  | 0
Small Non Domestic Off Peak (related MPAN) | -116.5221
LV Medium Non-Domestic | -70.8497 | 0 |  | 0
LV Sub Medium Non-Domestic | -64.5112 | 0 |  | 0
HV Medium Non-Domestic | -38.3125 | 0 |  | 0
LV HH Metered | -46.2809 | 0 | 0 | 0 | 0 | -61.0669
LV Sub HH Metered | -39.7802 | 0 | 0 | 0 | 0 | -51.2887
HV HH Metered | -30.2318 | 0 | 0 | 0 | 0 | -37.2024
HV Sub HH Metered | -27.8155 | 0 | 0 | 0 | 0 | -33.3987
NHH UMS | -98.3124
LV UMS (Pseudo HH Metered) | -56.1759 | 0 | 0
LV Generation NHH | -69.7467 |  |  | 0
LV Sub Generation NHH | -63.5114 |  |  | 0
LV Generation Intermittent | -69.7467 |  |  | 0 |  | -88.0745
LV Generation Non-Intermittent | -52.0514 | 0 | 0 | 0 |  | -88.0745
LV Sub Generation Intermittent | -63.5114 |  |  | 0 |  | -84.0518
LV Sub Generation Non-Intermittent | -47.9061 | 0 | 0 | 0 |  | -84.0518
HV Generation Intermittent | -47.6957 |  |  | 0 |  | -68.3143
HV Generation Non-Intermittent | -37.3544 | 0 | 0 | 0 |  | -68.3143
HV Sub Generation Non-Intermittent | -31.9673 | 0 | 0 | 0 |  | -53.0544
HV Sub Generation Intermittent | -39.6436 |  |  | 0 |  | -53.0544
3506. Root if there were no constraints
Special calculation Special calculation
Data sources:
Root if there were no constraints
Root if there were no constraints | 4.9044
3507. Starting point
Special calculation Special calculation
Data sources:
Starting point
Starting point | -117.9875
3508. Solve a simple linear programming problem
Data sources:
x1 = 3507. Starting point
x2 = 3505. Scaler threshold for Unit rate 1 p/kWh (in Scaler value at which the minimum is breached)
x3 = 3504. Effect through Unit rate 1 p/kWh (in Marginal revenue effect of scaler)
x4 = Location (in Solve a simple linear programming problem)
x5 = Kink (in Solve a simple linear programming problem)
x6 = Ranking before tie break (in Solve a simple linear programming problem)
x7 = Counter (in Solve a simple linear programming problem)
x8 = Tie breaker (in Solve a simple linear programming problem)
x9 = Ranking (in Solve a simple linear programming problem)
x10 = Kink reordering (in Solve a simple linear programming problem)
x11 = Starting slopes (in Solve a simple linear programming problem)
x12 = New slope (in Solve a simple linear programming problem)
x13 = Location (ordered) (in Solve a simple linear programming problem)
x14 = Starting values (in Solve a simple linear programming problem)
x15 = 3403. Revenue shortfall (surplus) £/year (in Revenue surplus or shortfall)
x16 = 3506. Root if there were no constraints
x17 = Value (in Solve a simple linear programming problem)
Kind: | Special calculation | Special calculation | Special calculation | Special calculation | Special calculation | Fixed data | Cell-by-cell calculation | Special calculation | Special calculation | Special calculation | Special calculation | Special calculation | Special calculation
Formula: | Special calculation | Special calculation | Special calculation | Special calculation | Special calculation |  | =x6*150+x7 | Special calculation | Special calculation | Special calculation | Special calculation | Special calculation | Special calculation
| Location | Kink | Starting slopes | Starting values | Ranking before tie break | Counter | Tie breaker | Ranking | Kink reordering | Location (ordered) | New slope | Value | Root
Starting point | -117.9875 |  |  |  |  | 0 | 0 |  |  | -117.9875 | 0 | -328922507.3787 | 4.9044
Kink 1 | -69.7467 | 1390398.0343 | 0 | -96975609.3188 | 10 | 1 | 1501 | 10 | 3 | -117.9875 | 7124.0794 | -328922507.3787
Kink 2 | -64.9152 | 1171541.9063 | 0 | -76050919.431 | 16 | 2 | 2402 | 16 | 6 | -116.5221 | 7311.5567 | -328912068.0118
Kink 3 | -117.9875 | 7124.0794 | 0 | -840552.1294 | 1 | 3 | 153 | 1 | 14 | -98.3124 | 29993.5448 | -328778926.7059
Kink 4 | -69.7467 | 273172.9482 | 0 | -19052898.8448 | 13 | 4 | 1954 | 13 | 143 | -88.0745 | 29993.5448 | -328471856.1284
Kink 5 | -71.0764 | 423381.6437 | 0 | -30092423.9452 | 8 | 5 | 1205 | 8 | 144 | -88.0745 | 29993.5448 | -328471856.1284
Kink 6 | -116.5221 | 187.4772 | 0 | -21845.2425 | 2 | 6 | 306 | 2 | 145 | -84.0518 | 29993.5448 | -328351201.9039
Kink 7 | -70.8497 | 178091.3706 | 0 | -12617716.2449 | 9 | 7 | 1357 | 9 | 146 | -84.0518 | 29993.5448 | -328351201.9039
Kink 8 | -64.5112 | 0 | 0 | 0 | 17 | 8 | 2558 | 17 | 5 | -71.0764 | 453375.1885 | -327962021.0958
Kink 9 | -38.3125 | 6678.8949 | 0 | -255885.2541 | 31 | 9 | 4659 | 31 | 7 | -70.8497 | 631466.5591 | -327859251.3979
Kink 10 | -46.2809 | 530554.4502 | 0 | -24554531.4771 | 28 | 10 | 4210 | 28 | 1 | -69.7467 | 2021864.5934 | -327162728.0929
Kink 11 | -39.7802 | 819.0507 | 0 | -32581.9764 | 29 | 11 | 4361 | 29 | 16 | -69.7467 | 2021864.5934 | -327162728.0929
Kink 12 | -30.2318 | 1119747.9368 | 0 | -33851993.5135 | 36 | 12 | 5412 | 36 | 18 | -69.7467 | 2021864.5934 | -327162728.0929
Kink 13 | -27.8155 | 0 | 0 | 0 | 37 | 13 | 5563 | 37 | 4 | -69.7467 | 2295037.5416 | -327162728.0929
Kink 14 | -98.3124 | 22681.9882 | 0 | -2229920.7461 | 3 | 14 | 464 | 3 | 147 | -68.3143 | 2295037.5416 | -323875518.9086
Kink 15 | -56.1759 | 78426.424 | 0 | -4405678.5301 | 21 | 15 | 3165 | 21 | 148 | -68.3143 | 2295037.5416 | -323875518.9086
Kink 16 | -69.7467 | 0 | 0 | 0 | 10 | 16 | 1516 | 11 | 2 | -64.9152 | 3466579.4478 | -316074444.7497
Kink 17 | -63.5114 | 0 | 0 | 0 | 18 | 17 | 2717 | 18 | 8 | -64.5112 | 3466579.4478 | -314673692.4582
Kink 18 | -69.7467 | 0 | 0 | 0 | 10 | 18 | 1518 | 12 | 17 | -63.5114 | 3466579.4478 | -311208000.7042
Kink 19 | -52.0514 | 0 | 0 | 0 | 24 | 19 | 3619 | 24 | 20 | -63.5114 | 3466579.4478 | -311208000.7042
Kink 20 | -63.5114 | 0 | 0 | 0 | 18 | 20 | 2720 | 19 | 135 | -61.0669 | 3484035.1875 | -302733814.1969
Kink 21 | -47.9061 | 0 | 0 | 0 | 26 | 21 | 3921 | 26 | 15 | -56.1759 | 3562461.6114 | -285693625.202
Kink 22 | -47.6957 | 0 | 0 | 0 | 27 | 22 | 4072 | 27 | 149 | -53.0544 | 3562461.6114 | -274573156.1072
Kink 23 | -37.3544 | 0 | 0 | 0 | 32 | 23 | 4823 | 32 | 150 | -53.0544 | 3562461.6114 | -274573156.1072
Kink 24 | -31.9673 | 0 | 0 | 0 | 35 | 24 | 5274 | 35 | 19 | -52.0514 | 3562461.6114 | -271000024.6573
Kink 25 | -39.6436 | 0 | 0 | 0 | 30 | 25 | 4525 | 30 | 136 | -51.2887 | 3562462.196 | -268283096.1795
Kink 26 | 0 | 0 | 0 | 0 | 38 | 26 | 5726 | 38 | 21 | -47.9061 | 3562462.196 | -256232503.7136
Kink 27 | 0 | 0 | 0 | 0 | 38 | 27 | 5727 | 39 | 22 | -47.6957 | 3562462.196 | -255482977.7997
Kink 28 | 0 | 0 | 0 | 0 | 38 | 28 | 5728 | 40 | 10 | -46.2809 | 4093016.6463 | -250442861.9032
Kink 29 | 0 | 0 | 0 | 0 | 38 | 29 | 5729 | 41 | 11 | -39.7802 | 4093835.697 | -223835309.0348
Kink 30 | 0 | 0 | 0 | 0 | 38 | 30 | 5730 | 42 | 25 | -39.6436 | 4093835.697 | -223276358.3199
Kink 31 | 0 | 0 | 0 | 0 | 38 | 31 | 5731 | 43 | 9 | -38.3125 | 4100514.5919 | -217826969.0707
Kink 32 | 0 | 0 | 0 | 0 | 38 | 32 | 5732 | 44 | 23 | -37.3544 | 4100514.5919 | -213898055.6458
Kink 33 | 0 | 0 | 0 | 0 | 38 | 33 | 5733 | 45 | 137 | -37.2024 | 4130718.7965 | -213275028.2534
Kink 34 | 0 | 0 | 0 | 0 | 38 | 34 | 5734 | 46 | 138 | -33.3987 | 4130718.7965 | -197562751.8271
Kink 35 | 0 | 0 | 0 | 0 | 38 | 35 | 5735 | 47 | 24 | -31.9673 | 4130718.7965 | -191650275.3493
Kink 36 | 0 | 0 | 0 | 0 | 38 | 36 | 5736 | 48 | 12 | -30.2318 | 5250466.7333 | -184481333.6073
Kink 37 | 0 | 0 | 0 | 0 | 38 | 37 | 5737 | 49 | 13 | -27.8155 | 5250466.7333 | -171794792.5545
Kink 38 | 0 | 0 | 0 | 0 | 38 | 38 | 5738 | 50 | 26 | 0 | 5250466.7333 | -25750283.5588
Kink 39 | 0 | 0 | 0 | 0 | 38 | 39 | 5739 | 51 | 27 | 0 | 5250466.7333 | -25750283.5588
Kink 40 | 0 | 0 | 0 | 0 | 38 | 40 | 5740 | 52 | 28 | 0 | 5250466.7333 | -25750283.5588
Kink 41 | 0 | 0 | 0 | 0 | 38 | 41 | 5741 | 53 | 29 | 0 | 5250466.7333 | -25750283.5588
Kink 42 | 0 | 0 | 0 | 0 | 38 | 42 | 5742 | 54 | 30 | 0 | 5250466.7333 | -25750283.5588
Kink 43 | 0 | 0 | 0 | 0 | 38 | 43 | 5743 | 55 | 31 | 0 | 5250466.7333 | -25750283.5588
Kink 44 | 0 | 0 | 0 | 0 | 38 | 44 | 5744 | 56 | 32 | 0 | 5250466.7333 | -25750283.5588
Kink 45 | 0 | 0 | 0 | 0 | 38 | 45 | 5745 | 57 | 33 | 0 | 5250466.7333 | -25750283.5588
Kink 46 | 0 | 0 | 0 | 0 | 38 | 46 | 5746 | 58 | 34 | 0 | 5250466.7333 | -25750283.5588
Kink 47 | 0 | 0 | 0 | 0 | 38 | 47 | 5747 | 59 | 35 | 0 | 5250466.7333 | -25750283.5588
Kink 48 | 0 | 0 | 0 | 0 | 38 | 48 | 5748 | 60 | 36 | 0 | 5250466.7333 | -25750283.5588
Kink 49 | 0 | 0 | 0 | 0 | 38 | 49 | 5749 | 61 | 37 | 0 | 5250466.7333 | -25750283.5588
Kink 50 | 0 | 0 | 0 | 0 | 38 | 50 | 5750 | 62 | 38 | 0 | 5250466.7333 | -25750283.5588
Kink 51 | 0 | 0 | 0 | 0 | 38 | 51 | 5751 | 63 | 39 | 0 | 5250466.7333 | -25750283.5588
Kink 52 | 0 | 0 | 0 | 0 | 38 | 52 | 5752 | 64 | 40 | 0 | 5250466.7333 | -25750283.5588
Kink 53 | 0 | 0 | 0 | 0 | 38 | 53 | 5753 | 65 | 41 | 0 | 5250466.7333 | -25750283.5588
Kink 54 | 0 | 0 | 0 | 0 | 38 | 54 | 5754 | 66 | 42 | 0 | 5250466.7333 | -25750283.5588
Kink 55 | 0 | 0 | 0 | 0 | 38 | 55 | 5755 | 67 | 43 | 0 | 5250466.7333 | -25750283.5588
Kink 56 | 0 | 0 | 0 | 0 | 38 | 56 | 5756 | 68 | 44 | 0 | 5250466.7333 | -25750283.5588
Kink 57 | 0 | 0 | 0 | 0 | 38 | 57 | 5757 | 69 | 45 | 0 | 5250466.7333 | -25750283.5588
Kink 58 | 0 | 0 | 0 | 0 | 38 | 58 | 5758 | 70 | 46 | 0 | 5250466.7333 | -25750283.5588
Kink 59 | 0 | 0 | 0 | 0 | 38 | 59 | 5759 | 71 | 47 | 0 | 5250466.7333 | -25750283.5588
Kink 60 | 0 | 0 | 0 | 0 | 38 | 60 | 5760 | 72 | 48 | 0 | 5250466.7333 | -25750283.5588
Kink 61 | 0 | 0 | 0 | 0 | 38 | 61 | 5761 | 73 | 49 | 0 | 5250466.7333 | -25750283.5588
Kink 62 | 0 | 0 | 0 | 0 | 38 | 62 | 5762 | 74 | 50 | 0 | 5250466.7333 | -25750283.5588
Kink 63 | 0 | 0 | 0 | 0 | 38 | 63 | 5763 | 75 | 51 | 0 | 5250466.7333 | -25750283.5588
Kink 64 | 0 | 0 | 0 | 0 | 38 | 64 | 5764 | 76 | 52 | 0 | 5250466.7333 | -25750283.5588
Kink 65 | 0 | 0 | 0 | 0 | 38 | 65 | 5765 | 77 | 53 | 0 | 5250466.7333 | -25750283.5588
Kink 66 | 0 | 0 | 0 | 0 | 38 | 66 | 5766 | 78 | 54 | 0 | 5250466.7333 | -25750283.5588
Kink 67 | 0 | 0 | 0 | 0 | 38 | 67 | 5767 | 79 | 55 | 0 | 5250466.7333 | -25750283.5588
Kink 68 | 0 | 0 | 0 | 0 | 38 | 68 | 5768 | 80 | 56 | 0 | 5250466.7333 | -25750283.5588
Kink 69 | 0 | 0 | 0 | 0 | 38 | 69 | 5769 | 81 | 57 | 0 | 5250466.7333 | -25750283.5588
Kink 70 | 0 | 0 | 0 | 0 | 38 | 70 | 5770 | 82 | 58 | 0 | 5250466.7333 | -25750283.5588
Kink 71 | 0 | 0 | 0 | 0 | 38 | 71 | 5771 | 83 | 59 | 0 | 5250466.7333 | -25750283.5588
Kink 72 | 0 | 0 | 0 | 0 | 38 | 72 | 5772 | 84 | 60 | 0 | 5250466.7333 | -25750283.5588
Kink 73 | 0 | 0 | 0 | 0 | 38 | 73 | 5773 | 85 | 61 | 0 | 5250466.7333 | -25750283.5588
Kink 74 | 0 | 0 | 0 | 0 | 38 | 74 | 5774 | 86 | 62 | 0 | 5250466.7333 | -25750283.5588
Kink 75 | 0 | 0 | 0 | 0 | 38 | 75 | 5775 | 87 | 63 | 0 | 5250466.7333 | -25750283.5588
Kink 76 | 0 | 0 | 0 | 0 | 38 | 76 | 5776 | 88 | 64 | 0 | 5250466.7333 | -25750283.5588
Kink 77 | 0 | 0 | 0 | 0 | 38 | 77 | 5777 | 89 | 65 | 0 | 5250466.7333 | -25750283.5588
Kink 78 | 0 | 0 | 0 | 0 | 38 | 78 | 5778 | 90 | 66 | 0 | 5250466.7333 | -25750283.5588
Kink 79 | 0 | 0 | 0 | 0 | 38 | 79 | 5779 | 91 | 67 | 0 | 5250466.7333 | -25750283.5588
Kink 80 | 0 | 0 | 0 | 0 | 38 | 80 | 5780 | 92 | 68 | 0 | 5250466.7333 | -25750283.5588
Kink 81 | 0 | 0 | 0 | 0 | 38 | 81 | 5781 | 93 | 69 | 0 | 5250466.7333 | -25750283.5588
Kink 82 | 0 | 0 | 0 | 0 | 38 | 82 | 5782 | 94 | 70 | 0 | 5250466.7333 | -25750283.5588
Kink 83 | 0 | 0 | 0 | 0 | 38 | 83 | 5783 | 95 | 71 | 0 | 5250466.7333 | -25750283.5588
Kink 84 | 0 | 0 | 0 | 0 | 38 | 84 | 5784 | 96 | 72 | 0 | 5250466.7333 | -25750283.5588
Kink 85 | 0 | 0 | 0 | 0 | 38 | 85 | 5785 | 97 | 73 | 0 | 5250466.7333 | -25750283.5588
Kink 86 | 0 | 0 | 0 | 0 | 38 | 86 | 5786 | 98 | 74 | 0 | 5250466.7333 | -25750283.5588
Kink 87 | 0 | 0 | 0 | 0 | 38 | 87 | 5787 | 99 | 75 | 0 | 5250466.7333 | -25750283.5588
Kink 88 | 0 | 0 | 0 | 0 | 38 | 88 | 5788 | 100 | 76 | 0 | 5250466.7333 | -25750283.5588
Kink 89 | 0 | 0 | 0 | 0 | 38 | 89 | 5789 | 101 | 77 | 0 | 5250466.7333 | -25750283.5588
Kink 90 | 0 | 0 | 0 | 0 | 38 | 90 | 5790 | 102 | 78 | 0 | 5250466.7333 | -25750283.5588
Kink 91 | 0 | 0 | 0 | 0 | 38 | 91 | 5791 | 103 | 79 | 0 | 5250466.7333 | -25750283.5588
Kink 92 | 0 | 0 | 0 | 0 | 38 | 92 | 5792 | 104 | 80 | 0 | 5250466.7333 | -25750283.5588
Kink 93 | 0 | 0 | 0 | 0 | 38 | 93 | 5793 | 105 | 81 | 0 | 5250466.7333 | -25750283.5588
Kink 94 | 0 | 0 | 0 | 0 | 38 | 94 | 5794 | 106 | 82 | 0 | 5250466.7333 | -25750283.5588
Kink 95 | 0 | 0 | 0 | 0 | 38 | 95 | 5795 | 107 | 83 | 0 | 5250466.7333 | -25750283.5588
Kink 96 | 0 | 0 | 0 | 0 | 38 | 96 | 5796 | 108 | 84 | 0 | 5250466.7333 | -25750283.5588
Kink 97 | 0 | 0 | 0 | 0 | 38 | 97 | 5797 | 109 | 85 | 0 | 5250466.7333 | -25750283.5588
Kink 98 | 0 | 0 | 0 | 0 | 38 | 98 | 5798 | 110 | 86 | 0 | 5250466.7333 | -25750283.5588
Kink 99 | 0 | 0 | 0 | 0 | 38 | 99 | 5799 | 111 | 87 | 0 | 5250466.7333 | -25750283.5588
Kink 100 | 0 | 0 | 0 | 0 | 38 | 100 | 5800 | 112 | 88 | 0 | 5250466.7333 | -25750283.5588
Kink 101 | 0 | 0 | 0 | 0 | 38 | 101 | 5801 | 113 | 89 | 0 | 5250466.7333 | -25750283.5588
Kink 102 | 0 | 0 | 0 | 0 | 38 | 102 | 5802 | 114 | 90 | 0 | 5250466.7333 | -25750283.5588
Kink 103 | 0 | 0 | 0 | 0 | 38 | 103 | 5803 | 115 | 91 | 0 | 5250466.7333 | -25750283.5588
Kink 104 | 0 | 0 | 0 | 0 | 38 | 104 | 5804 | 116 | 92 | 0 | 5250466.7333 | -25750283.5588
Kink 105 | 0 | 0 | 0 | 0 | 38 | 105 | 5805 | 117 | 93 | 0 | 5250466.7333 | -25750283.5588
Kink 106 | 0 | 0 | 0 | 0 | 38 | 106 | 5806 | 118 | 94 | 0 | 5250466.7333 | -25750283.5588
Kink 107 | 0 | 0 | 0 | 0 | 38 | 107 | 5807 | 119 | 95 | 0 | 5250466.7333 | -25750283.5588
Kink 108 | 0 | 0 | 0 | 0 | 38 | 108 | 5808 | 120 | 96 | 0 | 5250466.7333 | -25750283.5588
Kink 109 | 0 | 0 | 0 | 0 | 38 | 109 | 5809 | 121 | 97 | 0 | 5250466.7333 | -25750283.5588
Kink 110 | 0 | 0 | 0 | 0 | 38 | 110 | 5810 | 122 | 98 | 0 | 5250466.7333 | -25750283.5588
Kink 111 | 0 | 0 | 0 | 0 | 38 | 111 | 5811 | 123 | 99 | 0 | 5250466.7333 | -25750283.5588
Kink 112 | 0 | 0 | 0 | 0 | 38 | 112 | 5812 | 124 | 100 | 0 | 5250466.7333 | -25750283.5588
Kink 113 | 0 | 0 | 0 | 0 | 38 | 113 | 5813 | 125 | 101 | 0 | 5250466.7333 | -25750283.5588
Kink 114 | 0 | 0 | 0 | 0 | 38 | 114 | 5814 | 126 | 102 | 0 | 5250466.7333 | -25750283.5588
Kink 115 | 0 | 0 | 0 | 0 | 38 | 115 | 5815 | 127 | 103 | 0 | 5250466.7333 | -25750283.5588
Kink 116 | 0 | 0 | 0 | 0 | 38 | 116 | 5816 | 128 | 104 | 0 | 5250466.7333 | -25750283.5588
Kink 117 | 0 | 0 | 0 | 0 | 38 | 117 | 5817 | 129 | 105 | 0 | 5250466.7333 | -25750283.5588
Kink 118 | 0 | 0 | 0 | 0 | 38 | 118 | 5818 | 130 | 106 | 0 | 5250466.7333 | -25750283.5588
Kink 119 | 0 | 0 | 0 | 0 | 38 | 119 | 5819 | 131 | 107 | 0 | 5250466.7333 | -25750283.5588
Kink 120 | 0 | 0 | 0 | 0 | 38 | 120 | 5820 | 132 | 108 | 0 | 5250466.7333 | -25750283.5588
Kink 121 | 0 | 0 | 0 | 0 | 38 | 121 | 5821 | 133 | 109 | 0 | 5250466.7333 | -25750283.5588
Kink 122 | 0 | 0 | 0 | 0 | 38 | 122 | 5822 | 134 | 110 | 0 | 5250466.7333 | -25750283.5588
Kink 123 | 0 | 0 | 0 | 0 | 38 | 123 | 5823 | 135 | 111 | 0 | 5250466.7333 | -25750283.5588
Kink 124 | 0 | 0 | 0 | 0 | 38 | 124 | 5824 | 136 | 112 | 0 | 5250466.7333 | -25750283.5588
Kink 125 | 0 | 0 | 0 | 0 | 38 | 125 | 5825 | 137 | 113 | 0 | 5250466.7333 | -25750283.5588
Kink 126 | 0 | 0 | 0 | 0 | 38 | 126 | 5826 | 138 | 114 | 0 | 5250466.7333 | -25750283.5588
Kink 127 | 0 | 0 | 0 | 0 | 38 | 127 | 5827 | 139 | 115 | 0 | 5250466.7333 | -25750283.5588
Kink 128 | 0 | 0 | 0 | 0 | 38 | 128 | 5828 | 140 | 116 | 0 | 5250466.7333 | -25750283.5588
Kink 129 | 0 | 0 | 0 | 0 | 38 | 129 | 5829 | 141 | 117 | 0 | 5250466.7333 | -25750283.5588
Kink 130 | 0 | 0 | 0 | 0 | 38 | 130 | 5830 | 142 | 118 | 0 | 5250466.7333 | -25750283.5588
Kink 131 | 0 | 0 | 0 | 0 | 38 | 131 | 5831 | 143 | 119 | 0 | 5250466.7333 | -25750283.5588
Kink 132 | 0 | 0 | 0 | 0 | 38 | 132 | 5832 | 144 | 120 | 0 | 5250466.7333 | -25750283.5588
Kink 133 | 0 | 0 | 0 | 0 | 38 | 133 | 5833 | 145 | 121 | 0 | 5250466.7333 | -25750283.5588
Kink 134 | 0 | 0 | 0 | 0 | 38 | 134 | 5834 | 146 | 122 | 0 | 5250466.7333 | -25750283.5588
Kink 135 | -61.0669 | 17455.7396 | 0 | -1065967.5647 | 20 | 135 | 3135 | 20 | 123 | 0 | 5250466.7333 | -25750283.5588
Kink 136 | -51.2887 | 0.58459 | 0 | -29.9829 | 25 | 136 | 3886 | 25 | 124 | 0 | 5250466.7333 | -25750283.5588
Kink 137 | -37.2024 | 30204.2046 | 0 | -1123669.6185 | 33 | 137 | 5087 | 33 | 125 | 0 | 5250466.7333 | -25750283.5588
Kink 138 | -33.3987 | 0 | 0 | 0 | 34 | 138 | 5238 | 34 | 126 | 0 | 5250466.7333 | -25750283.5588
Kink 139 | 0 | 0 | 0 | 0 | 38 | 139 | 5839 | 147 | 127 | 0 | 5250466.7333 | -25750283.5588
Kink 140 | 0 | 0 | 0 | 0 | 38 | 140 | 5840 | 148 | 128 | 0 | 5250466.7333 | -25750283.5588
Kink 141 | 0 | 0 | 0 | 0 | 38 | 141 | 5841 | 149 | 129 | 0 | 5250466.7333 | -25750283.5588
Kink 142 | 0 | 0 | 0 | 0 | 38 | 142 | 5842 | 150 | 130 | 0 | 5250466.7333 | -25750283.5588
Kink 143 | -88.0745 | 0 | 0 | 0 | 4 | 143 | 743 | 4 | 131 | 0 | 5250466.7333 | -25750283.5588
Kink 144 | -88.0745 | 0 | 0 | 0 | 4 | 144 | 744 | 5 | 132 | 0 | 5250466.7333 | -25750283.5588
Kink 145 | -84.0518 | 0 | 0 | 0 | 6 | 145 | 1045 | 6 | 133 | 0 | 5250466.7333 | -25750283.5588
Kink 146 | -84.0518 | 0 | 0 | 0 | 6 | 146 | 1046 | 7 | 134 | 0 | 5250466.7333 | -25750283.5588
Kink 147 | -68.3143 | 0 | 0 | 0 | 14 | 147 | 2247 | 14 | 139 | 0 | 5250466.7333 | -25750283.5588
Kink 148 | -68.3143 | 0 | 0 | 0 | 14 | 148 | 2248 | 15 | 140 | 0 | 5250466.7333 | -25750283.5588
Kink 149 | -53.0544 | 0 | 0 | 0 | 22 | 149 | 3449 | 22 | 141 | 0 | 5250466.7333 | -25750283.5588
Kink 150 | -53.0544 | 0 | 0 | 0 | 22 | 150 | 3450 | 23 | 142 | 0 | 5250466.7333 | -25750283.5588
3509. General scaler rate
Optimisation result =MIN(x1)
Data sources:
x1 = 3508. Root (in Solve a simple linear programming problem)
General scaler rate
General scaler rate | 4.9044
3510. Scaler
Data sources:
x1 = 2302. Load coefficient
x2 = 3503. Unit rate 1 p/kWh scalable part (in Scalable elements of tariff components)
x3 = 3509. General scaler rate
x4 = 3307. Unit rate 1 p/kWh (total) (in Summary of charges before revenue matching)
x5 = 3503. Unit rate 2 p/kWh scalable part (in Scalable elements of tariff components)
x6 = 3307. Unit rate 2 p/kWh (total) (in Summary of charges before revenue matching)
x7 = 3503. Unit rate 3 p/kWh scalable part (in Scalable elements of tariff components)
x8 = 3307. Unit rate 3 p/kWh (total) (in Summary of charges before revenue matching)
x9 = 3503. Fixed charge p/MPAN/day scalable part (in Scalable elements of tariff components)
x10 = 3307. Fixed charge p/MPAN/day (total) (in Summary of charges before revenue matching)
x11 = 3503. Capacity charge p/kVA/day scalable part (in Scalable elements of tariff components)
x12 = 3307. Capacity charge p/kVA/day (total) (in Summary of charges before revenue matching)
x13 = 3503. Reactive power charge p/kVArh scalable part (in Scalable elements of tariff components)
x14 = 3307. Reactive power charge p/kVArh (in Summary of charges before revenue matching)
x15 = 1010. Days in the charging period (in Financial and general assumptions)
x16 = Fixed charge p/MPAN/day scaler (in Scaler)
x17 = 2305. MPANs (in Equivalent volume for each end user)
x18 = Capacity charge p/kVA/day scaler (in Scaler)
x19 = 2305. Import capacity (kVA) (in Equivalent volume for each end user)
x20 = Unit rate 1 p/kWh scaler (in Scaler)
x21 = 2305. Rate 1 units (MWh) (in Equivalent volume for each end user)
x22 = Unit rate 2 p/kWh scaler (in Scaler)
x23 = 2305. Rate 2 units (MWh) (in Equivalent volume for each end user)
x24 = Unit rate 3 p/kWh scaler (in Scaler)
x25 = 2305. Rate 3 units (MWh) (in Equivalent volume for each end user)
x26 = Reactive power charge p/kVArh scaler (in Scaler)
x27 = 2305. Reactive power units (MVArh) (in Equivalent volume for each end user)
Kind: | Cell-by-cell calculation | Cell-by-cell calculation | Cell-by-cell calculation | Cell-by-cell calculation | Cell-by-cell calculation | Cell-by-cell calculation | Cell-by-cell calculation
Formula: | =IF(x1<0,0,IF(x2*x3+x4>0,x2*x3,0-x4)) | =IF(x1<0,0,IF(x5*x3+x6>0,x5*x3,0-x6)) | =IF(x1<0,0,IF(x7*x3+x8>0,x7*x3,0-x8)) | =IF(x1<0,0,IF(x9*x3+x10>0,x9*x3,0-x10)) | =IF(x1<0,0,IF(x11*x3+x12>0,x11*x3,0-x12)) | =IF(x1<0,0,IF(x13*x3+x14>0,x13*x3,0-x14)) | =0.01*x15*(x16*x17+x18*x19)+10*(x20*x21+x22*x23+x24*x25+x26*x27)
| Unit rate 1 p/kWh scaler | Unit rate 2 p/kWh scaler | Unit rate 3 p/kWh scaler | Fixed charge p/MPAN/day scaler | Capacity charge p/kVA/day scaler | Reactive power charge p/kVArh scaler | Net revenues by tariff from scaler
Domestic Unrestricted | 0.13237 | 0 | 0 | 0 | 0 | 0 | 6819040.1846
Domestic Two Rate | 0.17624 | 0 | 0 | 0 | 0 | 0 | 5745686.5874
Domestic Off Peak (related MPAN) | 0.017691 | 0 | 0 | 0 | 0 | 0 | 34939.192
Small Non Domestic Unrestricted | 0.11616 | 0 | 0 | 0 | 0 | 0 | 1339743.9188
Small Non Domestic Two Rate | 0.12547 | 0 | 0 | 0 | 0 | 0 | 2076424.4273
Small Non Domestic Off Peak (related MPAN) | 0.011873 | 0 | 0 | 0 | 0 | 0 | 919.4596
LV Medium Non-Domestic | 0.11918 | 0 | 0 | 0 | 0 | 0 | 873427.7398
LV Sub Medium Non-Domestic | 0.09092 | 0 | 0 | 0 | 0 | 0 | 0
HV Medium Non-Domestic | 0.12141 | 0 | 0 | 0 | 0 | 0 | 32755.838
LV HH Metered | 0.80675 | 0 | 0 | 0 | 0 | 0.024166 | 2687650.165
LV Sub HH Metered | 0.7405 | 0 | 0 | 0 | 0 | 0.022964 | 4019.803
HV HH Metered | 0.68002 | 0 | 0 | 0 | 0 | 0.018649 | 5639802.1783
HV Sub HH Metered | 0.64421 | 0 | 0 | 0 | 0 | 0.018325 | 0
NHH UMS | 0.12443 | 0 | 0 | 0 | 0 | 0 | 111241.0871
LV UMS (Pseudo HH Metered) | 2.1059 | 0 | 0 | 0 | 0 | 0 | 384632.9781
LV Generation NHH | 0 | 0 | 0 | 0 | 0 | 0 | 0
LV Sub Generation NHH | 0 | 0 | 0 | 0 | 0 | 0 | 0
LV Generation Intermittent | 0 | 0 | 0 | 0 | 0 | 0 | 0
LV Generation Non-Intermittent | 0 | 0 | 0 | 0 | 0 | 0 | 0
LV Sub Generation Intermittent | 0 | 0 | 0 | 0 | 0 | 0 | 0
LV Sub Generation Non-Intermittent | 0 | 0 | 0 | 0 | 0 | 0 | 0
HV Generation Intermittent | 0 | 0 | 0 | 0 | 0 | 0 | 0
HV Generation Non-Intermittent | 0 | 0 | 0 | 0 | 0 | 0 | 0
HV Sub Generation Non-Intermittent | 0 | 0 | 0 | 0 | 0 | 0 | 0
HV Sub Generation Intermittent | 0 | 0 | 0 | 0 | 0 | 0 | 0

## Adjust (hidden)
CDCM model 100: Tariff component adjustment and rounding |  | WPD Mid East |  | 2015/16 |  | v1
3601. Tariffs before rounding
Data sources:
x1 = 3307. Unit rate 1 p/kWh (total) (in Summary of charges before revenue matching)
x2 = 3510. Unit rate 1 p/kWh scaler (in Scaler)
x3 = 3307. Unit rate 2 p/kWh (total) (in Summary of charges before revenue matching)
x4 = 3510. Unit rate 2 p/kWh scaler (in Scaler)
x5 = 3307. Unit rate 3 p/kWh (total) (in Summary of charges before revenue matching)
x6 = 3510. Unit rate 3 p/kWh scaler (in Scaler)
x7 = 3307. Fixed charge p/MPAN/day (total) (in Summary of charges before revenue matching)
x8 = 3510. Fixed charge p/MPAN/day scaler (in Scaler)
x9 = 3307. Capacity charge p/kVA/day (total) (in Summary of charges before revenue matching)
x10 = 3510. Capacity charge p/kVA/day scaler (in Scaler)
x11 = 3307. Reactive power charge p/kVArh (in Summary of charges before revenue matching)
x12 = 3510. Reactive power charge p/kVArh scaler (in Scaler)
Kind: | Cell-by-cell calculation | Cell-by-cell calculation | Cell-by-cell calculation | Cell-by-cell calculation | Cell-by-cell calculation | Cell-by-cell calculation
Formula: | =x1+x2 | =x3+x4 | =x5+x6 | =x7+x8 | =x9+x10 | =x11+x12
| Unit rate 1 p/kWh | Unit rate 2 p/kWh | Unit rate 3 p/kWh | Fixed charge p/MPAN/day | Capacity charge p/kVA/day | Reactive power charge p/kVArh
Domestic Unrestricted | 2.0148 |  |  | 4.011
Domestic Two Rate | 2.509 | 0.063376 |  | 4.011
Domestic Off Peak (related MPAN) | 0.44329
Small Non Domestic Unrestricted | 1.7681 |  |  | 5.4066
Small Non Domestic Two Rate | 1.9438 | 0.054172 |  | 5.4066
Small Non Domestic Off Peak (related MPAN) | 0.29396
LV Medium Non-Domestic | 1.8409 | 0.048076 |  | 34.0043
LV Sub Medium Non-Domestic | 1.2869 | 0.031657 |  | 10.1373
HV Medium Non-Domestic | 1.0699 | 0.015214 |  | 277.883
LV HH Metered | 8.4198 | 0.62614 | 0.035998 | 10.1373 | 2.4154 | 0.32507
LV Sub HH Metered | 6.7468 | 0.45007 | 0.024284 | 10.1373 | 3.2961 | 0.26312
HV HH Metered | 4.8718 | 0.25429 | 0.01144 | 101.9404 | 4.236 | 0.16012
HV Sub HH Metered | 4.2979 | 0.19529 | 0.0074522 | 101.9404 | 3.5194 | 0.14312
NHH UMS | 2.6188
LV UMS (Pseudo HH Metered) | 26.2272 | 2.7176 | 0.74902
LV Generation NHH | -0.89007 |  |  | 0
LV Sub Generation NHH | -0.77018 |  |  | 0
LV Generation Intermittent | -0.89007 |  |  | 0 |  | 0.31035
LV Generation Non-Intermittent | -7.4314 | -0.64808 | -0.038595 | 0 |  | 0.31035
LV Sub Generation Intermittent | -0.77018 |  |  | 0 |  | 0.28145
LV Sub Generation Non-Intermittent | -6.4994 | -0.54442 | -0.031657 | 0 |  | 0.28145
HV Generation Intermittent | -0.5699 |  |  | 17.5015 |  | 0.22539
HV Generation Non-Intermittent | -4.9935 | -0.35907 | -0.018792 | 17.5015 |  | 0.22539
HV Sub Generation Non-Intermittent | -4.199 | -0.26455 | -0.012318 | 17.5015 |  | 0.172
HV Sub Generation Intermittent | -0.46545 |  |  | 17.5015 |  | 0.172
3602. Decimal places
| Unit rate 1 p/kWh | Unit rate 2 p/kWh | Unit rate 3 p/kWh | Fixed charge p/MPAN/day | Capacity charge p/kVA/day | Reactive power charge p/kVArh
Decimal places | 3 | 3 | 3 | 2 | 2 | 3
3603. Tariff rounding
Data sources:
x1 = 3601. Unit rate 1 p/kWh before rounding (in Tariffs before rounding)
x2 = 3602. Unit rate 1 p/kWh decimal places (in Decimal places)
x3 = 3601. Unit rate 2 p/kWh before rounding (in Tariffs before rounding)
x4 = 3602. Unit rate 2 p/kWh decimal places (in Decimal places)
x5 = 3601. Unit rate 3 p/kWh before rounding (in Tariffs before rounding)
x6 = 3602. Unit rate 3 p/kWh decimal places (in Decimal places)
x7 = 3601. Fixed charge p/MPAN/day before rounding (in Tariffs before rounding)
x8 = 3602. Fixed charge p/MPAN/day decimal places (in Decimal places)
x9 = 3601. Capacity charge p/kVA/day before rounding (in Tariffs before rounding)
x10 = 3602. Capacity charge p/kVA/day decimal places (in Decimal places)
x11 = 3601. Reactive power charge p/kVArh before rounding (in Tariffs before rounding)
x12 = 3602. Reactive power charge p/kVArh decimal places (in Decimal places)
Kind: | Cell-by-cell calculation | Cell-by-cell calculation | Cell-by-cell calculation | Cell-by-cell calculation | Cell-by-cell calculation | Cell-by-cell calculation
Formula: | =ROUND(x1,x2)-x1 | =ROUND(x3,x4)-x3 | =ROUND(x5,x6)-x5 | =ROUND(x7,x8)-x7 | =ROUND(x9,x10)-x9 | =ROUND(x11,x12)-x11
| Unit rate 1 p/kWh | Unit rate 2 p/kWh | Unit rate 3 p/kWh | Fixed charge p/MPAN/day | Capacity charge p/kVA/day | Reactive power charge p/kVArh
Domestic Unrestricted | 0.00018428 |  |  | -0.00097392
Domestic Two Rate | 2.968e-05 | -0.00037557 |  | -0.00097392
Domestic Off Peak (related MPAN) | -0.00028861
Small Non Domestic Unrestricted | -0.00014342 |  |  | 0.0034001
Small Non Domestic Two Rate | 0.00017587 | -0.00017174 |  | 0.0034001
Small Non Domestic Off Peak (related MPAN) | 4.1956e-05
LV Medium Non-Domestic | 6.446e-05 | -7.5861e-05 |  | -0.00431
LV Sub Medium Non-Domestic | 0.00013333 | 0.00034293 |  | 0.0027174
HV Medium Non-Domestic | 0.00012597 | -0.00021443 |  | -0.0029736
LV HH Metered | 0.00022794 | -0.00014069 | 2.1714e-06 | 0.0027174 | 0.0046445 | -6.7815e-05
LV Sub HH Metered | 0.00023179 | -6.6986e-05 | -0.00028377 | 0.0027174 | 0.0038799 | -0.00011552
HV HH Metered | 0.00015809 | -0.00028909 | -0.00043993 | -0.00037312 | 0.0040312 | -0.00011568
HV Sub HH Metered | 0.00011671 | -0.00029336 | -0.00045224 | -0.00037312 | 0.00060957 | -0.00011888
NHH UMS | 0.00020129
LV UMS (Pseudo HH Metered) | -0.0002068 | 0.00035319 | -2.3319e-05
LV Generation NHH | 6.6021e-05 |  |  | 0
LV Sub Generation NHH | 0.00018471 |  |  | 0
LV Generation Intermittent | 6.6021e-05 |  |  | 0 |  | -0.00035051
LV Generation Non-Intermittent | 0.00044823 | 7.6464e-05 | -0.00040536 | 0 |  | -0.00035051
LV Sub Generation Intermittent | 0.00018471 |  |  | 0 |  | -0.00044508
LV Sub Generation Non-Intermittent | 0.00044019 | 0.00042041 | -0.00034293 | 0 |  | -0.00044508
HV Generation Intermittent | -0.00010204 |  |  | -0.0014896 |  | -0.00038933
HV Generation Non-Intermittent | 0.0004625 | 6.5983e-05 | -0.00020794 | -0.0014896 |  | -0.00038933
HV Sub Generation Non-Intermittent | 2.7561e-05 | -0.0004479 | 0.00031819 | -0.0014896 |  | 1.4578e-06
HV Sub Generation Intermittent | 0.00045066 |  |  | -0.0014896 |  | 1.4578e-06
3604. All the way tariffs
Data sources:
x1 = 3601. Unit rate 1 p/kWh before rounding (in Tariffs before rounding)
x2 = 3603. Unit rate 1 p/kWh rounding (in Tariff rounding)
x3 = 3601. Unit rate 2 p/kWh before rounding (in Tariffs before rounding)
x4 = 3603. Unit rate 2 p/kWh rounding (in Tariff rounding)
x5 = 3601. Unit rate 3 p/kWh before rounding (in Tariffs before rounding)
x6 = 3603. Unit rate 3 p/kWh rounding (in Tariff rounding)
x7 = 3601. Fixed charge p/MPAN/day before rounding (in Tariffs before rounding)
x8 = 3603. Fixed charge p/MPAN/day rounding (in Tariff rounding)
x9 = 3601. Capacity charge p/kVA/day before rounding (in Tariffs before rounding)
x10 = 3603. Capacity charge p/kVA/day rounding (in Tariff rounding)
x11 = 3601. Reactive power charge p/kVArh before rounding (in Tariffs before rounding)
x12 = 3603. Reactive power charge p/kVArh rounding (in Tariff rounding)
Kind: | Cell-by-cell calculation | Cell-by-cell calculation | Cell-by-cell calculation | Cell-by-cell calculation | Cell-by-cell calculation | Cell-by-cell calculation
Formula: | =x1+x2 | =x3+x4 | =x5+x6 | =x7+x8 | =x9+x10 | =x11+x12
| Unit rate 1 p/kWh | Unit rate 2 p/kWh | Unit rate 3 p/kWh | Fixed charge p/MPAN/day | Capacity charge p/kVA/day | Reactive power charge p/kVArh
Domestic Unrestricted | 2.015 |  |  | 4.01
Domestic Two Rate | 2.509 | 0.063 |  | 4.01
Domestic Off Peak (related MPAN) | 0.443
Small Non Domestic Unrestricted | 1.768 |  |  | 5.41
Small Non Domestic Two Rate | 1.944 | 0.054 |  | 5.41
Small Non Domestic Off Peak (related MPAN) | 0.294
LV Medium Non-Domestic | 1.841 | 0.048 |  | 34
LV Sub Medium Non-Domestic | 1.287 | 0.032 |  | 10.14
HV Medium Non-Domestic | 1.07 | 0.015 |  | 277.88
LV HH Metered | 8.42 | 0.626 | 0.036 | 10.14 | 2.42 | 0.325
LV Sub HH Metered | 6.747 | 0.45 | 0.024 | 10.14 | 3.3 | 0.263
HV HH Metered | 4.872 | 0.254 | 0.011 | 101.94 | 4.24 | 0.16
HV Sub HH Metered | 4.298 | 0.195 | 0.007 | 101.94 | 3.52 | 0.143
NHH UMS | 2.619
LV UMS (Pseudo HH Metered) | 26.227 | 2.718 | 0.749
LV Generation NHH | -0.89 |  |  | 0
LV Sub Generation NHH | -0.77 |  |  | 0
LV Generation Intermittent | -0.89 |  |  | 0 |  | 0.31
LV Generation Non-Intermittent | -7.431 | -0.648 | -0.039 | 0 |  | 0.31
LV Sub Generation Intermittent | -0.77 |  |  | 0 |  | 0.281
LV Sub Generation Non-Intermittent | -6.499 | -0.544 | -0.032 | 0 |  | 0.281
HV Generation Intermittent | -0.57 |  |  | 17.5 |  | 0.225
HV Generation Non-Intermittent | -4.993 | -0.359 | -0.019 | 17.5 |  | 0.225
HV Sub Generation Non-Intermittent | -4.199 | -0.265 | -0.012 | 17.5 |  | 0.172
HV Sub Generation Intermittent | -0.465 |  |  | 17.5 |  | 0.172
3605. Tariffs
Data sources:
x1 = 3604. Unit rate 1 p/kWh (in All the way tariffs)
x2 = 2304. Discount for each tariff (except for fixed charges) (in LDNO discounts and volumes adjusted for discount)
x3 = 3604. Unit rate 2 p/kWh (in All the way tariffs)
x4 = 3604. Unit rate 3 p/kWh (in All the way tariffs)
x5 = 3604. Fixed charge p/MPAN/day (in All the way tariffs)
x6 = 2304. Discount for each tariff for fixed charges only (in LDNO discounts and volumes adjusted for discount)
x7 = 3604. Capacity charge p/kVA/day (in All the way tariffs)
x8 = 3604. Reactive power charge p/kVArh (in All the way tariffs)
Kind: | Cell-by-cell calculation | Cell-by-cell calculation | Cell-by-cell calculation | Cell-by-cell calculation | Cell-by-cell calculation | Cell-by-cell calculation
Formula: | =x1*(1-x2) | =x3*(1-x2) | =x4*(1-x2) | =x5*(1-x6) | =x7*(1-x2) | =x8*(1-x2)
| Unit rate 1 p/kWh | Unit rate 2 p/kWh | Unit rate 3 p/kWh | Fixed charge p/MPAN/day | Capacity charge p/kVA/day | Reactive power charge p/kVArh
> Domestic Unrestricted
Domestic Unrestricted | 2.015 | 0 | 0 | 4.01 | 0 | 0
LDNO LV: Domestic Unrestricted | 1.4423 | 0 | 0 | 2.8702 | 0 | 0
LDNO HV: Domestic Unrestricted | 1.0401 | 0 | 0 | 2.0698 | 0 | 0
> Domestic Two Rate
Domestic Two Rate | 2.509 | 0.063 | 0 | 4.01 | 0 | 0
LDNO LV: Domestic Two Rate | 1.7959 | 0.045093 | 0 | 2.8702 | 0 | 0
LDNO HV: Domestic Two Rate | 1.2951 | 0.032518 | 0 | 2.0698 | 0 | 0
> Domestic Off Peak (related MPAN)
Domestic Off Peak (related MPAN) | 0.443 | 0 | 0 | 0 | 0 | 0
LDNO LV: Domestic Off Peak (related MPAN) | 0.31709 | 0 | 0 | 0 | 0 | 0
LDNO HV: Domestic Off Peak (related MPAN) | 0.22866 | 0 | 0 | 0 | 0 | 0
> Small Non Domestic Unrestricted
Small Non Domestic Unrestricted | 1.768 | 0 | 0 | 5.41 | 0 | 0
LDNO LV: Small Non Domestic Unrestricted | 1.2655 | 0 | 0 | 3.8723 | 0 | 0
LDNO HV: Small Non Domestic Unrestricted | 0.91258 | 0 | 0 | 2.7925 | 0 | 0
> Small Non Domestic Two Rate
Small Non Domestic Two Rate | 1.944 | 0.054 | 0 | 5.41 | 0 | 0
LDNO LV: Small Non Domestic Two Rate | 1.3915 | 0.038652 | 0 | 3.8723 | 0 | 0
LDNO HV: Small Non Domestic Two Rate | 1.0034 | 0.027873 | 0 | 2.7925 | 0 | 0
> Small Non Domestic Off Peak (related MPAN)
Small Non Domestic Off Peak (related MPAN) | 0.294 | 0 | 0 | 0 | 0 | 0
LDNO LV: Small Non Domestic Off Peak (related MPAN) | 0.21044 | 0 | 0 | 0 | 0 | 0
LDNO HV: Small Non Domestic Off Peak (related MPAN) | 0.15175 | 0 | 0 | 0 | 0 | 0
> LV Medium Non-Domestic
LV Medium Non-Domestic | 1.841 | 0.048 | 0 | 34 | 0 | 0
LDNO LV: LV Medium Non-Domestic | 1.3177 | 0.034357 | 0 | 24.3362 | 0 | 0
LDNO HV: LV Medium Non-Domestic | 0.95026 | 0.024776 | 0 | 17.5496 | 0 | 0
> LV Sub Medium Non-Domestic
LV Sub Medium Non-Domestic | 1.287 | 0.032 | 0 | 10.14 | 0 | 0
> HV Medium Non-Domestic
HV Medium Non-Domestic | 1.07 | 0.015 | 0 | 277.88 | 0 | 0
> LV HH Metered
LV HH Metered | 8.42 | 0.626 | 0.036 | 10.14 | 2.42 | 0.325
LDNO LV: LV HH Metered | 6.0268 | 0.44807 | 0.025768 | 7.2579 | 1.7322 | 0.23263
LDNO HV: LV HH Metered | 4.3461 | 0.32312 | 0.018582 | 5.2339 | 1.2491 | 0.16775
> LV Sub HH Metered
LV Sub HH Metered | 6.747 | 0.45 | 0.024 | 10.14 | 3.3 | 0.263
LDNO HV: LV Sub HH Metered | 4.93 | 0.32881 | 0.017537 | 7.4092 | 2.4113 | 0.19217
> HV HH Metered
HV HH Metered | 4.872 | 0.254 | 0.011 | 101.94 | 4.24 | 0.16
LDNO HV: HV HH Metered | 4.0027 | 0.20868 | 0.0090372 | 83.7504 | 3.4834 | 0.13145
> HV Sub HH Metered
HV Sub HH Metered | 4.298 | 0.195 | 0.007 | 101.94 | 3.52 | 0.143
> NHH UMS
NHH UMS | 2.619 | 0 | 0 | 0 | 0 | 0
LDNO LV: NHH UMS | 1.8746 | 0 | 0 | 0 | 0 | 0
LDNO HV: NHH UMS | 1.3518 | 0 | 0 | 0 | 0 | 0
> LV UMS (Pseudo HH Metered)
LV UMS (Pseudo HH Metered) | 26.227 | 2.718 | 0.749 | 0 | 0 | 0
LDNO LV: LV UMS (Pseudo HH Metered) | 18.7725 | 1.9455 | 0.53611 | 0 | 0 | 0
LDNO HV: LV UMS (Pseudo HH Metered) | 13.5375 | 1.4029 | 0.38661 | 0 | 0 | 0
> LV Generation NHH
LV Generation NHH | -0.89 | 0 | 0 | 0 | 0 | 0
LDNO LV: LV Generation NHH | -0.89 | 0 | 0 | 0 | 0 | 0
LDNO HV: LV Generation NHH | -0.89 | 0 | 0 | 0 | 0 | 0
> LV Sub Generation NHH
LV Sub Generation NHH | -0.77 | 0 | 0 | 0 | 0 | 0
LDNO HV: LV Sub Generation NHH | -0.77 | 0 | 0 | 0 | 0 | 0
> LV Generation Intermittent
LV Generation Intermittent | -0.89 | 0 | 0 | 0 | 0 | 0.31
LDNO LV: LV Generation Intermittent | -0.89 | 0 | 0 | 0 | 0 | 0.31
LDNO HV: LV Generation Intermittent | -0.89 | 0 | 0 | 0 | 0 | 0.31
> LV Generation Non-Intermittent
LV Generation Non-Intermittent | -7.431 | -0.648 | -0.039 | 0 | 0 | 0.31
LDNO LV: LV Generation Non-Intermittent | -7.431 | -0.648 | -0.039 | 0 | 0 | 0.31
LDNO HV: LV Generation Non-Intermittent | -7.431 | -0.648 | -0.039 | 0 | 0 | 0.31
> LV Sub Generation Intermittent
LV Sub Generation Intermittent | -0.77 | 0 | 0 | 0 | 0 | 0.281
LDNO HV: LV Sub Generation Intermittent | -0.77 | 0 | 0 | 0 | 0 | 0.281
> LV Sub Generation Non-Intermittent
LV Sub Generation Non-Intermittent | -6.499 | -0.544 | -0.032 | 0 | 0 | 0.281
LDNO HV: LV Sub Generation Non-Intermittent | -6.499 | -0.544 | -0.032 | 0 | 0 | 0.281
> HV Generation Intermittent
HV Generation Intermittent | -0.57 | 0 | 0 | 17.5 | 0 | 0.225
LDNO HV: HV Generation Intermittent | -0.57 | 0 | 0 | 0 | 0 | 0.225
> HV Generation Non-Intermittent
HV Generation Non-Intermittent | -4.993 | -0.359 | -0.019 | 17.5 | 0 | 0.225
LDNO HV: HV Generation Non-Intermittent | -4.993 | -0.359 | -0.019 | 0 | 0 | 0.225
> HV Sub Generation Non-Intermittent
HV Sub Generation Non-Intermittent | -4.199 | -0.265 | -0.012 | 17.5 | 0 | 0.172
> HV Sub Generation Intermittent
HV Sub Generation Intermittent | -0.465 | 0 | 0 | 17.5 | 0 | 0.172
3606. Net revenues by tariff from rounding
Cell-by-cell calculation =0.01*x1*(x2*x3+x4*x5)+10*(x6*x7+x8*x9+x10*x11+x12*x13)
Data sources:
x1 = 1010. Days in the charging period (in Financial and general assumptions)
x2 = 3603. Fixed charge p/MPAN/day rounding (in Tariff rounding)
x3 = 2305. MPANs (in Equivalent volume for each end user)
x4 = 3603. Capacity charge p/kVA/day rounding (in Tariff rounding)
x5 = 2305. Import capacity (kVA) (in Equivalent volume for each end user)
x6 = 3603. Unit rate 1 p/kWh rounding (in Tariff rounding)
x7 = 2305. Rate 1 units (MWh) (in Equivalent volume for each end user)
x8 = 3603. Unit rate 2 p/kWh rounding (in Tariff rounding)
x9 = 2305. Rate 2 units (MWh) (in Equivalent volume for each end user)
x10 = 3603. Unit rate 3 p/kWh rounding (in Tariff rounding)
x11 = 2305. Rate 3 units (MWh) (in Equivalent volume for each end user)
x12 = 3603. Reactive power charge p/kVArh rounding (in Tariff rounding)
x13 = 2305. Reactive power units (MVArh) (in Equivalent volume for each end user)
Net revenues by tariff from rounding
Domestic Unrestricted | 4258.9564
Domestic Two Rate | -8792.3574
Domestic Off Peak (related MPAN) | -570.0044
Small Non Domestic Unrestricted | -482.7
Small Non Domestic Two Rate | 3031.5495
Small Non Domestic Off Peak (related MPAN) | 3.2491
LV Medium Non-Domestic | 203.0928
LV Sub Medium Non-Domestic | 0
HV Medium Non-Domestic | 13.9874
LV HH Metered | 24350.9914
LV Sub HH Metered | 118.4861
HV HH Metered | 11239.132
HV Sub HH Metered | 0
NHH UMS | 179.9472
LV UMS (Pseudo HH Metered) | 12.1684
LV Generation NHH | 0.37619
LV Sub Generation NHH | 0
LV Generation Intermittent | 0.39284
LV Generation Non-Intermittent | -1.9517
LV Sub Generation Intermittent | 0
LV Sub Generation Non-Intermittent | 0
HV Generation Intermittent | -2.9395
HV Generation Non-Intermittent | -363.8819
HV Sub Generation Non-Intermittent | 56.8055
HV Sub Generation Intermittent | 3.557
3607. Revenue forecast summary
Data sources:
x1 = 3403. Total net revenues before matching (£/year) (in Revenue surplus or shortfall)
x2 = 1076. Revenue raised outside this model (£/year) (in Target revenue)
x3 = 3510. Net revenues by tariff from scaler (in Scaler)
x4 = 3606. Net revenues by tariff from rounding
x5 = Total net revenues before matching (£/year) (in Revenue forecast summary)
x6 = Revenue raised outside this model (£/year) (in Revenue forecast summary)
x7 = Total net revenues from scaler (£/year) (in Workbook build options and main parameters) (in Revenue forecast summary)
x8 = Total net revenues from rounding (£/year) (in Revenue forecast summary)
x9 = Total net revenues (£/year) (in Revenue forecast summary)
x10 = 3402. Allowed revenue (£/year)
Kind: | Copy cells | Copy cells | Cell summation | Cell summation | Cell-by-cell calculation | Cell-by-cell calculation
Formula: | =x1 | =x2 | =SUM(x3) | =SUM(x4) | =x5+x6+x7+x8 | =x9-x10
| Total net revenues before matching (£/year) | Revenue raised outside this model (£/year) | Total net revenues from scaler (£/year) | Total net revenues from rounding (£/year) | Total net revenues (£/year) | Deviation from target revenue (£/year)
Revenue forecast summary | 416762598.6477 | 9970292.7935 | 25750283.5588 | 33258.857 | 452516433.857 | 33258.857

## CData (hidden)
CDCM model 100: Additional calculations for tariff comparisons |  | WPD Mid East |  | 2015/16 |  | v1
4001. Revenues under current tariffs (£/year)
Cell-by-cell calculation =IF(x1,x1,0.01*x2*(x3*x4+x5*x6)+10*(x7*x8+x9*x10+x11*x12+x13*x14))
Data sources:
x1 = 1201. Current revenues if known (£/year) (in Current tariff information)
x2 = 1010. Days in the charging period (in Financial and general assumptions)
x3 = 1201. Current Fixed charge p/MPAN/day (in Current tariff information)
x4 = 1053. MPANs by tariff (in Volume forecasts for the charging year)
x5 = 1201. Current Capacity charge p/kVA/day (in Current tariff information)
x6 = 1053. Import capacity (kVA) by tariff (in Volume forecasts for the charging year)
x7 = 1201. Current Unit rate 1 p/kWh (in Current tariff information)
x8 = 1053. Rate 1 units (MWh) by tariff (in Volume forecasts for the charging year)
x9 = 1201. Current Unit rate 2 p/kWh (in Current tariff information)
x10 = 1053. Rate 2 units (MWh) by tariff (in Volume forecasts for the charging year)
x11 = 1201. Current Unit rate 3 p/kWh (in Current tariff information)
x12 = 1053. Rate 3 units (MWh) by tariff (in Volume forecasts for the charging year)
x13 = 1201. Current Reactive power charge p/kVArh (in Current tariff information)
x14 = 1053. Reactive power units (MVArh) by tariff (in Volume forecasts for the charging year)
Revenues under current tariffs (£/year)
Domestic Unrestricted | 130826862
Domestic Two Rate | 15098369
Domestic Off Peak (related MPAN) | 146557
Small Non Domestic Unrestricted | 29063999
Small Non Domestic Two Rate | 6925425
Small Non Domestic Off Peak (related MPAN) | 0
LV Medium Non-Domestic | 19761662
LV Sub Medium Non-Domestic | 733648
HV Medium Non-Domestic | 266631
LV HH Metered | 22598111
LV Sub HH Metered | 14598953
HV HH Metered | 41609304
HV Sub HH Metered | 6392480
NHH UMS | 540187
LV UMS (Pseudo HH Metered) | 4899607
4002. All-the-way volumes
Data sources:
x1 = 1053. Rate 1 units (MWh) by tariff (in Volume forecasts for the charging year)
x2 = 1053. Rate 2 units (MWh) by tariff (in Volume forecasts for the charging year)
x3 = 1053. Rate 3 units (MWh) by tariff (in Volume forecasts for the charging year)
x4 = 1053. MPANs by tariff (in Volume forecasts for the charging year)
x5 = 1053. Import capacity (kVA) by tariff (in Volume forecasts for the charging year)
x6 = 1053. Reactive power units (MVArh) by tariff (in Volume forecasts for the charging year)
x7 = 3802. All units (MWh) (in Revenue summary)
Kind: | Copy cells | Copy cells | Copy cells | Copy cells | Copy cells | Copy cells | Copy cells
Formula: | = x1 | = x2 | = x3 | = x4 | = x5 | = x6 | = x7
| Rate 1 units (MWh) | Rate 2 units (MWh) | Rate 3 units (MWh) | MPANs | Import capacity (kVA) | Reactive power units (MVArh) | All units (MWh)
Domestic Unrestricted | 5142208.3207 | 0 | 0 | 1467251.6541 | 0 | 0 | 5142208.3207
Domestic Two Rate | 3259141.3972 | 1630672.0128 | 0 | 1021873.1378 | 0 | 0 | 4889813.4099
Domestic Off Peak (related MPAN) | 197499.1686 | 0 | 0 | 46827.1804 | 0 | 0 | 197499.1686
Small Non Domestic Unrestricted | 1151325.7986 | 0 | 0 | 94174.6629 | 0 | 0 | 1151325.7986
Small Non Domestic Two Rate | 1654800.9728 | 538662.0938 | 0 | 84288.9248 | 0 | 0 | 2193463.0667
Small Non Domestic Off Peak (related MPAN) | 7744.2011 | 0 | 0 | 1040.604 | 0 | 0 | 7744.2011
LV Medium Non-Domestic | 731689.9162 | 196798.5449 | 0 | 7600 | 0 | 0 | 928488.4611
LV Sub Medium Non-Domestic | 0 | 0 | 0 | 0 | 0 | 0 | 0
HV Medium Non-Domestic | 26978.9792 | 8111.4274 | 0 | 240 | 0 | 0 | 35090.4066
LV HH Metered | 321276.6811 | 1270523.9469 | 1369520.2263 | 7630 | 1500000 | 353581.24 | 2961320.8544
LV Sub HH Metered | 542.4658 | 2130.924 | 2156.6504 | 17 | 8800 | 12.485 | 4830.0401
HV HH Metered | 806877.6061 | 3099885.0982 | 4219008.3306 | 2855 | 2610000 | 794302.279 | 8125771.035
HV Sub HH Metered | 0 | 0 | 0 | 0 | 0 | 0 | 0
NHH UMS | 89248.8088 | 0 | 0 | 2500 | 0 | 0 | 89248.8088
LV UMS (Pseudo HH Metered) | 18264.6652 | 31277.5143 | 259566.0801 | 15 | 0 | 0 | 309108.2596
LV Generation NHH | 569.796 | 0 | 0 | 75 | 0 | 0 | 569.796
LV Sub Generation NHH | 0 | 0 | 0 | 0 | 0 | 0 | 0
LV Generation Intermittent | 730.622 | 0 | 0 | 3 | 0 | 25.541 | 730.622
LV Generation Non-Intermittent | 155.759 | 512.123 | 744.923 | 8 | 0 | 6.235 | 1412.805
LV Sub Generation Intermittent | 0 | 0 | 0 | 0 | 0 | 0 | 0
LV Sub Generation Non-Intermittent | 0 | 0 | 0 | 0 | 0 | 0 | 0
HV Generation Intermittent | 2864.99 | 0 | 0 | 2 | 0 | 1.318 | 2864.99
HV Generation Non-Intermittent | 54602.453 | 173038.854 | 349225.138 | 128 | 0 | 958.69 | 576866.445
HV Sub Generation Non-Intermittent | 7528.975 | 25660.074 | 53327.679 | 4 | 0 | 0 | 86516.728
HV Sub Generation Intermittent | 790.476 | 0 | 0 | 1 | 0 | 0 | 790.476
4003. Normalised to
Normalised to
Domestic Unrestricted | = x1: MPAN
Domestic Two Rate | = x1: MPAN
Domestic Off Peak (related MPAN) | = x1: MPAN
Small Non Domestic Unrestricted | = x1: MPAN
Small Non Domestic Two Rate | = x1: MPAN
Small Non Domestic Off Peak (related MPAN) | = x1: MPAN
LV Medium Non-Domestic | = x1: MPAN
LV Sub Medium Non-Domestic | = x1: MPAN
HV Medium Non-Domestic | = x1: MPAN
LV HH Metered | = x1: kVA
LV Sub HH Metered | = x1: kVA
HV HH Metered | = x1: kVA
HV Sub HH Metered | = x1: kVA
NHH UMS | = x1: MWh
LV UMS (Pseudo HH Metered) | = x1: MWh
LV Generation NHH | = x1: MWh
LV Sub Generation NHH | = x1: MWh
LV Generation Intermittent | = x1: MWh
LV Generation Non-Intermittent | = x1: MWh
LV Sub Generation Intermittent | = x1: MWh
LV Sub Generation Non-Intermittent | = x1: MWh
HV Generation Intermittent | = x1: MWh
HV Generation Non-Intermittent | = x1: MWh
HV Sub Generation Non-Intermittent | = x1: MWh
HV Sub Generation Intermittent | = x1: MWh
4004. Normalised volumes for comparisons
Data sources:
x1 = 4002. Rate 1 units (MWh) by tariff (in Volume forecasts for the charging year) (in All-the-way volumes)
x2 = 4003. Normalised to
x3 = 4002. Import capacity (kVA) by tariff (in Volume forecasts for the charging year) (in All-the-way volumes)
x4 = 4002. MPANs by tariff (in Volume forecasts for the charging year) (in All-the-way volumes)
x5 = 4002. All units (MWh) (in Revenue summary) (in All-the-way volumes)
x6 = 4002. Rate 2 units (MWh) by tariff (in Volume forecasts for the charging year) (in All-the-way volumes)
x7 = 4002. Rate 3 units (MWh) by tariff (in Volume forecasts for the charging year) (in All-the-way volumes)
x8 = 4002. Reactive power units (MVArh) by tariff (in Volume forecasts for the charging year) (in All-the-way volumes)
x9 = 1010. Days in the charging period (in Financial and general assumptions)
x10 = 3605. Fixed charge p/MPAN/day (in Tariffs)
x11 = Normalised MPANs (in Normalised volumes for comparisons)
x12 = 3605. Capacity charge p/kVA/day (in Tariffs)
x13 = Normalised Import capacity (kVA) (in Normalised volumes for comparisons)
x14 = 3605. Unit rate 1 p/kWh (in Tariffs)
x15 = Normalised Rate 1 units (MWh) (in Normalised volumes for comparisons)
x16 = 3605. Unit rate 2 p/kWh (in Tariffs)
x17 = Normalised Rate 2 units (MWh) (in Normalised volumes for comparisons)
x18 = 3605. Unit rate 3 p/kWh (in Tariffs)
x19 = Normalised Rate 3 units (MWh) (in Normalised volumes for comparisons)
x20 = 3605. Reactive power charge p/kVArh (in Tariffs)
x21 = Normalised Reactive power units (MVArh) (in Normalised volumes for comparisons)
Kind: | Cell-by-cell calculation | Cell-by-cell calculation | Cell-by-cell calculation | Cell-by-cell calculation | Cell-by-cell calculation | Cell-by-cell calculation | Cell-by-cell calculation
Formula: | =x1/IF(x2="kVA",IF(x3,x3,1),IF(x2="MPAN",IF(x4,x4,1),IF(x5,x5,1))) | =x6/IF(x2="kVA",IF(x3,x3,1),IF(x2="MPAN",IF(x4,x4,1),IF(x5,x5,1))) | =x7/IF(x2="kVA",IF(x3,x3,1),IF(x2="MPAN",IF(x4,x4,1),IF(x5,x5,1))) | =x4/IF(x2="kVA",IF(x3,x3,1),IF(x2="MPAN",IF(x4,x4,1),IF(x5,x5,1))) | =x3/IF(x2="kVA",IF(x3,x3,1),IF(x2="MPAN",IF(x4,x4,1),IF(x5,x5,1))) | =x8/IF(x2="kVA",IF(x3,x3,1),IF(x2="MPAN",IF(x4,x4,1),IF(x5,x5,1))) | =IF(IV1,IV2,0.01*x9*(x10*x11+x12*x13)+10*(x14*x15+x16*x17+x18*x19+x20*x21))
| Normalised Rate 1 units (MWh) | Normalised Rate 2 units (MWh) | Normalised Rate 3 units (MWh) | Normalised MPANs | Normalised Import capacity (kVA) | Normalised Reactive power units (MVArh) | Normalised revenues (£/year)
Domestic Unrestricted
Domestic Unrestricted | 3.5047 | 0 | 0 | 1 | 0 | 0 | 85.2553
LDNO LV: Domestic Unrestricted | 3.5047 | 0 | 0 | 1 | 0 | 0 | 61.0231
LDNO HV: Domestic Unrestricted | 3.5047 | 0 | 0 | 1 | 0 | 0 | 44.0058
Domestic Two Rate
Domestic Two Rate | 3.1894 | 1.5958 | 0 | 1 | 0 | 0 | 95.6634
LDNO LV: Domestic Two Rate | 3.1894 | 1.5958 | 0 | 1 | 0 | 0 | 68.4729
LDNO HV: Domestic Two Rate | 3.1894 | 1.5958 | 0 | 1 | 0 | 0 | 49.3782
Domestic Off Peak (related MPAN)
Domestic Off Peak (related MPAN) | 4.2176 | 0 | 0 | 1 | 0 | 0 | 18.684
LDNO LV: Domestic Off Peak (related MPAN) | 4.2176 | 0 | 0 | 1 | 0 | 0 | 13.3735
LDNO HV: Domestic Off Peak (related MPAN) | 4.2176 | 0 | 0 | 1 | 0 | 0 | 9.6441
Small Non Domestic Unrestricted
Small Non Domestic Unrestricted | 12.2254 | 0 | 0 | 1 | 0 | 0 | 235.8921
LDNO LV: Small Non Domestic Unrestricted | 12.2254 | 0 | 0 | 1 | 0 | 0 | 168.8443
LDNO HV: Small Non Domestic Unrestricted | 12.2254 | 0 | 0 | 1 | 0 | 0 | 121.7594
Small Non Domestic Two Rate
Small Non Domestic Two Rate | 19.6325 | 6.3907 | 0 | 1 | 0 | 0 | 404.8529
LDNO LV: Small Non Domestic Two Rate | 19.6325 | 6.3907 | 0 | 1 | 0 | 0 | 289.7813
LDNO HV: Small Non Domestic Two Rate | 19.6325 | 6.3907 | 0 | 1 | 0 | 0 | 208.9712
Small Non Domestic Off Peak (related MPAN)
Small Non Domestic Off Peak (related MPAN) | 7.442 | 0 | 0 | 1 | 0 | 0 | 21.8796
LDNO LV: Small Non Domestic Off Peak (related MPAN) | 7.442 | 0 | 0 | 1 | 0 | 0 | 15.6607
LDNO HV: Small Non Domestic Off Peak (related MPAN) | 7.442 | 0 | 0 | 1 | 0 | 0 | 11.2935
LV Medium Non-Domestic
LV Medium Non-Domestic | 96.275 | 25.8945 | 0 | 1 | 0 | 0 | 1908.9519
LDNO LV: LV Medium Non-Domestic | 96.275 | 25.8945 | 0 | 1 | 0 | 0 | 1366.3693
LDNO HV: LV Medium Non-Domestic | 96.275 | 25.8945 | 0 | 1 | 0 | 0 | 985.3357
LV Sub Medium Non-Domestic
LV Sub Medium Non-Domestic | 0 | 0 | 0 | 0 | 0 | 0 | 0
HV Medium Non-Domestic
HV Medium Non-Domestic | 112.4124 | 33.7976 | 0 | 1 | 0 | 0 | 2222.1445
LV HH Metered
LV HH Metered | 0.21418 | 0.84702 | 0.91301 | 0.0050867 | 1 | 0.23572 | 33.4527
LDNO LV: LV HH Metered | 0.21418 | 0.84702 | 0.91301 | 0.0050867 | 1 | 0.23572 | 23.9444
LDNO HV: LV HH Metered | 0.21418 | 0.84702 | 0.91301 | 0.0050867 | 1 | 0.23572 | 17.2671
LV Sub HH Metered
LV Sub HH Metered | 0.061644 | 0.24215 | 0.24507 | 0.0019318 | 1 | 0.0014188 | 17.4278
LDNO HV: LV Sub HH Metered | 0.061644 | 0.24215 | 0.24507 | 0.0019318 | 1 | 0.0014188 | 12.7344
HV HH Metered
HV HH Metered | 0.30915 | 1.1877 | 1.6165 | 0.0010939 | 1 | 0.30433 | 34.6262
LDNO HV: HV HH Metered | 0.30915 | 1.1877 | 1.6165 | 0.0010939 | 1 | 0.30433 | 28.4477
HV Sub HH Metered
HV Sub HH Metered | 0 | 0 | 0 | 0 | 0 | 0 | 0
NHH UMS
NHH UMS | 1 | 0 | 0 | 0.028012 | 0 | 0 | 26.19
LDNO LV: NHH UMS | 1 | 0 | 0 | 0.028012 | 0 | 0 | 18.746
LDNO HV: NHH UMS | 1 | 0 | 0 | 0.028012 | 0 | 0 | 13.5184
LV UMS (Pseudo HH Metered)
LV UMS (Pseudo HH Metered) | 0.059088 | 0.10119 | 0.83973 | 4.8527e-05 | 0 | 0 | 24.5369
LDNO LV: LV UMS (Pseudo HH Metered) | 0.059088 | 0.10119 | 0.83973 | 4.8527e-05 | 0 | 0 | 17.5627
LDNO HV: LV UMS (Pseudo HH Metered) | 0.059088 | 0.10119 | 0.83973 | 4.8527e-05 | 0 | 0 | 12.6651
LV Generation NHH
LV Generation NHH | 1 | 0 | 0 | 0.13163 | 0 | 0 | -8.9
LDNO LV: LV Generation NHH | 1 | 0 | 0 | 0.13163 | 0 | 0 | -8.9
LDNO HV: LV Generation NHH | 1 | 0 | 0 | 0.13163 | 0 | 0 | -8.9
LV Sub Generation NHH
LV Sub Generation NHH | 0 | 0 | 0 | 0 | 0 | 0 | 0
LDNO HV: LV Sub Generation NHH | 0 | 0 | 0 | 0 | 0 | 0 | 0
LV Generation Intermittent
LV Generation Intermittent | 1 | 0 | 0 | 0.0041061 | 0 | 0.034958 | -8.7916
LDNO LV: LV Generation Intermittent | 1 | 0 | 0 | 0.0041061 | 0 | 0.034958 | -8.7916
LDNO HV: LV Generation Intermittent | 1 | 0 | 0 | 0.0041061 | 0 | 0.034958 | -8.7916
LV Generation Non-Intermittent
LV Generation Non-Intermittent | 0.11025 | 0.36249 | 0.52727 | 0.0056625 | 0 | 0.0044132 | -10.7334
LDNO LV: LV Generation Non-Intermittent | 0.11025 | 0.36249 | 0.52727 | 0.0056625 | 0 | 0.0044132 | -10.7334
LDNO HV: LV Generation Non-Intermittent | 0.11025 | 0.36249 | 0.52727 | 0.0056625 | 0 | 0.0044132 | -10.7334
LV Sub Generation Intermittent
LV Sub Generation Intermittent | 0 | 0 | 0 | 0 | 0 | 0 | 0
LDNO HV: LV Sub Generation Intermittent | 0 | 0 | 0 | 0 | 0 | 0 | 0
LV Sub Generation Non-Intermittent
LV Sub Generation Non-Intermittent | 0 | 0 | 0 | 0 | 0 | 0 | 0
LDNO HV: LV Sub Generation Non-Intermittent | 0 | 0 | 0 | 0 | 0 | 0 | 0
HV Generation Intermittent
HV Generation Intermittent | 1 | 0 | 0 | 0.00069808 | 0 | 0.00046004 | -5.6544
LDNO HV: HV Generation Intermittent | 1 | 0 | 0 | 0.00069808 | 0 | 0.00046004 | -5.699
HV Generation Non-Intermittent
HV Generation Non-Intermittent | 0.094654 | 0.29996 | 0.60538 | 0.00022189 | 0 | 0.0016619 | -5.9
LDNO HV: HV Generation Non-Intermittent | 0.094654 | 0.29996 | 0.60538 | 0.00022189 | 0 | 0.0016619 | -5.9142
HV Sub Generation Non-Intermittent
HV Sub Generation Non-Intermittent | 0.087023 | 0.29659 | 0.61639 | 4.6234e-05 | 0 | 0 | -4.5111
HV Sub Generation Intermittent
HV Sub Generation Intermittent | 1 | 0 | 0 | 0.0012651 | 0 | 0 | -4.5692
4005. LDNO LV charges (normalised £/year)
Copy cells = x1
Data sources:
x1 = 4004. Normalised revenues (£/year) (in Normalised volumes for comparisons)
LDNO LV charges (normalised £/year)
LDNO LV: Domestic Unrestricted | = x1: 61.0231
LDNO LV: Domestic Two Rate | = x1: 68.4729
LDNO LV: Domestic Off Peak (related MPAN) | = x1: 13.3735
LDNO LV: Small Non Domestic Unrestricted | = x1: 168.8443
LDNO LV: Small Non Domestic Two Rate | = x1: 289.7813
LDNO LV: Small Non Domestic Off Peak (related MPAN) | = x1: 15.6607
LDNO LV: LV Medium Non-Domestic | = x1: 1366.3693
LDNO LV: LV HH Metered | = x1: 23.9444
N/A | bar: = x1
N/A | bar: = x1
LDNO LV: NHH UMS | = x1: 18.746
LDNO LV: LV UMS (Pseudo HH Metered) | = x1: 17.5627
LDNO LV: LV Generation NHH | = x1: -8.9
N/A | bar: = x1
LDNO LV: LV Generation Intermittent | = x1: -8.7916
LDNO LV: LV Generation Non-Intermittent | = x1: -10.7334
N/A | bar: = x1
N/A | bar: = x1
N/A | bar: = x1
N/A | bar: = x1
4006. LDNO HV charges (normalised £/year)
Copy cells = x1
Data sources:
x1 = 4004. Normalised revenues (£/year) (in Normalised volumes for comparisons)
LDNO HV charges (normalised £/year)
LDNO HV: Domestic Unrestricted | = x1: 44.0058
LDNO HV: Domestic Two Rate | = x1: 49.3782
LDNO HV: Domestic Off Peak (related MPAN) | = x1: 9.6441
LDNO HV: Small Non Domestic Unrestricted | = x1: 121.7594
LDNO HV: Small Non Domestic Two Rate | = x1: 208.9712
LDNO HV: Small Non Domestic Off Peak (related MPAN) | = x1: 11.2935
LDNO HV: LV Medium Non-Domestic | = x1: 985.3357
LDNO HV: LV HH Metered | = x1: 17.2671
LDNO HV: LV Sub HH Metered | = x1: 12.7344
LDNO HV: HV HH Metered | = x1: 28.4477
LDNO HV: NHH UMS | = x1: 13.5184
LDNO HV: LV UMS (Pseudo HH Metered) | = x1: 12.6651
LDNO HV: LV Generation NHH | = x1: -8.9
LDNO HV: LV Sub Generation NHH | = x1: 0
LDNO HV: LV Generation Intermittent | = x1: -8.7916
LDNO HV: LV Generation Non-Intermittent | = x1: -10.7334
LDNO HV: LV Sub Generation Intermittent | = x1: 0
LDNO HV: LV Sub Generation Non-Intermittent | = x1: 0
LDNO HV: HV Generation Intermittent | = x1: -5.699
LDNO HV: HV Generation Non-Intermittent | = x1: -5.9142

## CTables (hidden)
CDCM model 100: Tariff comparisons |  | WPD Mid East |  | 2015/16 | v1
4101. Comparison with current all-the-way demand tariffs
Data sources:
x1 = 4001. Revenues under current tariffs (£/year)
x2 = 3802. Net revenues (£/year) (in Revenue summary)
x3 = 3802. All units (MWh) (in Revenue summary)
x4 = 1053. MPANs by tariff (in Volume forecasts for the charging year)
Kind: | Cell-by-cell calculation | Cell-by-cell calculation | Copy cells
Formula: | =IF(x1,x2/x1-1,"") | =(x2-x1)/IF(x3,x3,1)/10 | = x4
| Change | Absolute change (average p/kWh) | MPANs
Domestic Unrestricted | -4.384% | -0.11155 | 1467251.6541
Domestic Two Rate | 547.5% | 1.6904 | 1021873.1378
Domestic Off Peak (related MPAN) | 497% | 0.36879 | 46827.1804
Small Non Domestic Unrestricted | -23.57% | -0.59487 | 94174.6629
Small Non Domestic Two Rate | 392.7% | 1.24 | 84288.9248
Small Non Domestic Off Peak (related MPAN) |  | 0.294 | 1040.604
LV Medium Non-Domestic | -26.58% | -0.56583 | 7600
LV Sub Medium Non-Domestic | -100% | -73364.8 | 0
HV Medium Non-Domestic | 100% | 0.75999 | 240
LV HH Metered | 122% | 0.93137 | 7630
LV Sub HH Metered | -98.95% | -299.078 | 17
HV HH Metered | 117.2% | 0.60013 | 2855
HV Sub HH Metered | -100% | -639248 | 0
NHH UMS | 332.7% | 2.0137 | 2500
LV UMS (Pseudo HH Metered) | 54.8% | 0.86861 | 15
4102. LDNO margins in use of system charges
Data sources:
x1 = 4003. Normalised to
x2 = 4004. Normalised revenues (£/year) (in Normalised volumes for comparisons)
x3 = 4005. LDNO LV charges (normalised £/year)
x4 = All-the-way charges (normalised £/year) (in LDNO margins in use of system charges)
x5 = 4006. LDNO HV charges (normalised £/year)
Kind: | Copy cells | Copy cells | Cell-by-cell calculation | Cell-by-cell calculation
Formula: | = x1 | = x2 | =IF(x3,x4-x3,"") | =IF(x5,x4-x5,"")
| Normalised to | All-the-way charges (normalised £/year) | LDNO LV margin (normalised £/year) | LDNO HV margin (normalised £/year)
Domestic Unrestricted | MPAN | 85.2553 | 24.2322 | 41.2494
Domestic Two Rate | MPAN | 95.6634 | 27.1905 | 46.2852
Domestic Off Peak (related MPAN) | MPAN | 18.684 | 5.3106 | 9.04
Small Non Domestic Unrestricted | MPAN | 235.8921 | 67.0478 | 114.1327
Small Non Domestic Two Rate | MPAN | 404.8529 | 115.0716 | 195.8817
Small Non Domestic Off Peak (related MPAN) | MPAN | 21.8796 | 6.2188 | 10.5861
LV Medium Non-Domestic | MPAN | 1908.9519 | 542.5827 | 923.6163
LV HH Metered | kVA | 33.4527 | 9.5083 | 16.1856
LV Sub HH Metered | kVA | 17.4278 |  | 4.6935
HV HH Metered | kVA | 34.6262 |  | 6.1785
NHH UMS | MWh | 26.19 | 7.444 | 12.6716
LV UMS (Pseudo HH Metered) | MWh | 24.5369 | 6.9741 | 11.8718
LV Generation NHH | MWh | -8.9 | 0 | 0
LV Sub Generation NHH | MWh | 0
LV Generation Intermittent | MWh | -8.7916 | 0 | 0
LV Generation Non-Intermittent | MWh | -10.7334 | 0 | 0
LV Sub Generation Intermittent | MWh | 0
LV Sub Generation Non-Intermittent | MWh | 0
HV Generation Intermittent | MWh | -5.6544 |  | 0.04459
HV Generation Non-Intermittent | MWh | -5.9 |  | 0.014173