## Metadata
Data Dictionary
Column Heading | Description
Associated GSP Group | Name of the upstream Grid Supply Point (GSP) group which supplies the substation. Note that multiple GSPs can run in parallel so are therefore reported as groups.
Substation | Name of the substation for which the generation and demand headroom figures have been calculated.
Supply Level | Identifier for whether the substation is a Primary or a Bulk Supply Point. The definition is supplied in the 'NDP Methodology Report'.
Voltage Level (kV) | Voltage of the lower voltage side of the transformation at the substation.
Scenario | Identifier for one of the four Distribution Future Energy Scenarios (DFES) or Best View scenario the headroom figures refer to
Units | The units used to define the headroom available at each substation under each scenario and all of the years reported on (see below)
2022 | Defines the year snapshot for the headroom calculation, where the year refers to the end of the fiscal year
2023
2024
2025
2026
2027
2028
2029
2030
2031
2032
2033
2034
2035
2040
2045
2050

## Demand headroom
Associated GSP Group | Substation | Supply Level | Voltage Level (kV) | Scenario | Units | 2022 | 2023 | 2024 | 2025 | 2026 | 2027 | 2028 | 2029 | 2030 | 2031 | 2032 | 2033 | 2034 | 2035 | 2040 | 2045 | 2050
Iron Acton 132kV | Abbeywood Primary | Primary Substation | 11 | Best View | Headroom (MW) | 6.7483 | 6.7344 | 6.6014 | 5.7474 | 4.6723 | 3.8081 | 0 | 0 | 0 | 0 | 0 | 0 | 0 | 0 | 0 | 0 | 0
Iron Acton 132kV | Abbeywood Primary | Primary Substation | 11 | Consumer Transformation | Headroom (MW) | 6.7483 | 6.5877 | 6.0664 | 4.7829 | 0.020746 | 0 | 0 | 0 | 0 | 0 | 0 | 0 | 0 | 0 | 0 | 0 | 0
Iron Acton 132kV | Abbeywood Primary | Primary Substation | 11 | Falling Short | Headroom (MW) | 6.7483 | 6.7625 | 6.7089 | 6.0168 | 5.2547 | 4.9183 | 4.5651 | 4.2104 | 0 | 0 | 0 | 0 | 0 | 0 | 0 | 0 | 0
Iron Acton 132kV | Abbeywood Primary | Primary Substation | 11 | Leading the Way | Headroom (MW) | 6.7483 | 6.3802 | 5.8912 | 4.4608 | 0 | 0 | 0 | 0 | 0 | 0 | 0 | 0 | 0 | 0 | 0 | 0 | 0
Iron Acton 132kV | Abbeywood Primary | Primary Substation | 11 | System Transformation | Headroom (MW) | 6.7483 | 6.7518 | 6.6418 | 5.7974 | 4.8073 | 4.2572 | 3.8438 | 0.50494 | 0 | 0 | 0 | 0 | 0 | 0 | 0 | 0 | 0
Abham / Exeter / Landulph 132kV | Adelaide Road | Primary Substation | 11 | Best View | Headroom (MW) | 6.1889 | 6.0584 | 5.9406 | 5.7571 | 5.5114 | 5.2993 | 4.8482 | 4.1237 | 3.0328 | 1.5951 | 1.4085 | 2.4133 | 3.1565 | 4.1443 | 0 | 0 | 0
Abham / Exeter / Landulph 132kV | Adelaide Road | Primary Substation | 11 | Consumer Transformation | Headroom (MW) | 6.1889 | 5.9874 | 5.7501 | 5.4093 | 4.0444 | 1.1487 | 0 | 0 | 0 | 0 | 0 | 0 | 0 | 0 | 0 | 0 | 0
Abham / Exeter / Landulph 132kV | Adelaide Road | Primary Substation | 11 | Falling Short | Headroom (MW) | 6.1889 | 6.0697 | 5.9806 | 5.82 | 5.5822 | 5.4262 | 5.2218 | 5.0982 | 5.0098 | 4.887 | 4.7568 | 4.6318 | 4.5324 | 4.4603 | 0 | 0 | 0
Abham / Exeter / Landulph 132kV | Adelaide Road | Primary Substation | 11 | Leading the Way | Headroom (MW) | 6.1889 | 5.8665 | 5.5301 | 4.9308 | 2.7201 | 0 | 0 | 0 | 0 | 0 | 0 | 0 | 0 | 0 | 0 | 0 | 0
Abham / Exeter / Landulph 132kV | Adelaide Road | Primary Substation | 11 | System Transformation | Headroom (MW) | 6.1889 | 6.0585 | 5.8968 | 5.6394 | 5.3078 | 5.0722 | 4.8208 | 4.6769 | 4.5951 | 4.4459 | 4.2526 | 3.5542 | 2.9503 | 3.2031 | 0 | 0 | 0
Bridgwater / Taunton 132kV | Alcombe | Primary Substation | 11 | Best View | Headroom (MW) | 2.6995 | 2.778 | 1.9382 | 1.083 | 0 | 0 | 0 | 0 | 0 | 0 | 0 | 0 | 0 | 0 | 0 | 0 | 0
Bridgwater / Taunton 132kV | Alcombe | Primary Substation | 11 | Consumer Transformation | Headroom (MW) | 2.6995 | 2.5494 | 1.4507 | 0.31676 | 0 | 0 | 0 | 0 | 0 | 0 | 0 | 0 | 0 | 0 | 0 | 0 | 0
Bridgwater / Taunton 132kV | Alcombe | Primary Substation | 11 | Falling Short | Headroom (MW) | 2.6995 | 2.7475 | 2.714 | 2.6843 | 2.2586 | 2.0823 | 1.8576 | 1.5786 | 1.278 | 0.92797 | 0.59238 | 0.21684 | 0 | 0 | 0 | 0 | 0
Bridgwater / Taunton 132kV | Alcombe | Primary Substation | 11 | Leading the Way | Headroom (MW) | 2.6995 | 2.3587 | 1.9272 | 1.3993 | 0.64109 | 0 | 0 | 0 | 0 | 0 | 0 | 0 | 0 | 0 | 0 | 0 | 0
Bridgwater / Taunton 132kV | Alcombe | Primary Substation | 11 | System Transformation | Headroom (MW) | 2.6995 | 2.7037 | 2.5989 | 2.4936 | 2.0288 | 1.1444 | 0.90512 | 0.58583 | 0 | 0 | 0 | 0 | 0 | 0 | 0 | 0 | 0
Abham / Exeter / Landulph 132kV | Alexandra Road | Primary Substation | 11 | Best View | Headroom (MW) | 1.2021 | 0.68022 | 0.39244 | 0.068631 | 0 | 0 | 0 | 0 | 0 | 0 | 0 | 0 | 0 | 0 | 0 | 0 | 0
Abham / Exeter / Landulph 132kV | Alexandra Road | Primary Substation | 11 | Consumer Transformation | Headroom (MW) | 1.2021 | 0.48348 | 0 | 0 | 0 | 0 | 0 | 0 | 0 | 0 | 0 | 0 | 0 | 0 | 0 | 0 | 0
Abham / Exeter / Landulph 132kV | Alexandra Road | Primary Substation | 11 | Falling Short | Headroom (MW) | 1.2021 | 0.89558 | 0.89342 | 0.86146 | 0.45326 | 0 | 0 | 0 | 0 | 0 | 0 | 0 | 0 | 0 | 0 | 0 | 0
Abham / Exeter / Landulph 132kV | Alexandra Road | Primary Substation | 11 | Leading the Way | Headroom (MW) | 1.2021 | 0.058715 | 0 | 0 | 0 | 0 | 0 | 0 | 0 | 0 | 0 | 0 | 0 | 0 | 0 | 0 | 0
Abham / Exeter / Landulph 132kV | Alexandra Road | Primary Substation | 11 | System Transformation | Headroom (MW) | 1.2021 | 0.72088 | 0.62712 | 0.46646 | 0.024697 | 0 | 0 | 0 | 0 | 0 | 0 | 0 | 0 | 0 | 0 | 0 | 0
Abham / Exeter / Landulph 132kV | Alma Road | Primary Substation | 11 | Best View | Headroom (MW) | 12.1692 | 12.1817 | 11.7822 | 11.3915 | 10.9523 | 10.0958 | 9.5381 | 9.1089 | 8.6159 | 7.7524 | 7.4315 | 7.3158 | 6.8406 | 6.4331 | 3.0845 | 0.5484 | 0
Abham / Exeter / Landulph 132kV | Alma Road | Primary Substation | 11 | Consumer Transformation | Headroom (MW) | 12.1692 | 12.1007 | 11.6278 | 11.1112 | 10.3562 | 9.266 | 8.4588 | 7.7395 | 6.939 | 5.6457 | 2.5196 | 0 | 0 | 0 | 0 | 0 | 0
Abham / Exeter / Landulph 132kV | Alma Road | Primary Substation | 11 | Falling Short | Headroom (MW) | 12.1692 | 12.2078 | 12.266 | 12.3089 | 12.273 | 12.2469 | 12.1962 | 12.126 | 12.0287 | 11.8507 | 11.6689 | 11.4603 | 11.2799 | 11.1225 | 3.9679 | 0 | 0
Abham / Exeter / Landulph 132kV | Alma Road | Primary Substation | 11 | Leading the Way | Headroom (MW) | 12.1692 | 11.9209 | 11.6818 | 11.3599 | 11.0051 | 9.908 | 9.1534 | 8.3591 | 6.3387 | 2.6482 | 0 | 0 | 0 | 0 | 0 | 0 | 0
Abham / Exeter / Landulph 132kV | Alma Road | Primary Substation | 11 | System Transformation | Headroom (MW) | 12.1692 | 12.2175 | 12.2495 | 12.2691 | 12.2611 | 12.2374 | 12.1876 | 12.0904 | 11.9527 | 11.8 | 11.268 | 10.7507 | 10.3435 | 10.0824 | 1.16 | 0 | 0
Iron Acton 132kV | Almondsbury | Primary Substation | 11 | Best View | Headroom (MW) | 9.0213 | 8.8797 | 8.9524 | 8.9433 | 8.8164 | 8.5614 | 8.2474 | 7.4379 | 7.1235 | 6.9578 | 6.2032 | 5.5748 | 4.0714 | 3.675 | 0 | 0 | 0
Iron Acton 132kV | Almondsbury | Primary Substation | 11 | Consumer Transformation | Headroom (MW) | 9.0213 | 8.7305 | 7.9295 | 7.0305 | 5.9837 | 3.3512 | 1.475 | 0 | 0 | 0 | 0 | 0 | 0 | 0 | 0 | 0 | 0
Iron Acton 132kV | Almondsbury | Primary Substation | 11 | Falling Short | Headroom (MW) | 9.0213 | 8.9403 | 9.0825 | 9.1641 | 9.1608 | 9.1674 | 9.1107 | 8.5457 | 8.3832 | 8.115 | 7.8275 | 7.5307 | 6.2415 | 5.9823 | 0.59667 | 0 | 0
Iron Acton 132kV | Almondsbury | Primary Substation | 11 | Leading the Way | Headroom (MW) | 9.0213 | 8.5762 | 8.3927 | 8.036 | 5.5969 | 1.3628 | 0 | 0 | 0 | 0 | 0 | 0 | 0 | 0 | 0 | 0 | 0
Iron Acton 132kV | Almondsbury | Primary Substation | 11 | System Transformation | Headroom (MW) | 9.0213 | 8.8722 | 8.9697 | 9.0152 | 6.7044 | 4.9969 | 3.8775 | 2.0902 | 0.73355 | 0.4792 | 0 | 0 | 0 | 0 | 0 | 0 | 0
Abham / Exeter / Landulph 132kV | Armada Street | Primary Substation | 11 | Best View | Headroom (MW) | 2.8186 | 3.023 | 3.115 | 3.2537 | 3.2978 | 3.3016 | 3.255 | 3.2408 | 3.0333 | 1.5954 | 1.4088 | 2.4138 | 3.157 | 3.9562 | 0 | 0 | 0
Abham / Exeter / Landulph 132kV | Armada Street | Primary Substation | 11 | Consumer Transformation | Headroom (MW) | 2.8186 | 2.9398 | 2.9508 | 2.9654 | 2.8155 | 1.1489 | 0 | 0 | 0 | 0 | 0 | 0 | 0 | 0 | 0 | 0 | 0
Abham / Exeter / Landulph 132kV | Armada Street | Primary Substation | 11 | Falling Short | Headroom (MW) | 2.8186 | 3.0093 | 3.1614 | 3.325 | 3.4076 | 3.4992 | 3.5776 | 3.5917 | 3.5818 | 3.5771 | 3.5746 | 3.5604 | 3.5429 | 3.5427 | 0 | 0 | 0
Abham / Exeter / Landulph 132kV | Armada Street | Primary Substation | 11 | Leading the Way | Headroom (MW) | 2.8186 | 2.7841 | 2.6883 | 2.5762 | 2.4905 | 0 | 0 | 0 | 0 | 0 | 0 | 0 | 0 | 0 | 0 | 0 | 0
Abham / Exeter / Landulph 132kV | Armada Street | Primary Substation | 11 | System Transformation | Headroom (MW) | 2.8186 | 3.0517 | 3.2084 | 3.3574 | 3.5067 | 3.6203 | 3.7185 | 3.7402 | 3.7158 | 3.6885 | 3.6516 | 3.5548 | 2.9508 | 3.2037 | 0 | 0 | 0
Abham / Exeter / Landulph 132kV | Ashburton | Primary Substation | 11 | Best View | Headroom (MW) | 1.6253 | 1.6427 | 1.5934 | 1.4904 | 1.0499 | 0 | 0 | 0 | 0 | 0 | 0 | 0 | 0 | 0 | 0 | 0 | 0
Abham / Exeter / Landulph 132kV | Ashburton | Primary Substation | 11 | Consumer Transformation | Headroom (MW) | 1.6253 | 1.5592 | 1.2981 | 0.24384 | 0 | 0 | 0 | 0 | 0 | 0 | 0 | 0 | 0 | 0 | 0 | 0 | 0
Abham / Exeter / Landulph 132kV | Ashburton | Primary Substation | 11 | Falling Short | Headroom (MW) | 1.6253 | 1.6522 | 1.6589 | 1.6128 | 1.2781 | 0.94927 | 0.6041 | 0.39053 | 0 | 0 | 0 | 0 | 0 | 0 | 0 | 0 | 0
Abham / Exeter / Landulph 132kV | Ashburton | Primary Substation | 11 | Leading the Way | Headroom (MW) | 1.6253 | 1.4665 | 0.94184 | 0 | 0 | 0 | 0 | 0 | 0 | 0 | 0 | 0 | 0 | 0 | 0 | 0 | 0
Abham / Exeter / Landulph 132kV | Ashburton | Primary Substation | 11 | System Transformation | Headroom (MW) | 1.6253 | 1.6372 | 1.5943 | 1.491 | 1.0529 | 0.67496 | 0.25137 | 0 | 0 | 0 | 0 | 0 | 0 | 0 | 0 | 0 | 0
Alverdiscott / Indian Queens 132kV | Ashwater | Primary Substation | 11 | Best View | Headroom (MW) | 4.669 | 4.6791 | 4.6806 | 4.6479 | 4.6207 | 4.5932 | 4.5599 | 4.5318 | 4.4985 | 4.465 | 4.4251 | 4.3978 | 4.3816 | 4.3686 | 4.1397 | 4.0334 | 4.0268
Alverdiscott / Indian Queens 132kV | Ashwater | Primary Substation | 11 | Consumer Transformation | Headroom (MW) | 4.669 | 4.6484 | 4.6178 | 4.5451 | 4.4996 | 4.4614 | 4.41 | 4.371 | 4.2957 | 4.2398 | 4.1951 | 4.168 | 4.1407 | 4.1188 | 2.0619 | 0 | 0
Alverdiscott / Indian Queens 132kV | Ashwater | Primary Substation | 11 | Falling Short | Headroom (MW) | 4.669 | 4.6758 | 4.6814 | 4.6542 | 4.6304 | 4.6152 | 4.5976 | 4.577 | 4.5487 | 4.5055 | 4.4594 | 4.4047 | 4.3539 | 4.3126 | 3.9418 | 3.7899 | 3.7408
Alverdiscott / Indian Queens 132kV | Ashwater | Primary Substation | 11 | Leading the Way | Headroom (MW) | 4.669 | 4.6455 | 4.6136 | 4.5397 | 4.4923 | 4.4538 | 4.4104 | 4.3487 | 4.2568 | 4.1993 | 4.1463 | 4.1056 | 4.081 | 4.0767 | 3.7762 | 0 | 0
Alverdiscott / Indian Queens 132kV | Ashwater | Primary Substation | 11 | System Transformation | Headroom (MW) | 4.669 | 4.6605 | 4.655 | 4.6186 | 4.5879 | 4.5542 | 4.531 | 4.5005 | 4.442 | 4.3858 | 4.3253 | 4.2717 | 4.2179 | 4.1984 | 3.9358 | 3.8348 | 0
Abham / Exeter / Landulph 132kV | Athelstan Road | Primary Substation | 11 | Best View | Headroom (MW) | 0 | 0 | 0 | 0 | 0 | 0 | 0 | 0 | 0 | 0 | 0 | 0 | 0 | 0 | 0 | 0 | 0
Abham / Exeter / Landulph 132kV | Athelstan Road | Primary Substation | 11 | Consumer Transformation | Headroom (MW) | 0 | 0 | 0 | 0 | 0 | 0 | 0 | 0 | 0 | 0 | 0 | 0 | 0 | 0 | 0 | 0 | 0
Abham / Exeter / Landulph 132kV | Athelstan Road | Primary Substation | 11 | Falling Short | Headroom (MW) | 0 | 0 | 0 | 0 | 0 | 0 | 0 | 0 | 0 | 0 | 0 | 0 | 0 | 0 | 0 | 0 | 0
Abham / Exeter / Landulph 132kV | Athelstan Road | Primary Substation | 11 | Leading the Way | Headroom (MW) | 0 | 0 | 0 | 0 | 0 | 0 | 0 | 0 | 0 | 0 | 0 | 0 | 0 | 0 | 0 | 0 | 0
Abham / Exeter / Landulph 132kV | Athelstan Road | Primary Substation | 11 | System Transformation | Headroom (MW) | 0 | 0 | 0 | 0 | 0 | 0 | 0 | 0 | 0 | 0 | 0 | 0 | 0 | 0 | 0 | 0 | 0
Seabank 132kV | Avonmouth Bsp | Bulk Supply Point | 33 | Best View | Headroom (MW) | 0 | 0 | 0 | 0 | 0 | 0 | 0 | 0 | 0 | 0 | 0 | 0 | 0 | 0 | 0 | 0 | 0
Seabank 132kV | Avonmouth Bsp | Bulk Supply Point | 33 | Consumer Transformation | Headroom (MW) | 0 | 0 | 0 | 0 | 0 | 0 | 0 | 0 | 0 | 0 | 0 | 0 | 0 | 0 | 0 | 0 | 0
Seabank 132kV | Avonmouth Bsp | Bulk Supply Point | 33 | Falling Short | Headroom (MW) | 0 | 0 | 0 | 0 | 0 | 0 | 0 | 0 | 0 | 0 | 0 | 0 | 0 | 0 | 0 | 0 | 0
Seabank 132kV | Avonmouth Bsp | Bulk Supply Point | 33 | Leading the Way | Headroom (MW) | 0 | 0 | 0 | 0 | 0 | 0 | 0 | 0 | 0 | 0 | 0 | 0 | 0 | 0 | 0 | 0 | 0
Seabank 132kV | Avonmouth Bsp | Bulk Supply Point | 33 | System Transformation | Headroom (MW) | 0 | 0 | 0 | 0 | 0 | 0 | 0 | 0 | 0 | 0 | 0 | 0 | 0 | 0 | 0 | 0 | 0
Sandford 132kV | Axbridge | Primary Substation | 11 | Best View | Headroom (MW) | 3.024 | 2.4564 | 1.7974 | 0.42313 | 0 | 0 | 0 | 0 | 0 | 0 | 0 | 0 | 0 | 0 | 0 | 0 | 0
Sandford 132kV | Axbridge | Primary Substation | 11 | Consumer Transformation | Headroom (MW) | 3.024 | 1.4129 | 0 | 0 | 0 | 0 | 0 | 0 | 0 | 0 | 0 | 0 | 0 | 0 | 0 | 0 | 0
Sandford 132kV | Axbridge | Primary Substation | 11 | Falling Short | Headroom (MW) | 3.024 | 2.4801 | 2.1122 | 1.6388 | 0.78757 | 0.16904 | 0 | 0 | 0 | 0 | 0 | 0 | 0 | 0 | 0 | 0 | 0
Sandford 132kV | Axbridge | Primary Substation | 11 | Leading the Way | Headroom (MW) | 3.024 | 0 | 0 | 0 | 0 | 0 | 0 | 0 | 0 | 0 | 0 | 0 | 0 | 0 | 0 | 0 | 0
Sandford 132kV | Axbridge | Primary Substation | 11 | System Transformation | Headroom (MW) | 3.024 | 0 | 0 | 0 | 0 | 0 | 0 | 0 | 0 | 0 | 0 | 0 | 0 | 0 | 0 | 0 | 0
Axminster 132kV | Axminster | Primary Substation | 11 | Best View | Headroom (MW) | 9.7466 | 9.6981 | 9.4188 | 9.1737 | 8.8547 | 8.4757 | 8.075 | 7.5154 | 6.4547 | 6.1697 | 6.0311 | 6.0549 | 6.2398 | 6.5812 | 4.0033 | 2.5655 | 1.7073
Axminster 132kV | Axminster | Primary Substation | 11 | Consumer Transformation | Headroom (MW) | 9.7466 | 9.5481 | 9.0811 | 8.6055 | 7.899 | 7.2204 | 6.4204 | 5.5729 | 4.0228 | 2.9747 | 0 | 0 | 0 | 0 | 0 | 0 | 0
Axminster 132kV | Axminster | Primary Substation | 11 | Falling Short | Headroom (MW) | 9.7466 | 9.7502 | 9.615 | 9.4754 | 9.1918 | 8.9286 | 8.6528 | 8.2576 | 7.5897 | 7.0905 | 6.618 | 6.1093 | 5.6229 | 5.1853 | 0 | 0 | 0
Axminster 132kV | Axminster | Primary Substation | 11 | Leading the Way | Headroom (MW) | 9.7466 | 9.3409 | 8.7373 | 8.0622 | 7.4193 | 6.681 | 5.9251 | 4.953 | 3.5116 | 1.9271 | 0 | 0 | 0 | 0 | 0 | 0 | 0
Axminster 132kV | Axminster | Primary Substation | 11 | System Transformation | Headroom (MW) | 9.7466 | 9.7177 | 9.4533 | 9.2166 | 8.9144 | 8.6077 | 8.256 | 7.755 | 6.6338 | 6.1974 | 5.734 | 5.326 | 5.0031 | 4.8832 | 0 | 0 | 0
Alverdiscott / Indian Queens 132kV | Barnstaple Bsp | Bulk Supply Point | 33 | Best View | Headroom (MW) | 0 | 0 | 0 | 0 | 0 | 0 | 0 | 0 | 0 | 0 | 0 | 0 | 0 | 0 | 0 | 0 | 0
Alverdiscott / Indian Queens 132kV | Barnstaple Bsp | Bulk Supply Point | 33 | Consumer Transformation | Headroom (MW) | 0 | 0 | 0 | 0 | 0 | 0 | 0 | 0 | 0 | 0 | 0 | 0 | 0 | 0 | 0 | 0 | 0
Alverdiscott / Indian Queens 132kV | Barnstaple Bsp | Bulk Supply Point | 33 | Falling Short | Headroom (MW) | 0 | 0 | 0 | 0 | 0 | 0 | 0 | 0 | 0 | 0 | 0 | 0 | 0 | 0 | 0 | 0 | 0
Alverdiscott / Indian Queens 132kV | Barnstaple Bsp | Bulk Supply Point | 33 | Leading the Way | Headroom (MW) | 0 | 0 | 0 | 0 | 0 | 0 | 0 | 0 | 0 | 0 | 0 | 0 | 0 | 0 | 0 | 0 | 0
Alverdiscott / Indian Queens 132kV | Barnstaple Bsp | Bulk Supply Point | 33 | System Transformation | Headroom (MW) | 0 | 0 | 0 | 0 | 0 | 0 | 0 | 0 | 0 | 0 | 0 | 0 | 0 | 0 | 0 | 0 | 0
Alverdiscott / Indian Queens 132kV | Barnstaple Quay | Primary Substation | 11 | Best View | Headroom (MW) | 0 | 0 | 0 | 0 | 0 | 0 | 0 | 0 | 0 | 0 | 0 | 0 | 0 | 0 | 0 | 0 | 0
Alverdiscott / Indian Queens 132kV | Barnstaple Quay | Primary Substation | 11 | Consumer Transformation | Headroom (MW) | 0 | 0 | 0 | 0 | 0 | 0 | 0 | 0 | 0 | 0 | 0 | 0 | 0 | 0 | 0 | 0 | 0
Alverdiscott / Indian Queens 132kV | Barnstaple Quay | Primary Substation | 11 | Falling Short | Headroom (MW) | 0 | 0 | 0 | 0 | 0 | 0 | 0 | 0 | 0 | 0 | 0 | 0 | 0 | 0 | 0 | 0 | 0
Alverdiscott / Indian Queens 132kV | Barnstaple Quay | Primary Substation | 11 | Leading the Way | Headroom (MW) | 0 | 0 | 0 | 0 | 0 | 0 | 0 | 0 | 0 | 0 | 0 | 0 | 0 | 0 | 0 | 0 | 0
Alverdiscott / Indian Queens 132kV | Barnstaple Quay | Primary Substation | 11 | System Transformation | Headroom (MW) | 0 | 0 | 0 | 0 | 0 | 0 | 0 | 0 | 0 | 0 | 0 | 0 | 0 | 0 | 0 | 0 | 0
Abham / Exeter / Landulph 132kV | Barton. | Primary Substation | 11 | Best View | Headroom (MW) | 7.031 | 7.1064 | 7.1138 | 7.0759 | 6.9352 | 6.7133 | 6.4692 | 6.1919 | 5.9417 | 5.7329 | 5.6539 | 5.7334 | 5.9503 | 6.2598 | 5.0196 | 3.7899 | 2.3179
Abham / Exeter / Landulph 132kV | Barton. | Primary Substation | 11 | Consumer Transformation | Headroom (MW) | 7.031 | 7.0103 | 6.9081 | 6.7609 | 6.3672 | 5.9509 | 5.4714 | 5.103 | 4.6637 | 3.9839 | 3.4983 | 3.2447 | 2.9924 | 2.8195 | 0 | 0 | 0
Abham / Exeter / Landulph 132kV | Barton. | Primary Substation | 11 | Falling Short | Headroom (MW) | 7.031 | 7.122 | 7.2001 | 7.2615 | 7.211 | 7.1526 | 7.1073 | 7.0437 | 6.9487 | 6.757 | 6.5706 | 6.3759 | 6.1916 | 6.0439 | 3.5524 | 1.4375 | 0
Abham / Exeter / Landulph 132kV | Barton. | Primary Substation | 11 | Leading the Way | Headroom (MW) | 7.031 | 6.8545 | 6.6536 | 6.377 | 6.0387 | 5.6205 | 5.2031 | 4.7531 | 4.3164 | 3.8087 | 3.4233 | 3.1949 | 3.1091 | 3.1358 | 1.1172 | 0.40609 | 0
Abham / Exeter / Landulph 132kV | Barton. | Primary Substation | 11 | System Transformation | Headroom (MW) | 7.031 | 7.1481 | 7.2052 | 7.2546 | 7.2465 | 7.1996 | 7.1143 | 7.0029 | 6.8801 | 6.6978 | 6.4918 | 6.3298 | 6.2607 | 6.3244 | 3.416 | 2.4057 | 1.2452
Melksham | Bath (Dolemeads) 132 | Bulk Supply Point | 33 | Best View | Headroom (MW) | 5.9776 | 7.1191 | 6.3494 | 4.2551 | 0.2819 | 0 | 0 | 0 | 0 | 0 | 0 | 0 | 0 | 0 | 0 | 0 | 0
Melksham | Bath (Dolemeads) 132 | Bulk Supply Point | 33 | Consumer Transformation | Headroom (MW) | 5.9776 | 5.2753 | 2.1307 | 0 | 0 | 0 | 0 | 0 | 0 | 0 | 0 | 0 | 0 | 0 | 0 | 0 | 0
Melksham | Bath (Dolemeads) 132 | Bulk Supply Point | 33 | Falling Short | Headroom (MW) | 5.9776 | 7.0409 | 7.8949 | 8.4153 | 7.0785 | 5.3743 | 3.3531 | 0 | 0 | 0 | 0 | 0 | 0 | 0 | 0 | 0 | 0
Melksham | Bath (Dolemeads) 132 | Bulk Supply Point | 33 | Leading the Way | Headroom (MW) | 5.9776 | 3.0495 | 0 | 0 | 0 | 0 | 0 | 0 | 0 | 0 | 0 | 0 | 0 | 0 | 0 | 0 | 0
Melksham | Bath (Dolemeads) 132 | Bulk Supply Point | 33 | System Transformation | Headroom (MW) | 5.9776 | 7.2582 | 8.157 | 8.4568 | 8.0073 | 4.4862 | 1.7057 | 0 | 0 | 0 | 0 | 0 | 0 | 0 | 0 | 0 | 0
Bridgwater / Taunton 132kV | Bath Road Primary | Primary Substation | 11 | Best View | Headroom (MW) | 0 | 0 | 0 | 0 | 0 | 0 | 0 | 0 | 0 | 0 | 0 | 0 | 0 | 0 | 0 | 0 | 0
Bridgwater / Taunton 132kV | Bath Road Primary | Primary Substation | 11 | Consumer Transformation | Headroom (MW) | 0 | 0 | 0 | 0 | 0 | 0 | 0 | 0 | 0 | 0 | 0 | 0 | 0 | 0 | 0 | 0 | 0
Bridgwater / Taunton 132kV | Bath Road Primary | Primary Substation | 11 | Falling Short | Headroom (MW) | 0 | 0 | 0 | 0 | 0 | 0 | 0 | 0 | 0 | 0 | 0 | 0 | 0 | 0 | 0 | 0 | 0
Bridgwater / Taunton 132kV | Bath Road Primary | Primary Substation | 11 | Leading the Way | Headroom (MW) | 0 | 0 | 0 | 0 | 0 | 0 | 0 | 0 | 0 | 0 | 0 | 0 | 0 | 0 | 0 | 0 | 0
Bridgwater / Taunton 132kV | Bath Road Primary | Primary Substation | 11 | System Transformation | Headroom (MW) | 0 | 0 | 0 | 0 | 0 | 0 | 0 | 0 | 0 | 0 | 0 | 0 | 0 | 0 | 0 | 0 | 0
Melksham | Batheaston | Primary Substation | 11 | Best View | Headroom (MW) | 5.8523 | 6.2249 | 5.9756 | 5.301 | 4.0301 | 1.91 | 0 | 0 | 0 | 0 | 0 | 0 | 0 | 0 | 0 | 0 | 0
Melksham | Batheaston | Primary Substation | 11 | Consumer Transformation | Headroom (MW) | 5.8523 | 5.6247 | 4.6106 | 3.2906 | 0.89173 | 0 | 0 | 0 | 0 | 0 | 0 | 0 | 0 | 0 | 0 | 0 | 0
Melksham | Batheaston | Primary Substation | 11 | Falling Short | Headroom (MW) | 5.8523 | 6.1994 | 6.4783 | 6.6488 | 6.2177 | 5.6724 | 5.0304 | 3.9036 | 2.5049 | 0.17861 | 0 | 0 | 0 | 0 | 0 | 0 | 0
Melksham | Batheaston | Primary Substation | 11 | Leading the Way | Headroom (MW) | 5.8523 | 4.9029 | 3.7968 | 2.17 | 0.28212 | 0 | 0 | 0 | 0 | 0 | 0 | 0 | 0 | 0 | 0 | 0 | 0
Melksham | Batheaston | Primary Substation | 11 | System Transformation | Headroom (MW) | 5.8523 | 6.2703 | 6.5637 | 6.6623 | 6.5185 | 5.3867 | 4.5031 | 3.1206 | 0.93133 | 0 | 0 | 0 | 0 | 0 | 0 | 0 | 0
Axminster 132kV | Beaminster | Primary Substation | 11 | Best View | Headroom (MW) | 6.039 | 6.0109 | 5.9393 | 5.8465 | 5.767 | 5.6479 | 5.5321 | 5.4021 | 4.9316 | 4.8503 | 4.8151 | 4.8342 | 4.9158 | 5.0564 | 4.5949 | 4.3099 | 4.2001
Axminster 132kV | Beaminster | Primary Substation | 11 | Consumer Transformation | Headroom (MW) | 6.039 | 5.9406 | 5.7749 | 5.5912 | 5.4062 | 5.2188 | 5.0044 | 4.8268 | 4.2583 | 3.5263 | 0 | 0 | 0 | 0 | 0 | 0 | 0
Axminster 132kV | Beaminster | Primary Substation | 11 | Falling Short | Headroom (MW) | 6.039 | 6.0218 | 5.9802 | 5.9241 | 5.8333 | 5.7453 | 5.6553 | 5.5658 | 5.2946 | 5.1501 | 5.0162 | 4.8748 | 4.7331 | 4.5993 | 0 | 0 | 0
Axminster 132kV | Beaminster | Primary Substation | 11 | Leading the Way | Headroom (MW) | 6.039 | 5.8711 | 5.6712 | 5.428 | 5.2747 | 5.065 | 4.8721 | 4.6699 | 4.1653 | 1.9112 | 0 | 0 | 0 | 0 | 0 | 0 | 0
Axminster 132kV | Beaminster | Primary Substation | 11 | System Transformation | Headroom (MW) | 6.039 | 5.9993 | 5.9085 | 5.8098 | 5.7164 | 5.6288 | 5.5446 | 5.4439 | 4.9734 | 4.8443 | 4.7073 | 4.5814 | 4.4961 | 4.4734 | 0 | 0 | 0
Iron Acton 132kV | Bedminster | Primary Substation | 11 | Best View | Headroom (MW) | 0 | 0 | 0 | 0 | 0 | 0 | 0 | 0 | 0 | 0 | 0 | 0 | 0 | 0 | 0 | 0 | 0
Iron Acton 132kV | Bedminster | Primary Substation | 11 | Consumer Transformation | Headroom (MW) | 0 | 0 | 0 | 0 | 0 | 0 | 0 | 0 | 0 | 0 | 0 | 0 | 0 | 0 | 0 | 0 | 0
Iron Acton 132kV | Bedminster | Primary Substation | 11 | Falling Short | Headroom (MW) | 0 | 0 | 0 | 0 | 0 | 0 | 0 | 0 | 0 | 0 | 0 | 0 | 0 | 0 | 0 | 0 | 0
Iron Acton 132kV | Bedminster | Primary Substation | 11 | Leading the Way | Headroom (MW) | 0 | 0 | 0 | 0 | 0 | 0 | 0 | 0 | 0 | 0 | 0 | 0 | 0 | 0 | 0 | 0 | 0
Iron Acton 132kV | Bedminster | Primary Substation | 11 | System Transformation | Headroom (MW) | 0 | 0 | 0 | 0 | 0 | 0 | 0 | 0 | 0 | 0 | 0 | 0 | 0 | 0 | 0 | 0 | 0
Alverdiscott / Indian Queens 132kV | Bideford Main | Primary Substation | 11 | Best View | Headroom (MW) | 0 | 0 | 0 | 0 | 0 | 0 | 0 | 0 | 0 | 0 | 0 | 0 | 0 | 0 | 0 | 0 | 0
Alverdiscott / Indian Queens 132kV | Bideford Main | Primary Substation | 11 | Consumer Transformation | Headroom (MW) | 0 | 0 | 0 | 0 | 0 | 0 | 0 | 0 | 0 | 0 | 0 | 0 | 0 | 0 | 0 | 0 | 0
Alverdiscott / Indian Queens 132kV | Bideford Main | Primary Substation | 11 | Falling Short | Headroom (MW) | 0 | 0 | 0 | 0 | 0 | 0 | 0 | 0 | 0 | 0 | 0 | 0 | 0 | 0 | 0 | 0 | 0
Alverdiscott / Indian Queens 132kV | Bideford Main | Primary Substation | 11 | Leading the Way | Headroom (MW) | 0 | 0 | 0 | 0 | 0 | 0 | 0 | 0 | 0 | 0 | 0 | 0 | 0 | 0 | 0 | 0 | 0
Alverdiscott / Indian Queens 132kV | Bideford Main | Primary Substation | 11 | System Transformation | Headroom (MW) | 0 | 0 | 0 | 0 | 0 | 0 | 0 | 0 | 0 | 0 | 0 | 0 | 0 | 0 | 0 | 0 | 0
Iron Acton 132kV | Bishopsworth | Primary Substation | 11 | Best View | Headroom (MW) | 9.9686 | 10.0141 | 10.0106 | 9.9213 | 9.7708 | 9.5524 | 9.323 | 9.0496 | 8.8231 | 8.5938 | 8.4591 | 8.4781 | 8.6418 | 8.8916 | 7.555 | 0 | 0
Iron Acton 132kV | Bishopsworth | Primary Substation | 11 | Consumer Transformation | Headroom (MW) | 9.9686 | 9.9278 | 9.8185 | 9.6531 | 9.1623 | 8.7026 | 8.1748 | 7.7175 | 7.178 | 0 | 0 | 0 | 0 | 0 | 0 | 0 | 0
Iron Acton 132kV | Bishopsworth | Primary Substation | 11 | Falling Short | Headroom (MW) | 9.9686 | 10.0295 | 10.0744 | 10.0973 | 10.0153 | 9.9578 | 9.8887 | 9.7957 | 9.6942 | 9.5329 | 9.3616 | 9.1845 | 9.0214 | 8.8951 | 1.4741 | 0 | 0
Iron Acton 132kV | Bishopsworth | Primary Substation | 11 | Leading the Way | Headroom (MW) | 9.9686 | 9.7486 | 9.5092 | 9.1808 | 8.7513 | 8.2716 | 7.7787 | 7.2351 | 0 | 0 | 0 | 0 | 0 | 0 | 0 | 0 | 0
Iron Acton 132kV | Bishopsworth | Primary Substation | 11 | System Transformation | Headroom (MW) | 9.9686 | 10.0462 | 10.0712 | 10.0623 | 10.0162 | 9.943 | 9.8428 | 9.7175 | 9.5698 | 9.3974 | 9.1827 | 9.0115 | 8.9305 | 8.9738 | 3.5137 | 0 | 0
Abham / Exeter / Landulph 132kV | Blackawton | Primary Substation | 11 | Best View | Headroom (MW) | 4.8225 | 4.8479 | 4.8683 | 4.8867 | 4.8906 | 4.8949 | 4.897 | 4.9016 | 4.878 | 4.8653 | 4.8477 | 4.6243 | 4.0126 | 3.8174 | 0 | 0 | 0
Abham / Exeter / Landulph 132kV | Blackawton | Primary Substation | 11 | Consumer Transformation | Headroom (MW) | 4.8225 | 4.8283 | 4.8341 | 4.8306 | 4.8215 | 4.8202 | 4.8147 | 4.8128 | 2.3709 | 0 | 0 | 0 | 0 | 0 | 0 | 0 | 0
Abham / Exeter / Landulph 132kV | Blackawton | Primary Substation | 11 | Falling Short | Headroom (MW) | 4.8225 | 4.8452 | 4.8592 | 4.8754 | 4.8741 | 4.8797 | 4.8806 | 4.8812 | 4.884 | 4.8772 | 4.8755 | 4.8654 | 4.8572 | 4.8512 | 2.2944 | 0 | 0
Abham / Exeter / Landulph 132kV | Blackawton | Primary Substation | 11 | Leading the Way | Headroom (MW) | 4.8225 | 4.818 | 4.81 | 4.8011 | 4.8002 | 4.8004 | 4.7787 | 4.3523 | 2.3312 | 0 | 0 | 0 | 0 | 0 | 0 | 0 | 0
Abham / Exeter / Landulph 132kV | Blackawton | Primary Substation | 11 | System Transformation | Headroom (MW) | 4.8225 | 4.8404 | 4.8545 | 4.8653 | 4.8619 | 4.8663 | 4.8694 | 4.87 | 4.8588 | 4.8518 | 4.84 | 4.8063 | 4.7807 | 4.7534 | 0 | 0 | 0
Alverdiscott / Indian Queens 132kV | Blackpool | Primary Substation | 11 | Best View | Headroom (MW) | 20.3416 | 20.3278 | 20.3129 | 20.2951 | 20.2488 | 20.2021 | 20.1482 | 18.3197 | 15.8401 | 11.772 | 7.5277 | 3.0177 | 0.27093 | 0 | 0 | 0 | 0
Alverdiscott / Indian Queens 132kV | Blackpool | Primary Substation | 11 | Consumer Transformation | Headroom (MW) | 20.3416 | 20.3125 | 20.2763 | 20.2292 | 20.1593 | 19.6305 | 16.0581 | 12.9339 | 9.5992 | 4.1463 | 1.0926 | 0 | 0 | 0 | 0 | 0 | 0
Alverdiscott / Indian Queens 132kV | Blackpool | Primary Substation | 11 | Falling Short | Headroom (MW) | 20.3416 | 20.3552 | 20.3631 | 20.3717 | 20.339 | 20.3086 | 20.2825 | 20.2527 | 20.2199 | 20.162 | 20.1178 | 20.0625 | 20.0134 | 19.9733 | 14.3818 | 3.7936 | 0
Alverdiscott / Indian Queens 132kV | Blackpool | Primary Substation | 11 | Leading the Way | Headroom (MW) | 20.3416 | 20.2915 | 20.2423 | 20.1731 | 20.1163 | 20.0529 | 18.0098 | 15.0303 | 11.5565 | 7.2306 | 2.1313 | 0 | 0 | 0 | 0 | 0 | 0
Alverdiscott / Indian Queens 132kV | Blackpool | Primary Substation | 11 | System Transformation | Headroom (MW) | 20.3416 | 20.3462 | 20.3393 | 20.3328 | 20.2976 | 20.2662 | 20.2301 | 20.1867 | 20.1309 | 20.0767 | 16.9495 | 12.5269 | 10.0042 | 8.516 | 0 | 0 | 0
Sandford 132kV | Blagdon 33/11kv S/S | Primary Substation | 11 | Best View | Headroom (MW) | 0.63691 | 0.71512 | 0.76716 | 0.44472 | 0 | 0 | 0 | 0 | 0 | 0 | 0 | 0 | 0 | 0 | 0 | 0 | 0
Sandford 132kV | Blagdon 33/11kv S/S | Primary Substation | 11 | Consumer Transformation | Headroom (MW) | 0.63691 | 0.67345 | 0 | 0 | 0 | 0 | 0 | 0 | 0 | 0 | 0 | 0 | 0 | 0 | 0 | 0 | 0
Sandford 132kV | Blagdon 33/11kv S/S | Primary Substation | 11 | Falling Short | Headroom (MW) | 0.63691 | 0.71729 | 0.77041 | 0.81121 | 0.82724 | 0.17767 | 0 | 0 | 0 | 0 | 0 | 0 | 0 | 0 | 0 | 0 | 0
Sandford 132kV | Blagdon 33/11kv S/S | Primary Substation | 11 | Leading the Way | Headroom (MW) | 0.63691 | 0 | 0 | 0 | 0 | 0 | 0 | 0 | 0 | 0 | 0 | 0 | 0 | 0 | 0 | 0 | 0
Sandford 132kV | Blagdon 33/11kv S/S | Primary Substation | 11 | System Transformation | Headroom (MW) | 0.63691 | 0 | 0 | 0 | 0 | 0 | 0 | 0 | 0 | 0 | 0 | 0 | 0 | 0 | 0 | 0 | 0
Alverdiscott / Indian Queens 132kV | Bodmin | Primary Substation | 11 | Best View | Headroom (MW) | 0.98445 | 0.92603 | 0.81586 | 0.6801 | 0 | 0 | 0 | 0 | 0 | 0 | 0 | 0 | 0 | 0 | 0 | 0 | 0
Alverdiscott / Indian Queens 132kV | Bodmin | Primary Substation | 11 | Consumer Transformation | Headroom (MW) | 0.98445 | 0.71496 | 0.23291 | 0 | 0 | 0 | 0 | 0 | 0 | 0 | 0 | 0 | 0 | 0 | 0 | 0 | 0
Alverdiscott / Indian Queens 132kV | Bodmin | Primary Substation | 11 | Falling Short | Headroom (MW) | 0.98445 | 1.3046 | 1.6394 | 1.9879 | 1.5379 | 1.2719 | 1.0056 | 0.66206 | 0.29244 | 0 | 0 | 0 | 0 | 0 | 0 | 0 | 0
Alverdiscott / Indian Queens 132kV | Bodmin | Primary Substation | 11 | Leading the Way | Headroom (MW) | 0.98445 | 0.20817 | 0 | 0 | 0 | 0 | 0 | 0 | 0 | 0 | 0 | 0 | 0 | 0 | 0 | 0 | 0
Alverdiscott / Indian Queens 132kV | Bodmin | Primary Substation | 11 | System Transformation | Headroom (MW) | 0.98445 | 1.1903 | 1.3427 | 1.4982 | 1.127 | 0 | 0 | 0 | 0 | 0 | 0 | 0 | 0 | 0 | 0 | 0 | 0
Sandford 132kV | Bournville | Primary Substation | 11 | Best View | Headroom (MW) | 0 | 0 | 0 | 0 | 0 | 0 | 0 | 0 | 0 | 0 | 0 | 0 | 0 | 0 | 0 | 0 | 0
Sandford 132kV | Bournville | Primary Substation | 11 | Consumer Transformation | Headroom (MW) | 0 | 0 | 0 | 0 | 0 | 0 | 0 | 0 | 0 | 0 | 0 | 0 | 0 | 0 | 0 | 0 | 0
Sandford 132kV | Bournville | Primary Substation | 11 | Falling Short | Headroom (MW) | 0 | 0 | 0 | 0 | 0 | 0 | 0 | 0 | 0 | 0 | 0 | 0 | 0 | 0 | 0 | 0 | 0
Sandford 132kV | Bournville | Primary Substation | 11 | Leading the Way | Headroom (MW) | 0 | 0 | 0 | 0 | 0 | 0 | 0 | 0 | 0 | 0 | 0 | 0 | 0 | 0 | 0 | 0 | 0
Sandford 132kV | Bournville | Primary Substation | 11 | System Transformation | Headroom (MW) | 0 | 0 | 0 | 0 | 0 | 0 | 0 | 0 | 0 | 0 | 0 | 0 | 0 | 0 | 0 | 0 | 0
Abham / Exeter / Landulph 132kV | Bovey Tracey | Primary Substation | 11 | Best View | Headroom (MW) | 0 | 0 | 0 | 0 | 0 | 0 | 0 | 0 | 0 | 0 | 0 | 0 | 0 | 0 | 0 | 0 | 0
Abham / Exeter / Landulph 132kV | Bovey Tracey | Primary Substation | 11 | Consumer Transformation | Headroom (MW) | 0 | 0 | 0 | 0 | 0 | 0 | 0 | 0 | 0 | 0 | 0 | 0 | 0 | 0 | 0 | 0 | 0
Abham / Exeter / Landulph 132kV | Bovey Tracey | Primary Substation | 11 | Falling Short | Headroom (MW) | 0 | 0 | 0 | 0 | 0 | 0 | 0 | 0 | 0 | 0 | 0 | 0 | 0 | 0 | 0 | 0 | 0
Abham / Exeter / Landulph 132kV | Bovey Tracey | Primary Substation | 11 | Leading the Way | Headroom (MW) | 0 | 0 | 0 | 0 | 0 | 0 | 0 | 0 | 0 | 0 | 0 | 0 | 0 | 0 | 0 | 0 | 0
Abham / Exeter / Landulph 132kV | Bovey Tracey | Primary Substation | 11 | System Transformation | Headroom (MW) | 0 | 0 | 0 | 0 | 0 | 0 | 0 | 0 | 0 | 0 | 0 | 0 | 0 | 0 | 0 | 0 | 0
Iron Acton 132kV | Bower Ashton | Primary Substation | 11 | Best View | Headroom (MW) | 2.7003 | 3.0188 | 3.2515 | 3.3065 | 3.1245 | 2.4322 | 1.8241 | 1.1051 | 0.45225 | 0.024207 | 0 | 0 | 0 | 0 | 0 | 0 | 0
Iron Acton 132kV | Bower Ashton | Primary Substation | 11 | Consumer Transformation | Headroom (MW) | 2.7003 | 2.7746 | 2.5359 | 2.1976 | 1.3993 | 0.42687 | 0 | 0 | 0 | 0 | 0 | 0 | 0 | 0 | 0 | 0 | 0
Iron Acton 132kV | Bower Ashton | Primary Substation | 11 | Falling Short | Headroom (MW) | 2.7003 | 2.9669 | 3.2135 | 3.4319 | 3.4047 | 3.3756 | 3.3225 | 3.1924 | 2.9888 | 2.8323 | 2.6514 | 2.4317 | 2.2556 | 2.1097 | 0 | 0 | 0
Iron Acton 132kV | Bower Ashton | Primary Substation | 11 | Leading the Way | Headroom (MW) | 2.7003 | 2.4738 | 2.2313 | 1.8251 | 1.3491 | 0.17259 | 0 | 0 | 0 | 0 | 0 | 0 | 0 | 0 | 0 | 0 | 0
Iron Acton 132kV | Bower Ashton | Primary Substation | 11 | System Transformation | Headroom (MW) | 2.7003 | 3.0574 | 3.3723 | 3.6389 | 3.7602 | 3.5509 | 3.5207 | 3.2929 | 3.0854 | 2.9941 | 2.6711 | 2.3781 | 2.1757 | 2.1278 | 0 | 0 | 0
Bridgwater / Taunton 132kV | Bowhays Cross | Primary Substation | 11 | Best View | Headroom (MW) | 7.4743 | 7.43 | 7.0502 | 6.1702 | 5.554 | 4.4414 | 3.3163 | 2.5163 | 1.7124 | 0.60615 | 0 | 0 | 0 | 0 | 0 | 0 | 0
Bridgwater / Taunton 132kV | Bowhays Cross | Primary Substation | 11 | Consumer Transformation | Headroom (MW) | 7.4743 | 7.3017 | 6.7648 | 5.7093 | 4.8803 | 3.5794 | 2.0943 | 0.95403 | 0 | 0 | 0 | 0 | 0 | 0 | 0 | 0 | 0
Bridgwater / Taunton 132kV | Bowhays Cross | Primary Substation | 11 | Falling Short | Headroom (MW) | 7.4743 | 7.4143 | 7.3782 | 6.8889 | 6.598 | 6.2274 | 5.5664 | 5.1303 | 4.6989 | 4.2758 | 3.8885 | 3.5166 | 3.1725 | 2.5033 | 0 | 0 | 0
Bridgwater / Taunton 132kV | Bowhays Cross | Primary Substation | 11 | Leading the Way | Headroom (MW) | 7.4743 | 7.1994 | 6.9436 | 6.079 | 5.6251 | 4.2174 | 2.6557 | 1.3925 | 0.067858 | 0 | 0 | 0 | 0 | 0 | 0 | 0 | 0
Bridgwater / Taunton 132kV | Bowhays Cross | Primary Substation | 11 | System Transformation | Headroom (MW) | 7.4743 | 7.3874 | 7.298 | 6.716 | 6.408 | 5.271 | 4.4273 | 3.8898 | 2.9502 | 1.7244 | 0.82384 | 0.018025 | 0 | 0 | 0 | 0 | 0
Bridgwater / Taunton 132kV | Bowhays Cross Bsp | Bulk Supply Point | 33 | Best View | Headroom (MW) | 24.203 | 23.9254 | 22.2646 | 20.1775 | 18.0552 | 14.8417 | 12.3636 | 10.1155 | 7.8317 | 4.4144 | 2.4828 | 0.96178 | 0 | 0 | 0 | 0 | 0
Bridgwater / Taunton 132kV | Bowhays Cross Bsp | Bulk Supply Point | 33 | Consumer Transformation | Headroom (MW) | 24.203 | 23.4786 | 21.2743 | 18.6022 | 15.8753 | 12.1543 | 8.903 | 5.976 | 2.6258 | 0 | 0 | 0 | 0 | 0 | 0 | 0 | 0
Bridgwater / Taunton 132kV | Bowhays Cross Bsp | Bulk Supply Point | 33 | Falling Short | Headroom (MW) | 24.203 | 23.9338 | 23.5961 | 22.8258 | 21.9751 | 21.311 | 20.2948 | 19.424 | 18.5202 | 17.5306 | 16.6214 | 15.6908 | 14.8365 | 13.3531 | 2.1926 | 0 | 0
Bridgwater / Taunton 132kV | Bowhays Cross Bsp | Bulk Supply Point | 33 | Leading the Way | Headroom (MW) | 24.203 | 23.101 | 21.9021 | 20.0158 | 18.577 | 14.6987 | 11.3685 | 8.1424 | 4.6803 | 0.28672 | 0 | 0 | 0 | 0 | 0 | 0 | 0
Bridgwater / Taunton 132kV | Bowhays Cross Bsp | Bulk Supply Point | 33 | System Transformation | Headroom (MW) | 24.203 | 23.7688 | 23.1602 | 22.1828 | 21.2843 | 19.0761 | 17.6193 | 16.581 | 14.6296 | 11.9654 | 8.9103 | 6.6472 | 4.5906 | 2.8793 | 0 | 0 | 0
Abham / Exeter / Landulph 132kV | Bradley Lane | Primary Substation | 11 | Best View | Headroom (MW) | 7.0663 | 6.9601 | 6.0445 | 4.825 | 3.4722 | 2.2282 | 0.53508 | 0 | 0 | 0 | 0 | 0 | 0 | 0 | 0 | 0 | 0
Abham / Exeter / Landulph 132kV | Bradley Lane | Primary Substation | 11 | Consumer Transformation | Headroom (MW) | 7.0663 | 6.3411 | 4.3008 | 2.1273 | 0 | 0 | 0 | 0 | 0 | 0 | 0 | 0 | 0 | 0 | 0 | 0 | 0
Abham / Exeter / Landulph 132kV | Bradley Lane | Primary Substation | 11 | Falling Short | Headroom (MW) | 7.0663 | 7.1415 | 6.7847 | 6.0979 | 4.9482 | 4.2133 | 3.0719 | 1.9978 | 0.068002 | 0 | 0 | 0 | 0 | 0 | 0 | 0 | 0
Abham / Exeter / Landulph 132kV | Bradley Lane | Primary Substation | 11 | Leading the Way | Headroom (MW) | 7.0663 | 5.504 | 2.9198 | 0 | 0 | 0 | 0 | 0 | 0 | 0 | 0 | 0 | 0 | 0 | 0 | 0 | 0
Abham / Exeter / Landulph 132kV | Bradley Lane | Primary Substation | 11 | System Transformation | Headroom (MW) | 7.0663 | 7.0662 | 6.0228 | 4.9727 | 1.429 | 0 | 0 | 0 | 0 | 0 | 0 | 0 | 0 | 0 | 0 | 0 | 0
Iron Acton 132kV | Bradley Stoke | Primary Substation | 11 | Best View | Headroom (MW) | 9.227 | 9.3316 | 9.3815 | 9.386 | 9.3119 | 9.1486 | 8.9686 | 8.7614 | 8.5388 | 8.4588 | 8.4196 | 8.4421 | 8.5359 | 8.6346 | 5.5353 | 3.4687 | 4.422
Iron Acton 132kV | Bradley Stoke | Primary Substation | 11 | Consumer Transformation | Headroom (MW) | 9.227 | 9.2698 | 9.2192 | 9.1122 | 8.8902 | 8.6279 | 8.2676 | 7.9743 | 6.9579 | 3.4555 | 1.9701 | 0 | 0 | 0 | 0 | 0 | 0
Iron Acton 132kV | Bradley Stoke | Primary Substation | 11 | Falling Short | Headroom (MW) | 9.227 | 9.3376 | 9.4172 | 9.4851 | 9.4779 | 9.4681 | 9.4295 | 9.3478 | 9.2434 | 9.1119 | 8.9542 | 8.7973 | 8.6311 | 8.4931 | 6.2806 | 1.6591 | 0
Iron Acton 132kV | Bradley Stoke | Primary Substation | 11 | Leading the Way | Headroom (MW) | 9.227 | 9.1997 | 9.1241 | 8.9558 | 8.7374 | 8.4456 | 6.5493 | 2.1982 | 0 | 0 | 0 | 0 | 0 | 0 | 0 | 0 | 0
Iron Acton 132kV | Bradley Stoke | Primary Substation | 11 | System Transformation | Headroom (MW) | 9.227 | 9.3696 | 9.458 | 9.5241 | 9.5552 | 9.5177 | 9.2251 | 9.134 | 8.9939 | 8.9145 | 8.8055 | 7.8486 | 5.9286 | 5.2333 | 0 | 0 | 0
Iron Acton 132kV | Bradley Stoke Bsp | Bulk Supply Point | 33 | Best View | Headroom (MW) | 19.7586 | 19.8431 | 20.2141 | 20.078 | 19.3803 | 18.1866 | 17.2877 | 15.3359 | 14.3151 | 13.9058 | 12.4019 | 11.2574 | 8.4603 | 7.9185 | 0 | 0 | 0
Iron Acton 132kV | Bradley Stoke Bsp | Bulk Supply Point | 33 | Consumer Transformation | Headroom (MW) | 19.7586 | 19.3486 | 17.6946 | 15.4757 | 12.5497 | 6.3439 | 1.8817 | 0 | 0 | 0 | 0 | 0 | 0 | 0 | 0 | 0 | 0
Iron Acton 132kV | Bradley Stoke Bsp | Bulk Supply Point | 33 | Falling Short | Headroom (MW) | 19.7586 | 19.9697 | 20.5536 | 20.734 | 20.5188 | 20.1506 | 20.0595 | 18.8554 | 18.4234 | 17.7278 | 16.9556 | 16.153 | 13.3362 | 12.637 | 0 | 0 | 0
Iron Acton 132kV | Bradley Stoke Bsp | Bulk Supply Point | 33 | Leading the Way | Headroom (MW) | 19.7586 | 18.8251 | 18.3203 | 16.9581 | 11.2681 | 1.4969 | 0 | 0 | 0 | 0 | 0 | 0 | 0 | 0 | 0 | 0 | 0
Iron Acton 132kV | Bradley Stoke Bsp | Bulk Supply Point | 33 | System Transformation | Headroom (MW) | 19.7586 | 19.9177 | 20.4016 | 20.4849 | 15.6033 | 11.8009 | 9.1387 | 5.5258 | 2.6638 | 2.0998 | 0 | 0 | 0 | 0 | 0 | 0 | 0
Alverdiscott / Indian Queens 132kV | Bratton Fleming | Primary Substation | 11 | Best View | Headroom (MW) | 0 | 0 | 0 | 0 | 0 | 0 | 0 | 0 | 0 | 0 | 0 | 0 | 0 | 0 | 0 | 0 | 0
Alverdiscott / Indian Queens 132kV | Bratton Fleming | Primary Substation | 11 | Consumer Transformation | Headroom (MW) | 0 | 0 | 0 | 0 | 0 | 0 | 0 | 0 | 0 | 0 | 0 | 0 | 0 | 0 | 0 | 0 | 0
Alverdiscott / Indian Queens 132kV | Bratton Fleming | Primary Substation | 11 | Falling Short | Headroom (MW) | 0 | 0 | 0 | 0 | 0 | 0 | 0 | 0 | 0 | 0 | 0 | 0 | 0 | 0 | 0 | 0 | 0
Alverdiscott / Indian Queens 132kV | Bratton Fleming | Primary Substation | 11 | Leading the Way | Headroom (MW) | 0 | 0 | 0 | 0 | 0 | 0 | 0 | 0 | 0 | 0 | 0 | 0 | 0 | 0 | 0 | 0 | 0
Alverdiscott / Indian Queens 132kV | Bratton Fleming | Primary Substation | 11 | System Transformation | Headroom (MW) | 0 | 0 | 0 | 0 | 0 | 0 | 0 | 0 | 0 | 0 | 0 | 0 | 0 | 0 | 0 | 0 | 0
Alverdiscott / Indian Queens 132kV | Braunton | Primary Substation | 11 | Best View | Headroom (MW) | 0 | 0 | 0 | 0 | 0 | 0 | 0 | 0 | 0 | 0 | 0 | 0 | 0 | 0 | 0 | 0 | 0
Alverdiscott / Indian Queens 132kV | Braunton | Primary Substation | 11 | Consumer Transformation | Headroom (MW) | 0 | 0 | 0 | 0 | 0 | 0 | 0 | 0 | 0 | 0 | 0 | 0 | 0 | 0 | 0 | 0 | 0
Alverdiscott / Indian Queens 132kV | Braunton | Primary Substation | 11 | Falling Short | Headroom (MW) | 0 | 0 | 0 | 0 | 0 | 0 | 0 | 0 | 0 | 0 | 0 | 0 | 0 | 0 | 0 | 0 | 0
Alverdiscott / Indian Queens 132kV | Braunton | Primary Substation | 11 | Leading the Way | Headroom (MW) | 0 | 0 | 0 | 0 | 0 | 0 | 0 | 0 | 0 | 0 | 0 | 0 | 0 | 0 | 0 | 0 | 0
Alverdiscott / Indian Queens 132kV | Braunton | Primary Substation | 11 | System Transformation | Headroom (MW) | 0 | 0 | 0 | 0 | 0 | 0 | 0 | 0 | 0 | 0 | 0 | 0 | 0 | 0 | 0 | 0 | 0
Abham / Exeter / Landulph 132kV | Bridge Mills | Primary Substation | 11 | Best View | Headroom (MW) | 0 | 0 | 0 | 0 | 0 | 0 | 0 | 0 | 0 | 0 | 0 | 0 | 0 | 0 | 0 | 0 | 0
Abham / Exeter / Landulph 132kV | Bridge Mills | Primary Substation | 11 | Consumer Transformation | Headroom (MW) | 0 | 0 | 0 | 0 | 0 | 0 | 0 | 0 | 0 | 0 | 0 | 0 | 0 | 0 | 0 | 0 | 0
Abham / Exeter / Landulph 132kV | Bridge Mills | Primary Substation | 11 | Falling Short | Headroom (MW) | 0 | 0 | 0 | 0 | 0 | 0 | 0 | 0 | 0 | 0 | 0 | 0 | 0 | 0 | 0 | 0 | 0
Abham / Exeter / Landulph 132kV | Bridge Mills | Primary Substation | 11 | Leading the Way | Headroom (MW) | 0 | 0 | 0 | 0 | 0 | 0 | 0 | 0 | 0 | 0 | 0 | 0 | 0 | 0 | 0 | 0 | 0
Abham / Exeter / Landulph 132kV | Bridge Mills | Primary Substation | 11 | System Transformation | Headroom (MW) | 0 | 0 | 0 | 0 | 0 | 0 | 0 | 0 | 0 | 0 | 0 | 0 | 0 | 0 | 0 | 0 | 0
Bridgwater / Taunton 132kV | Bridgwater Grid Bsp | Bulk Supply Point | 33 | Best View | Headroom (MW) | 0 | 0 | 0 | 0 | 0 | 0 | 0 | 0 | 0 | 0 | 0 | 0 | 0 | 0 | 0 | 0 | 0
Bridgwater / Taunton 132kV | Bridgwater Grid Bsp | Bulk Supply Point | 33 | Consumer Transformation | Headroom (MW) | 0 | 0 | 0 | 0 | 0 | 0 | 0 | 0 | 0 | 0 | 0 | 0 | 0 | 0 | 0 | 0 | 0
Bridgwater / Taunton 132kV | Bridgwater Grid Bsp | Bulk Supply Point | 33 | Falling Short | Headroom (MW) | 0 | 0 | 0 | 0 | 0 | 0 | 0 | 0 | 0 | 0 | 0 | 0 | 0 | 0 | 0 | 0 | 0
Bridgwater / Taunton 132kV | Bridgwater Grid Bsp | Bulk Supply Point | 33 | Leading the Way | Headroom (MW) | 0 | 0 | 0 | 0 | 0 | 0 | 0 | 0 | 0 | 0 | 0 | 0 | 0 | 0 | 0 | 0 | 0
Bridgwater / Taunton 132kV | Bridgwater Grid Bsp | Bulk Supply Point | 33 | System Transformation | Headroom (MW) | 0 | 0 | 0 | 0 | 0 | 0 | 0 | 0 | 0 | 0 | 0 | 0 | 0 | 0 | 0 | 0 | 0
Bridgwater / Taunton 132kV | Bridgwater Local | Primary Substation | 11 | Best View | Headroom (MW) | 0 | 0 | 0 | 0 | 0 | 0 | 0 | 0 | 0 | 0 | 0 | 0 | 0 | 0 | 0 | 0 | 0
Bridgwater / Taunton 132kV | Bridgwater Local | Primary Substation | 11 | Consumer Transformation | Headroom (MW) | 0 | 0 | 0 | 0 | 0 | 0 | 0 | 0 | 0 | 0 | 0 | 0 | 0 | 0 | 0 | 0 | 0
Bridgwater / Taunton 132kV | Bridgwater Local | Primary Substation | 11 | Falling Short | Headroom (MW) | 0 | 0 | 0 | 0 | 0 | 0 | 0 | 0 | 0 | 0 | 0 | 0 | 0 | 0 | 0 | 0 | 0
Bridgwater / Taunton 132kV | Bridgwater Local | Primary Substation | 11 | Leading the Way | Headroom (MW) | 0 | 0 | 0 | 0 | 0 | 0 | 0 | 0 | 0 | 0 | 0 | 0 | 0 | 0 | 0 | 0 | 0
Bridgwater / Taunton 132kV | Bridgwater Local | Primary Substation | 11 | System Transformation | Headroom (MW) | 0 | 0 | 0 | 0 | 0 | 0 | 0 | 0 | 0 | 0 | 0 | 0 | 0 | 0 | 0 | 0 | 0
Axminster 132kV | Bridport | Primary Substation | 11 | Best View | Headroom (MW) | 7.7473 | 7.8145 | 7.2314 | 7.0998 | 6.8554 | 6.4931 | 6.0849 | 5.6743 | 5.0634 | 4.6982 | 4.5228 | 4.5722 | 4.7118 | 4.9708 | 3.2146 | 2.1386 | 1.4061
Axminster 132kV | Bridport | Primary Substation | 11 | Consumer Transformation | Headroom (MW) | 7.7473 | 7.6749 | 6.9305 | 6.6088 | 6.0128 | 5.3513 | 4.5666 | 3.8922 | 2.8681 | 1.8129 | 0 | 0 | 0 | 0 | 0 | 0 | 0
Axminster 132kV | Bridport | Primary Substation | 11 | Falling Short | Headroom (MW) | 7.7473 | 7.7838 | 7.2217 | 7.1895 | 6.9505 | 6.6942 | 6.4605 | 6.1821 | 5.7847 | 5.3983 | 5.063 | 4.7345 | 4.4064 | 4.1113 | 0 | 0 | 0
Axminster 132kV | Bridport | Primary Substation | 11 | Leading the Way | Headroom (MW) | 7.7473 | 7.4837 | 6.5989 | 6.0999 | 5.519 | 4.8101 | 4.0743 | 3.2703 | 2.2826 | 1.4431 | 0 | 0 | 0 | 0 | 0 | 0 | 0
Axminster 132kV | Bridport | Primary Substation | 11 | System Transformation | Headroom (MW) | 7.7473 | 7.814 | 7.2805 | 7.219 | 7.0573 | 6.7782 | 6.4808 | 6.1553 | 5.5726 | 5.1421 | 4.7155 | 4.4026 | 4.1137 | 3.9926 | 0 | 0 | 0
Sandford 132kV | Bristol International Airport | Primary Substation | 11 | Best View | Headroom (MW) | 1.7785 | 1.4799 | 1.0396 | 0.40077 | 0 | 0 | 0 | 0 | 0 | 0 | 0 | 0 | 0 | 0 | 0 | 0 | 0
Sandford 132kV | Bristol International Airport | Primary Substation | 11 | Consumer Transformation | Headroom (MW) | 1.7785 | 1.1629 | 0 | 0 | 0 | 0 | 0 | 0 | 0 | 0 | 0 | 0 | 0 | 0 | 0 | 0 | 0
Sandford 132kV | Bristol International Airport | Primary Substation | 11 | Falling Short | Headroom (MW) | 1.7785 | 1.5012 | 1.1751 | 0.89782 | 0.50656 | 0.16011 | 0 | 0 | 0 | 0 | 0 | 0 | 0 | 0 | 0 | 0 | 0
Sandford 132kV | Bristol International Airport | Primary Substation | 11 | Leading the Way | Headroom (MW) | 1.7785 | 0 | 0 | 0 | 0 | 0 | 0 | 0 | 0 | 0 | 0 | 0 | 0 | 0 | 0 | 0 | 0
Sandford 132kV | Bristol International Airport | Primary Substation | 11 | System Transformation | Headroom (MW) | 1.7785 | 0 | 0 | 0 | 0 | 0 | 0 | 0 | 0 | 0 | 0 | 0 | 0 | 0 | 0 | 0 | 0
Iron Acton 132kV | Broadweir Primary | Primary Substation | 11 | Best View | Headroom (MW) | 15.2635 | 15.3357 | 15.3994 | 15.4341 | 15.4505 | 15.455 | 15.2438 | 15.0153 | 14.9445 | 14.8906 | 14.8436 | 14.8177 | 14.7912 | 14.8004 | 14.7385 | 0 | 0
Iron Acton 132kV | Broadweir Primary | Primary Substation | 11 | Consumer Transformation | Headroom (MW) | 15.2635 | 15.3229 | 15.355 | 15.3736 | 15.3851 | 15.3856 | 15.1658 | 14.9546 | 10.1462 | 0 | 0 | 0 | 0 | 0 | 0 | 0 | 0
Iron Acton 132kV | Broadweir Primary | Primary Substation | 11 | Falling Short | Headroom (MW) | 15.2635 | 15.3343 | 15.3989 | 15.458 | 15.5042 | 15.535 | 15.4145 | 15.3229 | 15.2862 | 15.2744 | 15.2591 | 15.2286 | 15.2006 | 15.1771 | 1.4942 | 0 | 0
Iron Acton 132kV | Broadweir Primary | Primary Substation | 11 | Leading the Way | Headroom (MW) | 15.2635 | 15.3144 | 15.3552 | 15.3719 | 15.3897 | 15.3882 | 15.1789 | 14.9486 | 0 | 0 | 0 | 0 | 0 | 0 | 0 | 0 | 0
Iron Acton 132kV | Broadweir Primary | Primary Substation | 11 | System Transformation | Headroom (MW) | 15.2635 | 15.3345 | 15.388 | 15.4315 | 15.4678 | 15.4995 | 15.3436 | 15.1777 | 15.1794 | 15.1656 | 15.1355 | 15.1051 | 15.0756 | 15.0487 | 3.5614 | 0 | 0
Abham / Exeter / Landulph 132kV | Buckfastleigh | Primary Substation | 11 | Best View | Headroom (MW) | 1.6821 | 1.7001 | 1.6491 | 1.5424 | 1.0865 | 0 | 0 | 0 | 0 | 0 | 0 | 0 | 0 | 0 | 0 | 0 | 0
Abham / Exeter / Landulph 132kV | Buckfastleigh | Primary Substation | 11 | Consumer Transformation | Headroom (MW) | 1.6821 | 1.6137 | 1.3503 | 0.25364 | 0 | 0 | 0 | 0 | 0 | 0 | 0 | 0 | 0 | 0 | 0 | 0 | 0
Abham / Exeter / Landulph 132kV | Buckfastleigh | Primary Substation | 11 | Falling Short | Headroom (MW) | 1.6821 | 1.71 | 1.7169 | 1.6692 | 1.3227 | 0.98244 | 0.6252 | 0.40417 | 0 | 0 | 0 | 0 | 0 | 0 | 0 | 0 | 0
Abham / Exeter / Landulph 132kV | Buckfastleigh | Primary Substation | 11 | Leading the Way | Headroom (MW) | 1.6821 | 1.5177 | 0.97972 | 0 | 0 | 0 | 0 | 0 | 0 | 0 | 0 | 0 | 0 | 0 | 0 | 0 | 0
Abham / Exeter / Landulph 132kV | Buckfastleigh | Primary Substation | 11 | System Transformation | Headroom (MW) | 1.6821 | 1.6944 | 1.65 | 1.5431 | 1.0897 | 0.69854 | 0.26015 | 0 | 0 | 0 | 0 | 0 | 0 | 0 | 0 | 0 | 0
Abham / Exeter / Landulph 132kV | Buckwell Street | Primary Substation | 11 | Best View | Headroom (MW) | 9.2112 | 9.6752 | 9.1033 | 8.5773 | 7.6817 | 6.2729 | 4.8549 | 4.1294 | 3.037 | 1.5973 | 1.4105 | 2.4167 | 3.1608 | 4.1501 | 0 | 0 | 0
Abham / Exeter / Landulph 132kV | Buckwell Street | Primary Substation | 11 | Consumer Transformation | Headroom (MW) | 9.2112 | 9.1896 | 8.1288 | 6.6911 | 4.05 | 1.1503 | 0 | 0 | 0 | 0 | 0 | 0 | 0 | 0 | 0 | 0 | 0
Abham / Exeter / Landulph 132kV | Buckwell Street | Primary Substation | 11 | Falling Short | Headroom (MW) | 9.2112 | 9.7989 | 10.1783 | 10.391 | 10.1268 | 9.9838 | 9.7477 | 9.4123 | 8.9995 | 8.1823 | 7.3556 | 6.5068 | 5.7087 | 5.1501 | 0 | 0 | 0
Abham / Exeter / Landulph 132kV | Buckwell Street | Primary Substation | 11 | Leading the Way | Headroom (MW) | 9.2112 | 8.2965 | 6.9791 | 4.9376 | 2.7238 | 0 | 0 | 0 | 0 | 0 | 0 | 0 | 0 | 0 | 0 | 0 | 0
Abham / Exeter / Landulph 132kV | Buckwell Street | Primary Substation | 11 | System Transformation | Headroom (MW) | 9.2112 | 9.8239 | 10.0438 | 9.9657 | 9.5257 | 9.2145 | 8.4634 | 7.7908 | 6.5149 | 5.7672 | 4.5089 | 3.5591 | 2.9544 | 3.2075 | 0 | 0 | 0
Abham / Exeter / Landulph 132kV | Budleigh Salterton | Primary Substation | 11 | Best View | Headroom (MW) | 4.8003 | 4.8025 | 4.7924 | 4.7676 | 4.7194 | 4.6669 | 4.6035 | 4.5331 | 4.4815 | 4.4312 | 4.4056 | 4.4271 | 4.4657 | 4.5173 | 0.55935 | 0 | 0
Abham / Exeter / Landulph 132kV | Budleigh Salterton | Primary Substation | 11 | Consumer Transformation | Headroom (MW) | 4.8003 | 4.7867 | 4.7379 | 4.6774 | 4.5596 | 4.4432 | 4.2928 | 2.2889 | 0.44983 | 0 | 0 | 0 | 0 | 0 | 0 | 0 | 0
Abham / Exeter / Landulph 132kV | Budleigh Salterton | Primary Substation | 11 | Falling Short | Headroom (MW) | 4.8003 | 4.8127 | 4.8222 | 4.8319 | 4.8134 | 4.7912 | 4.7561 | 4.7197 | 4.6817 | 4.6129 | 4.5383 | 4.4626 | 4.3938 | 4.3339 | 0 | 0 | 0
Abham / Exeter / Landulph 132kV | Budleigh Salterton | Primary Substation | 11 | Leading the Way | Headroom (MW) | 4.8003 | 4.7478 | 4.6928 | 4.6028 | 4.4882 | 4.3667 | 4.2332 | 2.0015 | 0.16426 | 0 | 0 | 0 | 0 | 0 | 0 | 0 | 0
Abham / Exeter / Landulph 132kV | Budleigh Salterton | Primary Substation | 11 | System Transformation | Headroom (MW) | 4.8003 | 4.8113 | 4.8188 | 4.8169 | 4.7966 | 4.7719 | 4.7422 | 4.6868 | 4.6324 | 4.5786 | 4.5098 | 4.4576 | 4.3956 | 3.7558 | 0 | 0 | 0
Alverdiscott / Indian Queens 132kV | Bugle | Primary Substation | 11 | Best View | Headroom (MW) | 15.2467 | 15.323 | 15.3882 | 15.4531 | 15.4799 | 15.491 | 15.4987 | 15.4903 | 15.4903 | 11.6134 | 7.4263 | 2.977 | 0.26728 | 0 | 0 | 0 | 0
Alverdiscott / Indian Queens 132kV | Bugle | Primary Substation | 11 | Consumer Transformation | Headroom (MW) | 15.2467 | 15.3063 | 15.3491 | 15.3828 | 15.3791 | 15.3829 | 15.3646 | 12.7596 | 9.4698 | 4.0905 | 1.0779 | 0 | 0 | 0 | 0 | 0 | 0
Alverdiscott / Indian Queens 132kV | Bugle | Primary Substation | 11 | Falling Short | Headroom (MW) | 15.2467 | 15.3491 | 15.445 | 15.5376 | 15.5703 | 15.6175 | 15.6625 | 15.6967 | 15.7307 | 15.7574 | 15.778 | 15.7929 | 15.8089 | 15.8176 | 14.188 | 3.7425 | 0
Alverdiscott / Indian Queens 132kV | Bugle | Primary Substation | 11 | Leading the Way | Headroom (MW) | 15.2467 | 15.2687 | 15.2874 | 15.2922 | 15.3232 | 15.3342 | 15.3397 | 14.8277 | 11.4007 | 7.1332 | 2.1026 | 0 | 0 | 0 | 0 | 0 | 0
Alverdiscott / Indian Queens 132kV | Bugle | Primary Substation | 11 | System Transformation | Headroom (MW) | 15.2467 | 15.3543 | 15.4457 | 15.5333 | 15.5879 | 15.6341 | 15.5861 | 15.6188 | 15.6284 | 15.6289 | 15.3786 | 12.3581 | 9.8694 | 8.4013 | 0 | 0 | 0
Abham / Exeter / Landulph 132kV | Burlescombe | Primary Substation | 11 | Best View | Headroom (MW) | 0 | 0 | 0 | 0 | 0 | 0 | 0 | 0 | 0 | 0 | 0 | 0 | 0 | 0 | 0 | 0 | 0
Abham / Exeter / Landulph 132kV | Burlescombe | Primary Substation | 11 | Consumer Transformation | Headroom (MW) | 0 | 0 | 0 | 0 | 0 | 0 | 0 | 0 | 0 | 0 | 0 | 0 | 0 | 0 | 0 | 0 | 0
Abham / Exeter / Landulph 132kV | Burlescombe | Primary Substation | 11 | Falling Short | Headroom (MW) | 0 | 0 | 0 | 0 | 0 | 0 | 0 | 0 | 0 | 0 | 0 | 0 | 0 | 0 | 0 | 0 | 0
Abham / Exeter / Landulph 132kV | Burlescombe | Primary Substation | 11 | Leading the Way | Headroom (MW) | 0 | 0 | 0 | 0 | 0 | 0 | 0 | 0 | 0 | 0 | 0 | 0 | 0 | 0 | 0 | 0 | 0
Abham / Exeter / Landulph 132kV | Burlescombe | Primary Substation | 11 | System Transformation | Headroom (MW) | 0 | 0 | 0 | 0 | 0 | 0 | 0 | 0 | 0 | 0 | 0 | 0 | 0 | 0 | 0 | 0 | 0
Bridgwater / Taunton 132kV | Burnham | Primary Substation | 11 | Best View | Headroom (MW) | 0 | 0 | 0 | 0 | 0 | 0 | 0 | 0 | 0 | 0 | 0 | 0 | 0 | 0 | 0 | 0 | 0
Bridgwater / Taunton 132kV | Burnham | Primary Substation | 11 | Consumer Transformation | Headroom (MW) | 0 | 0 | 0 | 0 | 0 | 0 | 0 | 0 | 0 | 0 | 0 | 0 | 0 | 0 | 0 | 0 | 0
Bridgwater / Taunton 132kV | Burnham | Primary Substation | 11 | Falling Short | Headroom (MW) | 0 | 0 | 0 | 0 | 0 | 0 | 0 | 0 | 0 | 0 | 0 | 0 | 0 | 0 | 0 | 0 | 0
Bridgwater / Taunton 132kV | Burnham | Primary Substation | 11 | Leading the Way | Headroom (MW) | 0 | 0 | 0 | 0 | 0 | 0 | 0 | 0 | 0 | 0 | 0 | 0 | 0 | 0 | 0 | 0 | 0
Bridgwater / Taunton 132kV | Burnham | Primary Substation | 11 | System Transformation | Headroom (MW) | 0 | 0 | 0 | 0 | 0 | 0 | 0 | 0 | 0 | 0 | 0 | 0 | 0 | 0 | 0 | 0 | 0
Seabank 132kV | Cairns Road | Primary Substation | 11 | Best View | Headroom (MW) | 0 | 0 | 0 | 0 | 0 | 0 | 0 | 0 | 0 | 0 | 0 | 0 | 0 | 0 | 0 | 0 | 0
Seabank 132kV | Cairns Road | Primary Substation | 11 | Consumer Transformation | Headroom (MW) | 0 | 0 | 0 | 0 | 0 | 0 | 0 | 0 | 0 | 0 | 0 | 0 | 0 | 0 | 0 | 0 | 0
Seabank 132kV | Cairns Road | Primary Substation | 11 | Falling Short | Headroom (MW) | 0 | 0 | 0 | 0 | 0 | 0 | 0 | 0 | 0 | 0 | 0 | 0 | 0 | 0 | 0 | 0 | 0
Seabank 132kV | Cairns Road | Primary Substation | 11 | Leading the Way | Headroom (MW) | 0 | 0 | 0 | 0 | 0 | 0 | 0 | 0 | 0 | 0 | 0 | 0 | 0 | 0 | 0 | 0 | 0
Seabank 132kV | Cairns Road | Primary Substation | 11 | System Transformation | Headroom (MW) | 0 | 0 | 0 | 0 | 0 | 0 | 0 | 0 | 0 | 0 | 0 | 0 | 0 | 0 | 0 | 0 | 0
Abham / Exeter / Landulph 132kV | Callington | Primary Substation | 11 | Best View | Headroom (MW) | 0 | 0 | 0 | 0 | 0 | 0 | 0 | 0 | 0 | 0 | 0 | 0 | 0 | 0 | 0 | 0 | 0
Abham / Exeter / Landulph 132kV | Callington | Primary Substation | 11 | Consumer Transformation | Headroom (MW) | 0 | 0 | 0 | 0 | 0 | 0 | 0 | 0 | 0 | 0 | 0 | 0 | 0 | 0 | 0 | 0 | 0
Abham / Exeter / Landulph 132kV | Callington | Primary Substation | 11 | Falling Short | Headroom (MW) | 0 | 0 | 0 | 0 | 0 | 0 | 0 | 0 | 0 | 0 | 0 | 0 | 0 | 0 | 0 | 0 | 0
Abham / Exeter / Landulph 132kV | Callington | Primary Substation | 11 | Leading the Way | Headroom (MW) | 0 | 0 | 0 | 0 | 0 | 0 | 0 | 0 | 0 | 0 | 0 | 0 | 0 | 0 | 0 | 0 | 0
Abham / Exeter / Landulph 132kV | Callington | Primary Substation | 11 | System Transformation | Headroom (MW) | 0 | 0 | 0 | 0 | 0 | 0 | 0 | 0 | 0 | 0 | 0 | 0 | 0 | 0 | 0 | 0 | 0
Alverdiscott / Indian Queens 132kV | Callywith | Primary Substation | 11 | Best View | Headroom (MW) | 0.98193 | 0.92367 | 0.81378 | 0.67836 | 0 | 0 | 0 | 0 | 0 | 0 | 0 | 0 | 0 | 0 | 0 | 0 | 0
Alverdiscott / Indian Queens 132kV | Callywith | Primary Substation | 11 | Consumer Transformation | Headroom (MW) | 0.98193 | 0.71314 | 0.23231 | 0 | 0 | 0 | 0 | 0 | 0 | 0 | 0 | 0 | 0 | 0 | 0 | 0 | 0
Alverdiscott / Indian Queens 132kV | Callywith | Primary Substation | 11 | Falling Short | Headroom (MW) | 0.98193 | 1.3013 | 1.6352 | 1.9829 | 1.534 | 1.2687 | 1.003 | 0.66037 | 0.29169 | 0 | 0 | 0 | 0 | 0 | 0 | 0 | 0
Alverdiscott / Indian Queens 132kV | Callywith | Primary Substation | 11 | Leading the Way | Headroom (MW) | 0.98193 | 0.20764 | 0 | 0 | 0 | 0 | 0 | 0 | 0 | 0 | 0 | 0 | 0 | 0 | 0 | 0 | 0
Alverdiscott / Indian Queens 132kV | Callywith | Primary Substation | 11 | System Transformation | Headroom (MW) | 0.98193 | 1.1872 | 1.3392 | 1.4944 | 1.1241 | 0 | 0 | 0 | 0 | 0 | 0 | 0 | 0 | 0 | 0 | 0 | 0
Alverdiscott / Indian Queens 132kV | Camborne Bsp | Bulk Supply Point | 33 | Best View | Headroom (MW) | 42.9781 | 40.8474 | 39.3249 | 37.7368 | 42.1456 | 40.517 | 39.2227 | 37.8446 | 33.3204 | 23.4865 | 14.5911 | 4.9978 | 0 | 0 | 0 | 0 | 0
Alverdiscott / Indian Queens 132kV | Camborne Bsp | Bulk Supply Point | 33 | Consumer Transformation | Headroom (MW) | 42.9781 | 40.7315 | 38.6087 | 36.0133 | 39.0074 | 36.9116 | 34.8231 | 28.4683 | 18.1691 | 4.9766 | 0 | 0 | 0 | 0 | 0 | 0 | 0
Alverdiscott / Indian Queens 132kV | Camborne Bsp | Bulk Supply Point | 33 | Falling Short | Headroom (MW) | 42.9781 | 41.2169 | 40.0463 | 38.8783 | 43.749 | 43.5285 | 43.3806 | 43.1572 | 42.924 | 42.4572 | 41.6808 | 40.7993 | 39.9303 | 39.1287 | 19.3943 | 0 | 0
Alverdiscott / Indian Queens 132kV | Camborne Bsp | Bulk Supply Point | 33 | Leading the Way | Headroom (MW) | 42.9781 | 40.172 | 38.0451 | 35.6825 | 40.0172 | 38.2393 | 36.5678 | 29.6241 | 20.4035 | 10.0502 | 0 | 0 | 0 | 0 | 0 | 0 | 0
Alverdiscott / Indian Queens 132kV | Camborne Bsp | Bulk Supply Point | 33 | System Transformation | Headroom (MW) | 42.9781 | 41.1709 | 40.011 | 38.7888 | 43.8575 | 42.729 | 42.4999 | 41.8611 | 41.0765 | 39.7826 | 38.246 | 37.2617 | 34.8889 | 30.9002 | 0 | 0 | 0
Alverdiscott / Indian Queens 132kV | Camborne Carn Brea | Primary Substation | 11 | Best View | Headroom (MW) | 8.8795 | 7.1453 | 5.6517 | 4.1258 | 9.0976 | 8.8952 | 8.6839 | 8.4308 | 8.192 | 7.8658 | 7.6114 | 4.9562 | 0 | 0 | 0 | 0 | 0
Alverdiscott / Indian Queens 132kV | Camborne Carn Brea | Primary Substation | 11 | Consumer Transformation | Headroom (MW) | 8.8795 | 7.1034 | 5.5559 | 3.9617 | 8.8481 | 8.6047 | 8.2582 | 8.0118 | 7.6392 | 4.9352 | 0 | 0 | 0 | 0 | 0 | 0 | 0
Alverdiscott / Indian Queens 132kV | Camborne Carn Brea | Primary Substation | 11 | Falling Short | Headroom (MW) | 8.8795 | 7.1737 | 5.7397 | 4.3079 | 9.4038 | 9.3778 | 9.3831 | 9.3477 | 9.3049 | 9.1944 | 9.1003 | 8.9593 | 8.8251 | 8.7127 | 6.7901 | 0 | 0
Alverdiscott / Indian Queens 132kV | Camborne Carn Brea | Primary Substation | 11 | Leading the Way | Headroom (MW) | 8.8795 | 6.9809 | 5.3499 | 3.6343 | 8.5776 | 8.3235 | 8.0669 | 7.7576 | 7.3575 | 6.9626 | 0 | 0 | 0 | 0 | 0 | 0 | 0
Alverdiscott / Indian Queens 132kV | Camborne Carn Brea | Primary Substation | 11 | System Transformation | Headroom (MW) | 8.8795 | 7.2098 | 5.8224 | 4.3967 | 9.5604 | 9.5389 | 9.5064 | 9.4484 | 9.3501 | 9.1953 | 9.0155 | 8.8341 | 8.6724 | 8.5761 | 0 | 0 | 0
Alverdiscott / Indian Queens 132kV | Camborne Holmans | Primary Substation | 11 | Best View | Headroom (MW) | 7.4818 | 7.4633 | 7.4497 | 7.4273 | 7.2005 | 6.8895 | 6.5617 | 6.1827 | 5.8333 | 5.341 | 4.9888 | 4.7818 | 0 | 0 | 0 | 0 | 0
Alverdiscott / Indian Queens 132kV | Camborne Holmans | Primary Substation | 11 | Consumer Transformation | Headroom (MW) | 7.4818 | 7.4114 | 7.284 | 7.1347 | 6.7712 | 6.3992 | 5.9163 | 5.4986 | 4.9647 | 4.2448 | 0 | 0 | 0 | 0 | 0 | 0 | 0
Alverdiscott / Indian Queens 132kV | Camborne Holmans | Primary Substation | 11 | Falling Short | Headroom (MW) | 7.4818 | 7.5897 | 7.7265 | 7.8644 | 7.8135 | 7.8026 | 7.7802 | 7.7117 | 7.6271 | 7.4517 | 7.296 | 7.1268 | 6.9444 | 6.7931 | 3.8947 | 0 | 0
Alverdiscott / Indian Queens 132kV | Camborne Holmans | Primary Substation | 11 | Leading the Way | Headroom (MW) | 7.4818 | 7.1881 | 6.924 | 6.5924 | 6.3265 | 5.9565 | 5.5673 | 5.0876 | 4.516 | 3.9825 | 0 | 0 | 0 | 0 | 0 | 0 | 0
Alverdiscott / Indian Queens 132kV | Camborne Holmans | Primary Substation | 11 | System Transformation | Headroom (MW) | 7.4818 | 7.5925 | 7.7023 | 7.8156 | 7.8338 | 7.8009 | 7.7489 | 7.6536 | 7.481 | 7.2637 | 7.0273 | 6.8201 | 6.6637 | 6.6476 | 0 | 0 | 0
Alverdiscott / Indian Queens 132kV | Camborne Treswithian | Primary Substation | 11 | Best View | Headroom (MW) | 0 | 0 | 0 | 0 | 0 | 0 | 0 | 0 | 0 | 0 | 0 | 0 | 0 | 0 | 0 | 0 | 0
Alverdiscott / Indian Queens 132kV | Camborne Treswithian | Primary Substation | 11 | Consumer Transformation | Headroom (MW) | 0 | 0 | 0 | 0 | 0 | 0 | 0 | 0 | 0 | 0 | 0 | 0 | 0 | 0 | 0 | 0 | 0
Alverdiscott / Indian Queens 132kV | Camborne Treswithian | Primary Substation | 11 | Falling Short | Headroom (MW) | 0 | 0.025041 | 0.082265 | 0.13113 | 0.10271 | 0.088684 | 0.067801 | 0.026226 | 0 | 0 | 0 | 0 | 0 | 0 | 0 | 0 | 0
Alverdiscott / Indian Queens 132kV | Camborne Treswithian | Primary Substation | 11 | Leading the Way | Headroom (MW) | 0 | 0 | 0 | 0 | 0 | 0 | 0 | 0 | 0 | 0 | 0 | 0 | 0 | 0 | 0 | 0 | 0
Alverdiscott / Indian Queens 132kV | Camborne Treswithian | Primary Substation | 11 | System Transformation | Headroom (MW) | 0 | 0.019234 | 0.070042 | 0.1054 | 0.095379 | 0.063794 | 0.019725 | 0 | 0 | 0 | 0 | 0 | 0 | 0 | 0 | 0 | 0
Axminster 132kV | Chard | Primary Substation | 11 | Best View | Headroom (MW) | 9.1057 | 8.914 | 8.6499 | 8.4243 | 7.6623 | 6.7657 | 4.9246 | 3.1596 | 1.3153 | 0 | 0 | 0 | 0 | 0 | 0 | 0 | 0
Axminster 132kV | Chard | Primary Substation | 11 | Consumer Transformation | Headroom (MW) | 9.1057 | 8.7819 | 8.2352 | 7.1225 | 5.4264 | 3.996 | 1.3904 | 0 | 0 | 0 | 0 | 0 | 0 | 0 | 0 | 0 | 0
Axminster 132kV | Chard | Primary Substation | 11 | Falling Short | Headroom (MW) | 9.1057 | 8.969 | 8.7977 | 8.6068 | 8.0492 | 7.329 | 5.8912 | 4.6759 | 3.353 | 1.7579 | 0.24991 | 0 | 0 | 0 | 0 | 0 | 0
Axminster 132kV | Chard | Primary Substation | 11 | Leading the Way | Headroom (MW) | 9.1057 | 8.6378 | 7.6097 | 6.1246 | 4.5367 | 2.9401 | 0.25684 | 0 | 0 | 0 | 0 | 0 | 0 | 0 | 0 | 0 | 0
Axminster 132kV | Chard | Primary Substation | 11 | System Transformation | Headroom (MW) | 9.1057 | 8.9238 | 8.6743 | 8.4071 | 7.4335 | 6.5983 | 4.8477 | 3.1586 | 1.2934 | 0 | 0 | 0 | 0 | 0 | 0 | 0 | 0
Sandford 132kV | Cheddar | Primary Substation | 11 | Best View | Headroom (MW) | 0.15129 | 0.18764 | 0.17686 | 0 | 0 | 0 | 0 | 0 | 0 | 0 | 0 | 0 | 0 | 0 | 0 | 0 | 0
Sandford 132kV | Cheddar | Primary Substation | 11 | Consumer Transformation | Headroom (MW) | 0.15129 | 0.12098 | 0 | 0 | 0 | 0 | 0 | 0 | 0 | 0 | 0 | 0 | 0 | 0 | 0 | 0 | 0
Sandford 132kV | Cheddar | Primary Substation | 11 | Falling Short | Headroom (MW) | 0.15129 | 0.18915 | 0.24108 | 0.079644 | 0.0035034 | 0 | 0 | 0 | 0 | 0 | 0 | 0 | 0 | 0 | 0 | 0 | 0
Sandford 132kV | Cheddar | Primary Substation | 11 | Leading the Way | Headroom (MW) | 0.15129 | 0 | 0 | 0 | 0 | 0 | 0 | 0 | 0 | 0 | 0 | 0 | 0 | 0 | 0 | 0 | 0
Sandford 132kV | Cheddar | Primary Substation | 11 | System Transformation | Headroom (MW) | 0.15129 | 0 | 0 | 0 | 0 | 0 | 0 | 0 | 0 | 0 | 0 | 0 | 0 | 0 | 0 | 0 | 0
Sandford 132kV | Chew Stoke | Primary Substation | 11 | Best View | Headroom (MW) | 2.4321 | 2.4841 | 1.8685 | 0.43987 | 0 | 0 | 0 | 0 | 0 | 0 | 0 | 0 | 0 | 0 | 0 | 0 | 0
Sandford 132kV | Chew Stoke | Primary Substation | 11 | Consumer Transformation | Headroom (MW) | 2.4321 | 1.4688 | 0 | 0 | 0 | 0 | 0 | 0 | 0 | 0 | 0 | 0 | 0 | 0 | 0 | 0 | 0
Sandford 132kV | Chew Stoke | Primary Substation | 11 | Falling Short | Headroom (MW) | 2.4321 | 2.4626 | 2.1958 | 1.7037 | 0.81873 | 0.17573 | 0 | 0 | 0 | 0 | 0 | 0 | 0 | 0 | 0 | 0 | 0
Sandford 132kV | Chew Stoke | Primary Substation | 11 | Leading the Way | Headroom (MW) | 2.4321 | 0 | 0 | 0 | 0 | 0 | 0 | 0 | 0 | 0 | 0 | 0 | 0 | 0 | 0 | 0 | 0
Sandford 132kV | Chew Stoke | Primary Substation | 11 | System Transformation | Headroom (MW) | 2.4321 | 0 | 0 | 0 | 0 | 0 | 0 | 0 | 0 | 0 | 0 | 0 | 0 | 0 | 0 | 0 | 0
Seabank 132kV | Chewton Mendip | Primary Substation | 11 | Best View | Headroom (MW) | 0.66508 | 0.3836 | 0.37481 | 0.36249 | 0 | 0 | 0 | 0 | 0 | 0 | 0 | 0 | 0 | 0 | 0 | 0 | 0
Seabank 132kV | Chewton Mendip | Primary Substation | 11 | Consumer Transformation | Headroom (MW) | 0.66508 | 0.34775 | 0.30079 | 0 | 0 | 0 | 0 | 0 | 0 | 0 | 0 | 0 | 0 | 0 | 0 | 0 | 0
Seabank 132kV | Chewton Mendip | Primary Substation | 11 | Falling Short | Headroom (MW) | 0.66508 | 0.44299 | 0.44708 | 0.4552 | 0.43192 | 0.40841 | 0.38915 | 0.35867 | 0.14502 | 0 | 0 | 0 | 0 | 0 | 0 | 0 | 0
Seabank 132kV | Chewton Mendip | Primary Substation | 11 | Leading the Way | Headroom (MW) | 0.66508 | 0.30436 | 0.26373 | 0.17599 | 0 | 0 | 0 | 0 | 0 | 0 | 0 | 0 | 0 | 0 | 0 | 0 | 0
Seabank 132kV | Chewton Mendip | Primary Substation | 11 | System Transformation | Headroom (MW) | 0.66508 | 0.35376 | 0.34903 | 0.3355 | 0.30148 | 0 | 0 | 0 | 0 | 0 | 0 | 0 | 0 | 0 | 0 | 0 | 0
Abham / Exeter / Landulph 132kV | Chudleigh Knighton | Primary Substation | 11 | Best View | Headroom (MW) | 0 | 0 | 0 | 0 | 0 | 0 | 0 | 0 | 0 | 0 | 0 | 0 | 0 | 0 | 0 | 0 | 0
Abham / Exeter / Landulph 132kV | Chudleigh Knighton | Primary Substation | 11 | Consumer Transformation | Headroom (MW) | 0 | 0 | 0 | 0 | 0 | 0 | 0 | 0 | 0 | 0 | 0 | 0 | 0 | 0 | 0 | 0 | 0
Abham / Exeter / Landulph 132kV | Chudleigh Knighton | Primary Substation | 11 | Falling Short | Headroom (MW) | 0 | 0 | 0 | 0 | 0 | 0 | 0 | 0 | 0 | 0 | 0 | 0 | 0 | 0 | 0 | 0 | 0
Abham / Exeter / Landulph 132kV | Chudleigh Knighton | Primary Substation | 11 | Leading the Way | Headroom (MW) | 0 | 0 | 0 | 0 | 0 | 0 | 0 | 0 | 0 | 0 | 0 | 0 | 0 | 0 | 0 | 0 | 0
Abham / Exeter / Landulph 132kV | Chudleigh Knighton | Primary Substation | 11 | System Transformation | Headroom (MW) | 0 | 0 | 0 | 0 | 0 | 0 | 0 | 0 | 0 | 0 | 0 | 0 | 0 | 0 | 0 | 0 | 0
Sandford 132kV | Churchill Bsp 132kv | Bulk Supply Point | 33 | Best View | Headroom (MW) | 4.2133 | 3.5989 | 2.8917 | 1.4264 | 0 | 0 | 0 | 0 | 0 | 0 | 0 | 0 | 0 | 0 | 0 | 0 | 0
Sandford 132kV | Churchill Bsp 132kv | Bulk Supply Point | 33 | Consumer Transformation | Headroom (MW) | 4.2133 | 2.4892 | 0.27368 | 0 | 0 | 0 | 0 | 0 | 0 | 0 | 0 | 0 | 0 | 0 | 0 | 0 | 0
Sandford 132kV | Churchill Bsp 132kv | Bulk Supply Point | 33 | Falling Short | Headroom (MW) | 4.2133 | 3.6246 | 3.2259 | 2.7174 | 1.8056 | 1.138 | 0.17716 | 0 | 0 | 0 | 0 | 0 | 0 | 0 | 0 | 0 | 0
Sandford 132kV | Churchill Bsp 132kv | Bulk Supply Point | 33 | Leading the Way | Headroom (MW) | 4.2133 | 0 | 0 | 0 | 0 | 0 | 0 | 0 | 0 | 0 | 0 | 0 | 0 | 0 | 0 | 0 | 0
Sandford 132kV | Churchill Bsp 132kv | Bulk Supply Point | 33 | System Transformation | Headroom (MW) | 4.2133 | 0.061521 | 0 | 0 | 0 | 0 | 0 | 0 | 0 | 0 | 0 | 0 | 0 | 0 | 0 | 0 | 0
Sandford 132kV | Churchill Gate 33/11 | Primary Substation | 11 | Best View | Headroom (MW) | 3.0144 | 2.4487 | 1.7917 | 0.42179 | 0 | 0 | 0 | 0 | 0 | 0 | 0 | 0 | 0 | 0 | 0 | 0 | 0
Sandford 132kV | Churchill Gate 33/11 | Primary Substation | 11 | Consumer Transformation | Headroom (MW) | 3.0144 | 1.4085 | 0 | 0 | 0 | 0 | 0 | 0 | 0 | 0 | 0 | 0 | 0 | 0 | 0 | 0 | 0
Sandford 132kV | Churchill Gate 33/11 | Primary Substation | 11 | Falling Short | Headroom (MW) | 3.0144 | 2.4723 | 2.1056 | 1.6336 | 0.78508 | 0.16851 | 0 | 0 | 0 | 0 | 0 | 0 | 0 | 0 | 0 | 0 | 0
Sandford 132kV | Churchill Gate 33/11 | Primary Substation | 11 | Leading the Way | Headroom (MW) | 3.0144 | 0 | 0 | 0 | 0 | 0 | 0 | 0 | 0 | 0 | 0 | 0 | 0 | 0 | 0 | 0 | 0
Sandford 132kV | Churchill Gate 33/11 | Primary Substation | 11 | System Transformation | Headroom (MW) | 3.0144 | 0 | 0 | 0 | 0 | 0 | 0 | 0 | 0 | 0 | 0 | 0 | 0 | 0 | 0 | 0 | 0
Abham / Exeter / Landulph 132kV | Churston | Primary Substation | 11 | Best View | Headroom (MW) | 3.1742 | 2.8742 | 2.1512 | 1.4889 | 0.69372 | 0 | 0 | 0 | 0 | 0 | 0 | 0 | 0 | 0 | 0 | 0 | 0
Abham / Exeter / Landulph 132kV | Churston | Primary Substation | 11 | Consumer Transformation | Headroom (MW) | 3.1742 | 2.8268 | 2.0195 | 1.2823 | 0.32404 | 0 | 0 | 0 | 0 | 0 | 0 | 0 | 0 | 0 | 0 | 0 | 0
Abham / Exeter / Landulph 132kV | Churston | Primary Substation | 11 | Falling Short | Headroom (MW) | 3.1742 | 2.9649 | 2.7355 | 2.5055 | 2.229 | 2.1737 | 2.1174 | 2.0308 | 1.9385 | 1.7942 | 1.6535 | 1.4988 | 1.3748 | 1.2917 | 0 | 0 | 0
Abham / Exeter / Landulph 132kV | Churston | Primary Substation | 11 | Leading the Way | Headroom (MW) | 3.1742 | 2.7238 | 2.2299 | 1.7186 | 1.1184 | 0.14134 | 0 | 0 | 0 | 0 | 0 | 0 | 0 | 0 | 0 | 0 | 0
Abham / Exeter / Landulph 132kV | Churston | Primary Substation | 11 | System Transformation | Headroom (MW) | 3.1742 | 2.8792 | 2.4971 | 2.2137 | 1.8314 | 1.7881 | 1.7224 | 1.6513 | 1.5682 | 1.442 | 0.97515 | 0.53356 | 0.13586 | 0 | 0 | 0 | 0
Seabank 132kV | Clevedon | Primary Substation | 11 | Best View | Headroom (MW) | 2.1599 | 2.2172 | 2.1905 | 2.0841 | 1.8105 | 1.4594 | 1.0594 | 0.59789 | 0 | 0 | 0 | 0 | 0 | 0 | 0 | 0 | 0
Seabank 132kV | Clevedon | Primary Substation | 11 | Consumer Transformation | Headroom (MW) | 2.1599 | 2.0857 | 1.8975 | 1.6483 | 1.1316 | 0.6146 | 0 | 0 | 0 | 0 | 0 | 0 | 0 | 0 | 0 | 0 | 0
Seabank 132kV | Clevedon | Primary Substation | 11 | Falling Short | Headroom (MW) | 2.1599 | 2.2267 | 2.2797 | 2.3341 | 2.2892 | 2.1872 | 2.0777 | 1.9292 | 1.6503 | 1.2976 | 0.92005 | 0.52739 | 0.13484 | 0 | 0 | 0 | 0
Seabank 132kV | Clevedon | Primary Substation | 11 | Leading the Way | Headroom (MW) | 2.1599 | 1.9282 | 1.6515 | 1.2448 | 0.76703 | 0.22188 | 0 | 0 | 0 | 0 | 0 | 0 | 0 | 0 | 0 | 0 | 0
Seabank 132kV | Clevedon | Primary Substation | 11 | System Transformation | Headroom (MW) | 2.1599 | 2.2267 | 2.2762 | 2.2964 | 2.2775 | 2.1862 | 2.0213 | 1.8087 | 1.3221 | 0.96142 | 0.54041 | 0.15654 | 0 | 0 | 0 | 0 | 0
Iron Acton 132kV | Clifton | Primary Substation | 11 | Best View | Headroom (MW) | 12.1629 | 12.5379 | 12.3105 | 11.6377 | 10.8706 | 10.0063 | 8.9762 | 7.7774 | 6.6592 | 5.8743 | 3.658 | 0 | 0 | 0 | 0 | 0 | 0
Iron Acton 132kV | Clifton | Primary Substation | 11 | Consumer Transformation | Headroom (MW) | 12.1629 | 12.0133 | 10.7771 | 9.3535 | 6.9762 | 4.5035 | 1.9162 | 0 | 0 | 0 | 0 | 0 | 0 | 0 | 0 | 0 | 0
Iron Acton 132kV | Clifton | Primary Substation | 11 | Falling Short | Headroom (MW) | 12.1629 | 12.5857 | 12.7417 | 12.6728 | 12.4091 | 12.2412 | 12.0269 | 11.6594 | 11.179 | 10.3856 | 9.513 | 8.5196 | 7.7468 | 7.179 | 0 | 0 | 0
Iron Acton 132kV | Clifton | Primary Substation | 11 | Leading the Way | Headroom (MW) | 12.1629 | 11.1478 | 9.7466 | 7.8106 | 6.0133 | 3.5006 | 1.1622 | 0 | 0 | 0 | 0 | 0 | 0 | 0 | 0 | 0 | 0
Iron Acton 132kV | Clifton | Primary Substation | 11 | System Transformation | Headroom (MW) | 12.1629 | 12.6363 | 12.6824 | 12.5824 | 12.6577 | 12.7109 | 12.5981 | 12.3151 | 11.8603 | 11.0366 | 9.5879 | 8.3131 | 7.9496 | 8.1168 | 0 | 0 | 0
Alverdiscott / Indian Queens 132kV | Clovelly | Primary Substation | 11 | Best View | Headroom (MW) | 1.8402 | 1.9191 | 1.7447 | 1.7747 | 1.7387 | 1.7041 | 1.6557 | 1.5942 | 1.5215 | 1.4765 | 1.4153 | 1.3628 | 1.3061 | 1.245 | 0.63947 | 0.47802 | 0.69003
Alverdiscott / Indian Queens 132kV | Clovelly | Primary Substation | 11 | Consumer Transformation | Headroom (MW) | 1.8402 | 1.8326 | 1.5582 | 1.4882 | 1.3916 | 1.3202 | 1.21 | 1.1134 | 0.98795 | 0.87628 | 0.79282 | 0.75586 | 0.68512 | 0.62694 | 0.056288 | 0 | 0
Alverdiscott / Indian Queens 132kV | Clovelly | Primary Substation | 11 | Falling Short | Headroom (MW) | 1.8402 | 1.8842 | 1.7647 | 1.7828 | 1.7373 | 1.7173 | 1.6947 | 1.6679 | 1.6279 | 1.5553 | 1.4913 | 1.4209 | 1.35 | 1.2844 | 0.21921 | 0 | 0
Alverdiscott / Indian Queens 132kV | Clovelly | Primary Substation | 11 | Leading the Way | Headroom (MW) | 1.8402 | 1.7939 | 1.5156 | 1.4099 | 1.3414 | 1.265 | 1.1959 | 1.0808 | 0.94929 | 0.87233 | 0.78008 | 0.73879 | 0.70507 | 0.66946 | 0.14139 | 0 | 0
Alverdiscott / Indian Queens 132kV | Clovelly | Primary Substation | 11 | System Transformation | Headroom (MW) | 1.8402 | 1.8628 | 1.6463 | 1.65 | 1.6102 | 1.5794 | 1.5489 | 1.5087 | 1.4513 | 1.3734 | 1.2779 | 1.1963 | 1.1142 | 1.0751 | 0.065163 | 0.016531 | 0
Abham / Exeter / Landulph 132kV | Clyst Honiton | Primary Substation | 11 | Best View | Headroom (MW) | 8.6238 | 6.2239 | 2.4167 | 0 | 0 | 0 | 0 | 0 | 0 | 0 | 0 | 0 | 0 | 0 | 0 | 0 | 0
Abham / Exeter / Landulph 132kV | Clyst Honiton | Primary Substation | 11 | Consumer Transformation | Headroom (MW) | 8.6238 | 5.9126 | 0.97602 | 0 | 0 | 0 | 0 | 0 | 0 | 0 | 0 | 0 | 0 | 0 | 0 | 0 | 0
Abham / Exeter / Landulph 132kV | Clyst Honiton | Primary Substation | 11 | Falling Short | Headroom (MW) | 8.6238 | 6.8123 | 4.2669 | 2.0344 | 0 | 0 | 0 | 0 | 0 | 0 | 0 | 0 | 0 | 0 | 0 | 0 | 0
Abham / Exeter / Landulph 132kV | Clyst Honiton | Primary Substation | 11 | Leading the Way | Headroom (MW) | 8.6238 | 5.139 | 0.48537 | 0 | 0 | 0 | 0 | 0 | 0 | 0 | 0 | 0 | 0 | 0 | 0 | 0 | 0
Abham / Exeter / Landulph 132kV | Clyst Honiton | Primary Substation | 11 | System Transformation | Headroom (MW) | 8.6238 | 6.2386 | 2.5296 | 0 | 0 | 0 | 0 | 0 | 0 | 0 | 0 | 0 | 0 | 0 | 0 | 0 | 0
Axminster 132kV | Coker | Primary Substation | 11 | Best View | Headroom (MW) | 3.4796 | 3.4976 | 3.4629 | 3.4033 | 3.3113 | 3.1884 | 3.065 | 2.8532 | 2.6411 | 2.4009 | 2.1686 | 1.9589 | 1.9233 | 1.913 | 1.5672 | 1.4981 | 1.6644
Axminster 132kV | Coker | Primary Substation | 11 | Consumer Transformation | Headroom (MW) | 3.4796 | 3.4474 | 3.3497 | 3.2175 | 3.0573 | 2.8863 | 2.6807 | 2.3722 | 1.8758 | 1.3495 | 0.7909 | 0.22773 | 0 | 0 | 0 | 0 | 0
Axminster 132kV | Coker | Primary Substation | 11 | Falling Short | Headroom (MW) | 3.4796 | 3.4947 | 3.4695 | 3.4253 | 3.3303 | 3.2378 | 3.1336 | 2.9557 | 2.7412 | 2.4989 | 2.2548 | 1.9862 | 1.8069 | 1.6646 | 0.71328 | 0.38557 | 0.29538
Axminster 132kV | Coker | Primary Substation | 11 | Leading the Way | Headroom (MW) | 3.4796 | 3.4212 | 3.3122 | 3.1394 | 2.9802 | 2.7739 | 2.5666 | 2.2022 | 1.6375 | 1.1218 | 0.56586 | 0.12577 | 0 | 0 | 0 | 0 | 0
Axminster 132kV | Coker | Primary Substation | 11 | System Transformation | Headroom (MW) | 3.4796 | 3.4803 | 3.4248 | 3.3409 | 3.2302 | 3.1155 | 2.9979 | 2.7625 | 2.4357 | 2.0785 | 1.6752 | 1.2623 | 1.01 | 0.89965 | 0.24276 | 0.077304 | 0.13284
Abham / Exeter / Landulph 132kV | Colley End | Primary Substation | 11 | Best View | Headroom (MW) | 0.83114 | 1.0171 | 1.132 | 1.1741 | 1.0699 | 0.81868 | 0.50688 | 0.1365 | 0 | 0 | 0 | 0 | 0 | 0 | 0 | 0 | 0
Abham / Exeter / Landulph 132kV | Colley End | Primary Substation | 11 | Consumer Transformation | Headroom (MW) | 0.83114 | 0.89529 | 0.86928 | 0.78108 | 0.42007 | 0 | 0 | 0 | 0 | 0 | 0 | 0 | 0 | 0 | 0 | 0 | 0
Abham / Exeter / Landulph 132kV | Colley End | Primary Substation | 11 | Falling Short | Headroom (MW) | 0.83114 | 1.0236 | 1.1883 | 1.33 | 1.339 | 1.2908 | 1.2024 | 1.0768 | 0.99556 | 0.85198 | 0.71221 | 0.54254 | 0.37075 | 0.23065 | 0 | 0 | 0
Abham / Exeter / Landulph 132kV | Colley End | Primary Substation | 11 | Leading the Way | Headroom (MW) | 0.83114 | 0.72245 | 0.58203 | 0.34312 | 0.037937 | 0 | 0 | 0 | 0 | 0 | 0 | 0 | 0 | 0 | 0 | 0 | 0
Abham / Exeter / Landulph 132kV | Colley End | Primary Substation | 11 | System Transformation | Headroom (MW) | 0.83114 | 1.0467 | 1.2395 | 1.3741 | 1.4431 | 1.3722 | 1.239 | 1.0805 | 0.95734 | 0.80367 | 0.61203 | 0.42952 | 0.31806 | 0.34249 | 0 | 0 | 0
Bridgwater / Taunton 132kV | Colley Lane | Primary Substation | 11 | Best View | Headroom (MW) | 0 | 0 | 0 | 0 | 0 | 0 | 0 | 0 | 0 | 0 | 0 | 0 | 0 | 0 | 0 | 0 | 0
Bridgwater / Taunton 132kV | Colley Lane | Primary Substation | 11 | Consumer Transformation | Headroom (MW) | 0 | 0 | 0 | 0 | 0 | 0 | 0 | 0 | 0 | 0 | 0 | 0 | 0 | 0 | 0 | 0 | 0
Bridgwater / Taunton 132kV | Colley Lane | Primary Substation | 11 | Falling Short | Headroom (MW) | 0 | 0 | 0 | 0 | 0 | 0 | 0 | 0 | 0 | 0 | 0 | 0 | 0 | 0 | 0 | 0 | 0
Bridgwater / Taunton 132kV | Colley Lane | Primary Substation | 11 | Leading the Way | Headroom (MW) | 0 | 0 | 0 | 0 | 0 | 0 | 0 | 0 | 0 | 0 | 0 | 0 | 0 | 0 | 0 | 0 | 0
Bridgwater / Taunton 132kV | Colley Lane | Primary Substation | 11 | System Transformation | Headroom (MW) | 0 | 0 | 0 | 0 | 0 | 0 | 0 | 0 | 0 | 0 | 0 | 0 | 0 | 0 | 0 | 0 | 0
Axminster 132kV | Colyford | Primary Substation | 11 | Best View | Headroom (MW) | 8.4225 | 8.4352 | 8.386 | 8.2019 | 7.9565 | 7.6878 | 7.3844 | 6.922 | 6.6811 | 6.5223 | 6.4727 | 6.5809 | 6.8028 | 7.116 | 5.4339 | 3.4822 | 2.3174
Axminster 132kV | Colyford | Primary Substation | 11 | Consumer Transformation | Headroom (MW) | 8.4225 | 8.308 | 8.1076 | 7.7345 | 7.1651 | 6.6402 | 6.0218 | 5.3632 | 4.8097 | 3.4901 | 0 | 0 | 0 | 0 | 0 | 0 | 0
Axminster 132kV | Colyford | Primary Substation | 11 | Falling Short | Headroom (MW) | 8.4225 | 8.4651 | 8.491 | 8.3909 | 8.1831 | 8.0056 | 7.8103 | 7.5269 | 7.3335 | 7.012 | 6.7052 | 6.3693 | 6.0541 | 5.7749 | 0 | 0 | 0
Axminster 132kV | Colyford | Primary Substation | 11 | Leading the Way | Headroom (MW) | 8.4225 | 8.1369 | 7.8182 | 7.2745 | 6.7629 | 6.187 | 5.6079 | 4.8579 | 4.305 | 1.8916 | 0 | 0 | 0 | 0 | 0 | 0 | 0
Axminster 132kV | Colyford | Primary Substation | 11 | System Transformation | Headroom (MW) | 8.4225 | 8.4553 | 8.4251 | 8.2648 | 8.0548 | 7.8633 | 7.6281 | 7.2451 | 7.0125 | 6.7445 | 6.4266 | 6.1674 | 5.9809 | 5.9192 | 0 | 0 | 0
Melksham | Combe Park | Primary Substation | 6.6 | Best View | Headroom (MW) | 5.9048 | 6.2807 | 6.0292 | 5.3485 | 4.0662 | 1.9271 | 0 | 0 | 0 | 0 | 0 | 0 | 0 | 0 | 0 | 0 | 0
Melksham | Combe Park | Primary Substation | 6.6 | Consumer Transformation | Headroom (MW) | 5.9048 | 5.6751 | 4.6519 | 3.3201 | 0.89972 | 0 | 0 | 0 | 0 | 0 | 0 | 0 | 0 | 0 | 0 | 0 | 0
Melksham | Combe Park | Primary Substation | 6.6 | Falling Short | Headroom (MW) | 5.9048 | 6.255 | 6.5364 | 6.7084 | 6.2734 | 5.7233 | 5.0755 | 3.9386 | 2.5273 | 0.18021 | 0 | 0 | 0 | 0 | 0 | 0 | 0
Melksham | Combe Park | Primary Substation | 6.6 | Leading the Way | Headroom (MW) | 5.9048 | 4.9469 | 3.8309 | 2.1894 | 0.28465 | 0 | 0 | 0 | 0 | 0 | 0 | 0 | 0 | 0 | 0 | 0 | 0
Melksham | Combe Park | Primary Substation | 6.6 | System Transformation | Headroom (MW) | 5.9048 | 6.3265 | 6.6225 | 6.722 | 6.577 | 5.435 | 4.5435 | 3.1486 | 0.93968 | 0 | 0 | 0 | 0 | 0 | 0 | 0 | 0
Sandford 132kV | Compton Martin 33/11kv S/S | Primary Substation | 11 | Best View | Headroom (MW) | 2.3277 | 2.3324 | 1.8687 | 0.43991 | 0 | 0 | 0 | 0 | 0 | 0 | 0 | 0 | 0 | 0 | 0 | 0 | 0
Sandford 132kV | Compton Martin 33/11kv S/S | Primary Substation | 11 | Consumer Transformation | Headroom (MW) | 2.3277 | 1.469 | 0 | 0 | 0 | 0 | 0 | 0 | 0 | 0 | 0 | 0 | 0 | 0 | 0 | 0 | 0
Sandford 132kV | Compton Martin 33/11kv S/S | Primary Substation | 11 | Falling Short | Headroom (MW) | 2.3277 | 2.3457 | 2.196 | 1.7038 | 0.81881 | 0.17575 | 0 | 0 | 0 | 0 | 0 | 0 | 0 | 0 | 0 | 0 | 0
Sandford 132kV | Compton Martin 33/11kv S/S | Primary Substation | 11 | Leading the Way | Headroom (MW) | 2.3277 | 0 | 0 | 0 | 0 | 0 | 0 | 0 | 0 | 0 | 0 | 0 | 0 | 0 | 0 | 0 | 0
Sandford 132kV | Compton Martin 33/11kv S/S | Primary Substation | 11 | System Transformation | Headroom (MW) | 2.3277 | 0 | 0 | 0 | 0 | 0 | 0 | 0 | 0 | 0 | 0 | 0 | 0 | 0 | 0 | 0 | 0
Sandford 132kV | Congresbury | Primary Substation | 11 | Best View | Headroom (MW) | 3.178 | 2.5816 | 1.8889 | 0.44468 | 0 | 0 | 0 | 0 | 0 | 0 | 0 | 0 | 0 | 0 | 0 | 0 | 0
Sandford 132kV | Congresbury | Primary Substation | 11 | Consumer Transformation | Headroom (MW) | 3.178 | 1.4849 | 0 | 0 | 0 | 0 | 0 | 0 | 0 | 0 | 0 | 0 | 0 | 0 | 0 | 0 | 0
Sandford 132kV | Congresbury | Primary Substation | 11 | Falling Short | Headroom (MW) | 3.178 | 2.6064 | 2.2198 | 1.7223 | 0.82768 | 0.17765 | 0 | 0 | 0 | 0 | 0 | 0 | 0 | 0 | 0 | 0 | 0
Sandford 132kV | Congresbury | Primary Substation | 11 | Leading the Way | Headroom (MW) | 3.178 | 0 | 0 | 0 | 0 | 0 | 0 | 0 | 0 | 0 | 0 | 0 | 0 | 0 | 0 | 0 | 0
Sandford 132kV | Congresbury | Primary Substation | 11 | System Transformation | Headroom (MW) | 3.178 | 0 | 0 | 0 | 0 | 0 | 0 | 0 | 0 | 0 | 0 | 0 | 0 | 0 | 0 | 0 | 0
Alverdiscott / Indian Queens 132kV | Constantine 33kv | Primary Substation | 11 | Best View | Headroom (MW) | 7.3507 | 7.3452 | 7.3335 | 7.3024 | 7.2464 | 7.1607 | 7.0767 | 5.8118 | 3.3803 | 0.15132 | 0 | 0 | 0 | 0 | 0 | 0 | 0
Alverdiscott / Indian Queens 132kV | Constantine 33kv | Primary Substation | 11 | Consumer Transformation | Headroom (MW) | 7.3507 | 7.3211 | 7.2554 | 7.1812 | 7.0944 | 7.0033 | 4.7077 | 2.0357 | 0 | 0 | 0 | 0 | 0 | 0 | 0 | 0 | 0
Alverdiscott / Indian Queens 132kV | Constantine 33kv | Primary Substation | 11 | Falling Short | Headroom (MW) | 7.3507 | 7.3765 | 7.4008 | 7.4181 | 7.3731 | 7.3307 | 7.2978 | 7.2448 | 7.1806 | 7.0962 | 7.0178 | 6.9265 | 6.8371 | 6.7428 | 0 | 0 | 0
Alverdiscott / Indian Queens 132kV | Constantine 33kv | Primary Substation | 11 | Leading the Way | Headroom (MW) | 7.3507 | 7.2865 | 7.2112 | 7.1085 | 7.0419 | 6.9469 | 4.3877 | 1.4152 | 0 | 0 | 0 | 0 | 0 | 0 | 0 | 0 | 0
Alverdiscott / Indian Queens 132kV | Constantine 33kv | Primary Substation | 11 | System Transformation | Headroom (MW) | 7.3507 | 7.3545 | 7.3422 | 7.3362 | 7.2798 | 7.2243 | 7.1608 | 6.8555 | 6.7465 | 6.6535 | 6.5393 | 5.3163 | 3.0717 | 1.4349 | 0 | 0 | 0
Abham / Exeter / Landulph 132kV | Core Hill | Primary Substation | 11 | Best View | Headroom (MW) | 0 | 0 | 0 | 0 | 0 | 0 | 0 | 0 | 0 | 0 | 0 | 0 | 0 | 0 | 0 | 0 | 0
Abham / Exeter / Landulph 132kV | Core Hill | Primary Substation | 11 | Consumer Transformation | Headroom (MW) | 0 | 0 | 0 | 0 | 0 | 0 | 0 | 0 | 0 | 0 | 0 | 0 | 0 | 0 | 0 | 0 | 0
Abham / Exeter / Landulph 132kV | Core Hill | Primary Substation | 11 | Falling Short | Headroom (MW) | 0 | 0 | 0 | 0 | 0 | 0 | 0 | 0 | 0 | 0 | 0 | 0 | 0 | 0 | 0 | 0 | 0
Abham / Exeter / Landulph 132kV | Core Hill | Primary Substation | 11 | Leading the Way | Headroom (MW) | 0 | 0 | 0 | 0 | 0 | 0 | 0 | 0 | 0 | 0 | 0 | 0 | 0 | 0 | 0 | 0 | 0
Abham / Exeter / Landulph 132kV | Core Hill | Primary Substation | 11 | System Transformation | Headroom (MW) | 0 | 0 | 0 | 0 | 0 | 0 | 0 | 0 | 0 | 0 | 0 | 0 | 0 | 0 | 0 | 0 | 0
Iron Acton 132kV | Cotham Primary | Primary Substation | 11 | Best View | Headroom (MW) | 9.2655 | 9.4161 | 9.5496 | 9.6817 | 9.8126 | 9.9422 | 8.9884 | 7.788 | 6.6682 | 5.8823 | 3.6464 | 0 | 0 | 0 | 0 | 0 | 0
Iron Acton 132kV | Cotham Primary | Primary Substation | 11 | Consumer Transformation | Headroom (MW) | 9.2655 | 9.4161 | 9.5496 | 9.3663 | 6.9857 | 4.5096 | 1.9188 | 0 | 0 | 0 | 0 | 0 | 0 | 0 | 0 | 0 | 0
Iron Acton 132kV | Cotham Primary | Primary Substation | 11 | Falling Short | Headroom (MW) | 9.2655 | 9.4161 | 9.5496 | 9.6817 | 9.8126 | 9.9422 | 10.0705 | 10.1976 | 10.3234 | 10.3998 | 9.5259 | 8.5312 | 7.7574 | 7.1888 | 0 | 0 | 0
Iron Acton 132kV | Cotham Primary | Primary Substation | 11 | Leading the Way | Headroom (MW) | 9.2655 | 9.4161 | 9.5481 | 7.8212 | 6.0214 | 3.5054 | 1.1637 | 0 | 0 | 0 | 0 | 0 | 0 | 0 | 0 | 0 | 0
Iron Acton 132kV | Cotham Primary | Primary Substation | 11 | System Transformation | Headroom (MW) | 9.2655 | 9.4161 | 9.5496 | 9.6817 | 9.8126 | 9.9422 | 10.0705 | 10.1976 | 10.3234 | 10.4479 | 9.6009 | 8.3244 | 7.9604 | 8.1278 | 0 | 0 | 0
Abham / Exeter / Landulph 132kV | Countess Wear | Primary Substation | 11 | Best View | Headroom (MW) | 8.6238 | 6.2239 | 2.4167 | 0 | 0 | 0 | 0 | 0 | 0 | 0 | 0 | 0 | 0 | 0 | 0 | 0 | 0
Abham / Exeter / Landulph 132kV | Countess Wear | Primary Substation | 11 | Consumer Transformation | Headroom (MW) | 8.6238 | 5.9126 | 0.97602 | 0 | 0 | 0 | 0 | 0 | 0 | 0 | 0 | 0 | 0 | 0 | 0 | 0 | 0
Abham / Exeter / Landulph 132kV | Countess Wear | Primary Substation | 11 | Falling Short | Headroom (MW) | 8.6238 | 6.8123 | 4.2669 | 2.0344 | 0 | 0 | 0 | 0 | 0 | 0 | 0 | 0 | 0 | 0 | 0 | 0 | 0
Abham / Exeter / Landulph 132kV | Countess Wear | Primary Substation | 11 | Leading the Way | Headroom (MW) | 8.6238 | 5.139 | 0.48537 | 0 | 0 | 0 | 0 | 0 | 0 | 0 | 0 | 0 | 0 | 0 | 0 | 0 | 0
Abham / Exeter / Landulph 132kV | Countess Wear | Primary Substation | 11 | System Transformation | Headroom (MW) | 8.6238 | 6.2386 | 2.5296 | 0 | 0 | 0 | 0 | 0 | 0 | 0 | 0 | 0 | 0 | 0 | 0 | 0 | 0
Abham / Exeter / Landulph 132kV | Cowley Road | Primary Substation | 11 | Best View | Headroom (MW) | 0 | 0 | 0 | 0 | 0 | 0 | 0 | 0 | 0 | 0 | 0 | 0 | 0 | 0 | 0 | 0 | 0
Abham / Exeter / Landulph 132kV | Cowley Road | Primary Substation | 11 | Consumer Transformation | Headroom (MW) | 0 | 0 | 0 | 0 | 0 | 0 | 0 | 0 | 0 | 0 | 0 | 0 | 0 | 0 | 0 | 0 | 0
Abham / Exeter / Landulph 132kV | Cowley Road | Primary Substation | 11 | Falling Short | Headroom (MW) | 0 | 0 | 0 | 0 | 0 | 0 | 0 | 0 | 0 | 0 | 0 | 0 | 0 | 0 | 0 | 0 | 0
Abham / Exeter / Landulph 132kV | Cowley Road | Primary Substation | 11 | Leading the Way | Headroom (MW) | 0 | 0 | 0 | 0 | 0 | 0 | 0 | 0 | 0 | 0 | 0 | 0 | 0 | 0 | 0 | 0 | 0
Abham / Exeter / Landulph 132kV | Cowley Road | Primary Substation | 11 | System Transformation | Headroom (MW) | 0 | 0 | 0 | 0 | 0 | 0 | 0 | 0 | 0 | 0 | 0 | 0 | 0 | 0 | 0 | 0 | 0
Abham / Exeter / Landulph 132kV | Crediton | Primary Substation | 11 | Best View | Headroom (MW) | 0 | 0 | 0 | 0 | 0 | 0 | 0 | 0 | 0 | 0 | 0 | 0 | 0 | 0 | 0 | 0 | 0
Abham / Exeter / Landulph 132kV | Crediton | Primary Substation | 11 | Consumer Transformation | Headroom (MW) | 0 | 0 | 0 | 0 | 0 | 0 | 0 | 0 | 0 | 0 | 0 | 0 | 0 | 0 | 0 | 0 | 0
Abham / Exeter / Landulph 132kV | Crediton | Primary Substation | 11 | Falling Short | Headroom (MW) | 0 | 0 | 0 | 0 | 0 | 0 | 0 | 0 | 0 | 0 | 0 | 0 | 0 | 0 | 0 | 0 | 0
Abham / Exeter / Landulph 132kV | Crediton | Primary Substation | 11 | Leading the Way | Headroom (MW) | 0 | 0 | 0 | 0 | 0 | 0 | 0 | 0 | 0 | 0 | 0 | 0 | 0 | 0 | 0 | 0 | 0
Abham / Exeter / Landulph 132kV | Crediton | Primary Substation | 11 | System Transformation | Headroom (MW) | 0 | 0 | 0 | 0 | 0 | 0 | 0 | 0 | 0 | 0 | 0 | 0 | 0 | 0 | 0 | 0 | 0
Bridgwater / Taunton 132kV | Creech St Michael | Primary Substation | 11 | Best View | Headroom (MW) | 0 | 0 | 0 | 0 | 0 | 0 | 0 | 0 | 0 | 0 | 0 | 0 | 0 | 0 | 0 | 0 | 0
Bridgwater / Taunton 132kV | Creech St Michael | Primary Substation | 11 | Consumer Transformation | Headroom (MW) | 0 | 0 | 0 | 0 | 0 | 0 | 0 | 0 | 0 | 0 | 0 | 0 | 0 | 0 | 0 | 0 | 0
Bridgwater / Taunton 132kV | Creech St Michael | Primary Substation | 11 | Falling Short | Headroom (MW) | 0 | 0 | 0 | 0 | 0 | 0 | 0 | 0 | 0 | 0 | 0 | 0 | 0 | 0 | 0 | 0 | 0
Bridgwater / Taunton 132kV | Creech St Michael | Primary Substation | 11 | Leading the Way | Headroom (MW) | 0 | 0 | 0 | 0 | 0 | 0 | 0 | 0 | 0 | 0 | 0 | 0 | 0 | 0 | 0 | 0 | 0
Bridgwater / Taunton 132kV | Creech St Michael | Primary Substation | 11 | System Transformation | Headroom (MW) | 0 | 0 | 0 | 0 | 0 | 0 | 0 | 0 | 0 | 0 | 0 | 0 | 0 | 0 | 0 | 0 | 0
Axminster 132kV | Crewkerne | Primary Substation | 11 | Best View | Headroom (MW) | 13.4097 | 13.342 | 13.268 | 13.0737 | 12.8747 | 12.5305 | 11.8614 | 11.1744 | 10.7526 | 10.4827 | 10.2774 | 10.1679 | 10.2256 | 10.358 | 9.8154 | 7.5911 | 6.0756
Axminster 132kV | Crewkerne | Primary Substation | 11 | Consumer Transformation | Headroom (MW) | 13.4097 | 13.2488 | 13.0574 | 12.7024 | 12.2966 | 11.7658 | 10.8516 | 9.9447 | 8.6887 | 3.3916 | 0 | 0 | 0 | 0 | 0 | 0 | 0
Axminster 132kV | Crewkerne | Primary Substation | 11 | Falling Short | Headroom (MW) | 13.4097 | 13.3688 | 13.3361 | 13.1698 | 12.9795 | 12.6971 | 12.1838 | 11.7244 | 11.3671 | 11.0178 | 10.669 | 10.2999 | 9.9933 | 9.7306 | 0 | 0 | 0
Axminster 132kV | Crewkerne | Primary Substation | 11 | Leading the Way | Headroom (MW) | 13.4097 | 13.1407 | 12.8671 | 12.3836 | 12.0012 | 11.3696 | 10.4145 | 9.4514 | 5.8542 | 1.8382 | 0 | 0 | 0 | 0 | 0 | 0 | 0
Axminster 132kV | Crewkerne | Primary Substation | 11 | System Transformation | Headroom (MW) | 13.4097 | 13.3585 | 13.2938 | 13.0776 | 12.9022 | 12.6054 | 11.9781 | 11.0882 | 10.6293 | 10.2819 | 9.8798 | 9.5018 | 9.2637 | 8.6702 | 0 | 0 | 0
Iron Acton 132kV | Cribbs Causeway | Primary Substation | 11 | Best View | Headroom (MW) | 12.5318 | 12.5862 | 12.6217 | 12.5243 | 12.3448 | 12.1339 | 12.1497 | 12.1662 | 12.1631 | 12.1721 | 12.1889 | 12.203 | 12.2033 | 12.2113 | 5.4794 | 3.4337 | 4.3773
Iron Acton 132kV | Cribbs Causeway | Primary Substation | 11 | Consumer Transformation | Headroom (MW) | 12.5318 | 12.5533 | 12.5586 | 12.4305 | 12.2131 | 11.9906 | 10.7622 | 8.6446 | 6.8877 | 3.4205 | 1.9502 | 0 | 0 | 0 | 0 | 0 | 0
Iron Acton 132kV | Cribbs Causeway | Primary Substation | 11 | Falling Short | Headroom (MW) | 12.5318 | 12.5837 | 12.6293 | 12.5379 | 12.412 | 12.2005 | 12.2222 | 12.2452 | 12.2682 | 12.2898 | 12.3166 | 12.3404 | 12.3658 | 12.3838 | 8.3422 | 1.6423 | 0
Iron Acton 132kV | Cribbs Causeway | Primary Substation | 11 | Leading the Way | Headroom (MW) | 12.5318 | 12.5163 | 12.4968 | 12.3098 | 12.1138 | 10.5702 | 6.4831 | 2.176 | 0 | 0 | 0 | 0 | 0 | 0 | 0 | 0 | 0
Iron Acton 132kV | Cribbs Causeway | Primary Substation | 11 | System Transformation | Headroom (MW) | 12.5318 | 12.595 | 12.6277 | 12.5281 | 12.3598 | 12.181 | 12.2244 | 12.2699 | 11.152 | 10.8868 | 8.7775 | 7.7693 | 5.8687 | 5.1804 | 0 | 0 | 0
Abham / Exeter / Landulph 132kV | Cullompton | Primary Substation | 11 | Best View | Headroom (MW) | 0 | 0 | 0 | 0 | 0 | 0 | 0 | 0 | 0 | 0 | 0 | 0 | 0 | 0 | 0 | 0 | 0
Abham / Exeter / Landulph 132kV | Cullompton | Primary Substation | 11 | Consumer Transformation | Headroom (MW) | 0 | 0 | 0 | 0 | 0 | 0 | 0 | 0 | 0 | 0 | 0 | 0 | 0 | 0 | 0 | 0 | 0
Abham / Exeter / Landulph 132kV | Cullompton | Primary Substation | 11 | Falling Short | Headroom (MW) | 0 | 0 | 0 | 0 | 0 | 0 | 0 | 0 | 0 | 0 | 0 | 0 | 0 | 0 | 0 | 0 | 0
Abham / Exeter / Landulph 132kV | Cullompton | Primary Substation | 11 | Leading the Way | Headroom (MW) | 0 | 0 | 0 | 0 | 0 | 0 | 0 | 0 | 0 | 0 | 0 | 0 | 0 | 0 | 0 | 0 | 0
Abham / Exeter / Landulph 132kV | Cullompton | Primary Substation | 11 | System Transformation | Headroom (MW) | 0 | 0 | 0 | 0 | 0 | 0 | 0 | 0 | 0 | 0 | 0 | 0 | 0 | 0 | 0 | 0 | 0
Bridgwater / Taunton 132kV | Culmhead | Primary Substation | 11 | Best View | Headroom (MW) | 0 | 0 | 0 | 0 | 0 | 0 | 0 | 0 | 0 | 0 | 0 | 0 | 0 | 0 | 0 | 0 | 0
Bridgwater / Taunton 132kV | Culmhead | Primary Substation | 11 | Consumer Transformation | Headroom (MW) | 0 | 0 | 0 | 0 | 0 | 0 | 0 | 0 | 0 | 0 | 0 | 0 | 0 | 0 | 0 | 0 | 0
Bridgwater / Taunton 132kV | Culmhead | Primary Substation | 11 | Falling Short | Headroom (MW) | 0 | 0 | 0 | 0 | 0 | 0 | 0 | 0 | 0 | 0 | 0 | 0 | 0 | 0 | 0 | 0 | 0
Bridgwater / Taunton 132kV | Culmhead | Primary Substation | 11 | Leading the Way | Headroom (MW) | 0 | 0 | 0 | 0 | 0 | 0 | 0 | 0 | 0 | 0 | 0 | 0 | 0 | 0 | 0 | 0 | 0
Bridgwater / Taunton 132kV | Culmhead | Primary Substation | 11 | System Transformation | Headroom (MW) | 0 | 0 | 0 | 0 | 0 | 0 | 0 | 0 | 0 | 0 | 0 | 0 | 0 | 0 | 0 | 0 | 0
Bridgwater / Taunton 132kV | Curry Mallet | Primary Substation | 11 | Best View | Headroom (MW) | 0 | 0 | 0 | 0 | 0 | 0 | 0 | 0 | 0 | 0 | 0 | 0 | 0 | 0 | 0 | 0 | 0
Bridgwater / Taunton 132kV | Curry Mallet | Primary Substation | 11 | Consumer Transformation | Headroom (MW) | 0 | 0 | 0 | 0 | 0 | 0 | 0 | 0 | 0 | 0 | 0 | 0 | 0 | 0 | 0 | 0 | 0
Bridgwater / Taunton 132kV | Curry Mallet | Primary Substation | 11 | Falling Short | Headroom (MW) | 0 | 0 | 0 | 0 | 0 | 0 | 0 | 0 | 0 | 0 | 0 | 0 | 0 | 0 | 0 | 0 | 0
Bridgwater / Taunton 132kV | Curry Mallet | Primary Substation | 11 | Leading the Way | Headroom (MW) | 0 | 0 | 0 | 0 | 0 | 0 | 0 | 0 | 0 | 0 | 0 | 0 | 0 | 0 | 0 | 0 | 0
Bridgwater / Taunton 132kV | Curry Mallet | Primary Substation | 11 | System Transformation | Headroom (MW) | 0 | 0 | 0 | 0 | 0 | 0 | 0 | 0 | 0 | 0 | 0 | 0 | 0 | 0 | 0 | 0 | 0
Abham / Exeter / Landulph 132kV | Dartmouth | Primary Substation | 11 | Best View | Headroom (MW) | 7.6522 | 7.6892 | 7.6547 | 7.4039 | 6.9313 | 6.4539 | 6.3263 | 6.1862 | 6.0006 | 5.8725 | 5.2393 | 4.6905 | 4.0699 | 3.872 | 0 | 0 | 0
Abham / Exeter / Landulph 132kV | Dartmouth | Primary Substation | 11 | Consumer Transformation | Headroom (MW) | 7.6522 | 7.5336 | 7.3219 | 6.876 | 6.2191 | 5.6253 | 5.3345 | 5.0819 | 2.4048 | 0 | 0 | 0 | 0 | 0 | 0 | 0 | 0
Abham / Exeter / Landulph 132kV | Dartmouth | Primary Substation | 11 | Falling Short | Headroom (MW) | 7.6522 | 7.6764 | 7.6695 | 7.4396 | 7.0457 | 6.5813 | 6.4824 | 6.3605 | 6.2222 | 6.0392 | 5.8787 | 5.7035 | 5.5158 | 5.3729 | 2.3272 | 0 | 0
Abham / Exeter / Landulph 132kV | Dartmouth | Primary Substation | 11 | Leading the Way | Headroom (MW) | 7.6522 | 7.3927 | 7.1012 | 6.4936 | 5.8836 | 5.0842 | 4.8449 | 4.4111 | 2.3645 | 0 | 0 | 0 | 0 | 0 | 0 | 0 | 0
Abham / Exeter / Landulph 132kV | Dartmouth | Primary Substation | 11 | System Transformation | Headroom (MW) | 7.6522 | 7.6307 | 7.5576 | 7.2451 | 6.7619 | 6.2989 | 6.1996 | 6.0882 | 5.92 | 5.7337 | 5.5486 | 5.366 | 5.1984 | 5.1103 | 0 | 0 | 0
Alverdiscott / Indian Queens 132kV | Davidstow | Primary Substation | 11 | Best View | Headroom (MW) | 0.87337 | 0.82155 | 0.72381 | 0.60336 | 0 | 0 | 0 | 0 | 0 | 0 | 0 | 0 | 0 | 0 | 0 | 0 | 0
Alverdiscott / Indian Queens 132kV | Davidstow | Primary Substation | 11 | Consumer Transformation | Headroom (MW) | 0.87337 | 0.63429 | 0.20663 | 0 | 0 | 0 | 0 | 0 | 0 | 0 | 0 | 0 | 0 | 0 | 0 | 0 | 0
Alverdiscott / Indian Queens 132kV | Davidstow | Primary Substation | 11 | Falling Short | Headroom (MW) | 0.87337 | 1.1574 | 1.4544 | 1.7636 | 1.3644 | 1.1284 | 0.89212 | 0.58736 | 0.25944 | 0 | 0 | 0 | 0 | 0 | 0 | 0 | 0
Alverdiscott / Indian Queens 132kV | Davidstow | Primary Substation | 11 | Leading the Way | Headroom (MW) | 0.87337 | 0.18468 | 0 | 0 | 0 | 0 | 0 | 0 | 0 | 0 | 0 | 0 | 0 | 0 | 0 | 0 | 0
Alverdiscott / Indian Queens 132kV | Davidstow | Primary Substation | 11 | System Transformation | Headroom (MW) | 0.87337 | 1.056 | 1.1912 | 1.3291 | 0.99981 | 0 | 0 | 0 | 0 | 0 | 0 | 0 | 0 | 0 | 0 | 0 | 0
Abham / Exeter / Landulph 132kV | Dawlish | Primary Substation | 11 | Best View | Headroom (MW) | 0 | 0 | 0 | 0 | 0 | 0 | 0 | 0 | 0 | 0 | 0 | 0 | 0 | 0 | 0 | 0 | 0
Abham / Exeter / Landulph 132kV | Dawlish | Primary Substation | 11 | Consumer Transformation | Headroom (MW) | 0 | 0 | 0 | 0 | 0 | 0 | 0 | 0 | 0 | 0 | 0 | 0 | 0 | 0 | 0 | 0 | 0
Abham / Exeter / Landulph 132kV | Dawlish | Primary Substation | 11 | Falling Short | Headroom (MW) | 0 | 0 | 0 | 0 | 0 | 0 | 0 | 0 | 0 | 0 | 0 | 0 | 0 | 0 | 0 | 0 | 0
Abham / Exeter / Landulph 132kV | Dawlish | Primary Substation | 11 | Leading the Way | Headroom (MW) | 0 | 0 | 0 | 0 | 0 | 0 | 0 | 0 | 0 | 0 | 0 | 0 | 0 | 0 | 0 | 0 | 0
Abham / Exeter / Landulph 132kV | Dawlish | Primary Substation | 11 | System Transformation | Headroom (MW) | 0 | 0 | 0 | 0 | 0 | 0 | 0 | 0 | 0 | 0 | 0 | 0 | 0 | 0 | 0 | 0 | 0
Alverdiscott / Indian Queens 132kV | Delabole | Primary Substation | 11 | Best View | Headroom (MW) | 0.8173 | 0.7688 | 0.67734 | 0.56463 | 0 | 0 | 0 | 0 | 0 | 0 | 0 | 0 | 0 | 0 | 0 | 0 | 0
Alverdiscott / Indian Queens 132kV | Delabole | Primary Substation | 11 | Consumer Transformation | Headroom (MW) | 0.8173 | 0.59357 | 0.19336 | 0 | 0 | 0 | 0 | 0 | 0 | 0 | 0 | 0 | 0 | 0 | 0 | 0 | 0
Alverdiscott / Indian Queens 132kV | Delabole | Primary Substation | 11 | Falling Short | Headroom (MW) | 0.8173 | 1.0831 | 1.361 | 1.6504 | 1.2768 | 1.056 | 0.83485 | 0.54965 | 0.24279 | 0 | 0 | 0 | 0 | 0 | 0 | 0 | 0
Alverdiscott / Indian Queens 132kV | Delabole | Primary Substation | 11 | Leading the Way | Headroom (MW) | 0.8173 | 0.17282 | 0 | 0 | 0 | 0 | 0 | 0 | 0 | 0 | 0 | 0 | 0 | 0 | 0 | 0 | 0
Alverdiscott / Indian Queens 132kV | Delabole | Primary Substation | 11 | System Transformation | Headroom (MW) | 0.8173 | 0.98818 | 1.1147 | 1.2438 | 0.93562 | 0 | 0 | 0 | 0 | 0 | 0 | 0 | 0 | 0 | 0 | 0 | 0
Alverdiscott / Indian Queens 132kV | Devoran | Primary Substation | 11 | Best View | Headroom (MW) | 2.1794 | 2.1728 | 2.1537 | 2.1182 | 2.0449 | 1.9625 | 1.861 | 1.7509 | 1.6587 | 1.5649 | 1.5037 | 1.4813 | 1.4991 | 1.5413 | 1.1324 | 0.86739 | 1.0276
Alverdiscott / Indian Queens 132kV | Devoran | Primary Substation | 11 | Consumer Transformation | Headroom (MW) | 2.1794 | 2.15 | 2.0757 | 1.9916 | 1.8785 | 1.7589 | 1.6157 | 1.4965 | 1.3483 | 1.216 | 1.1073 | 1.0501 | 0.98895 | 0.94665 | 0 | 0 | 0
Alverdiscott / Indian Queens 132kV | Devoran | Primary Substation | 11 | Falling Short | Headroom (MW) | 2.1794 | 2.1999 | 2.2189 | 2.2322 | 2.183 | 2.1445 | 2.1076 | 2.0609 | 2.0107 | 1.9254 | 1.8365 | 1.7467 | 1.6592 | 1.5826 | 0.39124 | 0 | 0
Alverdiscott / Indian Queens 132kV | Devoran | Primary Substation | 11 | Leading the Way | Headroom (MW) | 2.1794 | 2.1072 | 2.0281 | 1.9128 | 1.8208 | 1.7164 | 1.5863 | 1.4429 | 1.2841 | 1.1785 | 1.0942 | 1.0448 | 1.0387 | 1.0583 | 0.31724 | 0 | 0
Alverdiscott / Indian Queens 132kV | Devoran | Primary Substation | 11 | System Transformation | Headroom (MW) | 2.1794 | 2.1798 | 2.1732 | 2.1654 | 2.122 | 2.0765 | 2.0269 | 1.9645 | 1.8729 | 1.7872 | 1.6893 | 1.6106 | 1.5432 | 1.5233 | 0.25676 | 0 | 0
Seabank 132kV | Dinder | Primary Substation | 11 | Best View | Headroom (MW) | 1.7258 | 1.7504 | 1.5739 | 0.72162 | 0 | 0 | 0 | 0 | 0 | 0 | 0 | 0 | 0 | 0 | 0 | 0 | 0
Seabank 132kV | Dinder | Primary Substation | 11 | Consumer Transformation | Headroom (MW) | 1.7258 | 1.7246 | 1.5191 | 0 | 0 | 0 | 0 | 0 | 0 | 0 | 0 | 0 | 0 | 0 | 0 | 0 | 0
Seabank 132kV | Dinder | Primary Substation | 11 | Falling Short | Headroom (MW) | 1.7258 | 1.7462 | 1.6281 | 1.6343 | 1.6199 | 1.6082 | 1.5986 | 1.2191 | 0.14811 | 0 | 0 | 0 | 0 | 0 | 0 | 0 | 0
Seabank 132kV | Dinder | Primary Substation | 11 | Leading the Way | Headroom (MW) | 1.7258 | 1.7054 | 1.5015 | 0.17973 | 0 | 0 | 0 | 0 | 0 | 0 | 0 | 0 | 0 | 0 | 0 | 0 | 0
Seabank 132kV | Dinder | Primary Substation | 11 | System Transformation | Headroom (MW) | 1.7258 | 1.7316 | 1.5483 | 1.5533 | 1.5382 | 0 | 0 | 0 | 0 | 0 | 0 | 0 | 0 | 0 | 0 | 0 | 0
Melksham | Dorchester St - New | Primary Substation | 6.6 | Best View | Headroom (MW) | 5.8682 | 6.2418 | 5.9918 | 5.3154 | 4.041 | 1.9152 | 0 | 0 | 0 | 0 | 0 | 0 | 0 | 0 | 0 | 0 | 0
Melksham | Dorchester St - New | Primary Substation | 6.6 | Consumer Transformation | Headroom (MW) | 5.8682 | 5.6399 | 4.6231 | 3.2995 | 0.89415 | 0 | 0 | 0 | 0 | 0 | 0 | 0 | 0 | 0 | 0 | 0 | 0
Melksham | Dorchester St - New | Primary Substation | 6.6 | Falling Short | Headroom (MW) | 5.8682 | 6.2162 | 6.4959 | 6.6668 | 6.2345 | 5.6878 | 5.044 | 3.9142 | 2.5117 | 0.1791 | 0 | 0 | 0 | 0 | 0 | 0 | 0
Melksham | Dorchester St - New | Primary Substation | 6.6 | Leading the Way | Headroom (MW) | 5.8682 | 4.9162 | 3.8071 | 2.1759 | 0.28289 | 0 | 0 | 0 | 0 | 0 | 0 | 0 | 0 | 0 | 0 | 0 | 0
Melksham | Dorchester St - New | Primary Substation | 6.6 | System Transformation | Headroom (MW) | 5.8682 | 6.2873 | 6.5815 | 6.6804 | 6.5362 | 5.4013 | 4.5154 | 3.1291 | 0.93386 | 0 | 0 | 0 | 0 | 0 | 0 | 0 | 0
Axminster 132kV | Dowlish Ford | Primary Substation | 11 | Best View | Headroom (MW) | 5.2084 | 5.0666 | 4.8384 | 4.5944 | 4.0528 | 3.5771 | 2.6037 | 1.6705 | 0.6954 | 0 | 0 | 0 | 0 | 0 | 0 | 0 | 0
Axminster 132kV | Dowlish Ford | Primary Substation | 11 | Consumer Transformation | Headroom (MW) | 5.2084 | 4.834 | 4.3545 | 3.7658 | 2.869 | 2.1127 | 0.73513 | 0 | 0 | 0 | 0 | 0 | 0 | 0 | 0 | 0 | 0
Axminster 132kV | Dowlish Ford | Primary Substation | 11 | Falling Short | Headroom (MW) | 5.2084 | 5.1026 | 4.9712 | 4.7698 | 4.2647 | 3.875 | 3.1148 | 2.4722 | 1.7728 | 0.92946 | 0.13213 | 0 | 0 | 0 | 0 | 0 | 0
Axminster 132kV | Dowlish Ford | Primary Substation | 11 | Leading the Way | Headroom (MW) | 5.2084 | 4.6451 | 4.0234 | 3.2382 | 2.3987 | 1.5545 | 0.13579 | 0 | 0 | 0 | 0 | 0 | 0 | 0 | 0 | 0 | 0
Axminster 132kV | Dowlish Ford | Primary Substation | 11 | System Transformation | Headroom (MW) | 5.2084 | 5.0399 | 4.8047 | 4.4805 | 3.9302 | 3.4886 | 2.5631 | 1.67 | 0.68382 | 0 | 0 | 0 | 0 | 0 | 0 | 0 | 0
Alverdiscott / Indian Queens 132kV | Drinnick. | Primary Substation | 11 | Best View | Headroom (MW) | 0 | 0 | 0 | 0 | 0 | 0 | 0 | 0 | 0 | 0 | 0 | 0 | 0 | 0 | 0 | 0 | 0
Alverdiscott / Indian Queens 132kV | Drinnick. | Primary Substation | 11 | Consumer Transformation | Headroom (MW) | 0 | 0 | 0 | 0 | 0 | 0 | 0 | 0 | 0 | 0 | 0 | 0 | 0 | 0 | 0 | 0 | 0
Alverdiscott / Indian Queens 132kV | Drinnick. | Primary Substation | 11 | Falling Short | Headroom (MW) | 0 | 0 | 0 | 0 | 0 | 0 | 0 | 0 | 0 | 0 | 0 | 0 | 0 | 0 | 0 | 0 | 0
Alverdiscott / Indian Queens 132kV | Drinnick. | Primary Substation | 11 | Leading the Way | Headroom (MW) | 0 | 0 | 0 | 0 | 0 | 0 | 0 | 0 | 0 | 0 | 0 | 0 | 0 | 0 | 0 | 0 | 0
Alverdiscott / Indian Queens 132kV | Drinnick. | Primary Substation | 11 | System Transformation | Headroom (MW) | 0 | 0 | 0 | 0 | 0 | 0 | 0 | 0 | 0 | 0 | 0 | 0 | 0 | 0 | 0 | 0 | 0
Abham / Exeter / Landulph 132kV | Dunkeswell 33/11kv | Primary Substation | 11 | Best View | Headroom (MW) | 0 | 0 | 0 | 0 | 0 | 0 | 0 | 0 | 0 | 0 | 0 | 0 | 0 | 0 | 0 | 0 | 0
Abham / Exeter / Landulph 132kV | Dunkeswell 33/11kv | Primary Substation | 11 | Consumer Transformation | Headroom (MW) | 0 | 0 | 0 | 0 | 0 | 0 | 0 | 0 | 0 | 0 | 0 | 0 | 0 | 0 | 0 | 0 | 0
Abham / Exeter / Landulph 132kV | Dunkeswell 33/11kv | Primary Substation | 11 | Falling Short | Headroom (MW) | 0 | 0 | 0 | 0 | 0 | 0 | 0 | 0 | 0 | 0 | 0 | 0 | 0 | 0 | 0 | 0 | 0
Abham / Exeter / Landulph 132kV | Dunkeswell 33/11kv | Primary Substation | 11 | Leading the Way | Headroom (MW) | 0 | 0 | 0 | 0 | 0 | 0 | 0 | 0 | 0 | 0 | 0 | 0 | 0 | 0 | 0 | 0 | 0
Abham / Exeter / Landulph 132kV | Dunkeswell 33/11kv | Primary Substation | 11 | System Transformation | Headroom (MW) | 0 | 0 | 0 | 0 | 0 | 0 | 0 | 0 | 0 | 0 | 0 | 0 | 0 | 0 | 0 | 0 | 0
Sandford 132kV | East Brent | Primary Substation | 11 | Best View | Headroom (MW) | 0 | 0 | 0 | 0 | 0 | 0 | 0 | 0 | 0 | 0 | 0 | 0 | 0 | 0 | 0 | 0 | 0
Sandford 132kV | East Brent | Primary Substation | 11 | Consumer Transformation | Headroom (MW) | 0 | 0 | 0 | 0 | 0 | 0 | 0 | 0 | 0 | 0 | 0 | 0 | 0 | 0 | 0 | 0 | 0
Sandford 132kV | East Brent | Primary Substation | 11 | Falling Short | Headroom (MW) | 0 | 0 | 0 | 0 | 0 | 0 | 0 | 0 | 0 | 0 | 0 | 0 | 0 | 0 | 0 | 0 | 0
Sandford 132kV | East Brent | Primary Substation | 11 | Leading the Way | Headroom (MW) | 0 | 0 | 0 | 0 | 0 | 0 | 0 | 0 | 0 | 0 | 0 | 0 | 0 | 0 | 0 | 0 | 0
Sandford 132kV | East Brent | Primary Substation | 11 | System Transformation | Headroom (MW) | 0 | 0 | 0 | 0 | 0 | 0 | 0 | 0 | 0 | 0 | 0 | 0 | 0 | 0 | 0 | 0 | 0
Abham / Exeter / Landulph 132kV | East Budleigh | Primary Substation | 11 | Best View | Headroom (MW) | 3.8787 | 3.8905 | 3.8971 | 3.8892 | 3.8759 | 3.8549 | 3.8359 | 3.8078 | 3.7812 | 3.7724 | 3.7833 | 3.8177 | 3.8748 | 3.9461 | 0.55321 | 0 | 0
Abham / Exeter / Landulph 132kV | East Budleigh | Primary Substation | 11 | Consumer Transformation | Headroom (MW) | 3.8787 | 3.8667 | 3.8526 | 3.822 | 3.7632 | 3.7056 | 3.6393 | 2.2638 | 0.44489 | 0 | 0 | 0 | 0 | 0 | 0 | 0 | 0
Abham / Exeter / Landulph 132kV | East Budleigh | Primary Substation | 11 | Falling Short | Headroom (MW) | 3.8787 | 3.8956 | 3.9094 | 3.9202 | 3.9048 | 3.8928 | 3.8779 | 3.8591 | 3.8381 | 3.7964 | 3.7541 | 3.7152 | 3.6797 | 3.6473 | 0 | 0 | 0
Abham / Exeter / Landulph 132kV | East Budleigh | Primary Substation | 11 | Leading the Way | Headroom (MW) | 3.8787 | 3.8453 | 3.8134 | 3.7599 | 3.7065 | 3.6496 | 3.5837 | 1.9795 | 0.16246 | 0 | 0 | 0 | 0 | 0 | 0 | 0 | 0
Abham / Exeter / Landulph 132kV | East Budleigh | Primary Substation | 11 | System Transformation | Headroom (MW) | 3.8787 | 3.8934 | 3.9042 | 3.8932 | 3.8845 | 3.867 | 3.852 | 3.8308 | 3.8013 | 3.772 | 3.7384 | 3.7058 | 3.685 | 3.6905 | 0 | 0 | 0
Axminster 132kV | East Chinnock Primary | Primary Substation | 11 | Best View | Headroom (MW) | 3.9126 | 3.9227 | 3.9277 | 3.9167 | 3.8806 | 3.8349 | 3.7788 | 3.7218 | 3.6667 | 3.6486 | 3.6379 | 3.6595 | 3.702 | 3.7594 | 3.5865 | 3.5525 | 3.643
Axminster 132kV | East Chinnock Primary | Primary Substation | 11 | Consumer Transformation | Headroom (MW) | 3.9126 | 3.8784 | 3.8315 | 3.7767 | 3.704 | 3.642 | 3.5571 | 3.4853 | 3.3807 | 3.3099 | 3.2489 | 3.2257 | 3.1986 | 3.1936 | 2.7746 | 2.442 | 2.2893
Axminster 132kV | East Chinnock Primary | Primary Substation | 11 | Falling Short | Headroom (MW) | 3.9126 | 3.9215 | 3.9243 | 3.9266 | 3.8824 | 3.85 | 3.8103 | 3.7736 | 3.7349 | 3.6801 | 3.6311 | 3.5739 | 3.5142 | 3.4572 | 2.9666 | 2.8123 | 2.6969
Axminster 132kV | East Chinnock Primary | Primary Substation | 11 | Leading the Way | Headroom (MW) | 3.9126 | 3.8568 | 3.7953 | 3.7233 | 3.6715 | 3.596 | 3.5248 | 3.4375 | 3.3133 | 3.2561 | 3.2098 | 3.1905 | 3.1868 | 3.203 | 2.811 | 2.5487 | 2.4128
Axminster 132kV | East Chinnock Primary | Primary Substation | 11 | System Transformation | Headroom (MW) | 3.9126 | 3.9056 | 3.9034 | 3.8902 | 3.8543 | 3.8207 | 3.7832 | 3.7442 | 3.6797 | 3.6226 | 3.5452 | 3.4827 | 3.4381 | 3.4201 | 3.086 | 2.9693 | 2.9703
Alverdiscott / Indian Queens 132kV | East Curry | Primary Substation | 11 | Best View | Headroom (MW) | 6.8057 | 6.6464 | 6.5047 | 6.3394 | 5.8809 | 3.998 | 2.7113 | 1.4486 | 0.16606 | 0 | 0 | 0 | 0 | 0 | 0 | 0 | 0
Alverdiscott / Indian Queens 132kV | East Curry | Primary Substation | 11 | Consumer Transformation | Headroom (MW) | 6.8057 | 6.5681 | 5.5634 | 4.5188 | 3.1419 | 1.1517 | 0 | 0 | 0 | 0 | 0 | 0 | 0 | 0 | 0 | 0 | 0
Alverdiscott / Indian Queens 132kV | East Curry | Primary Substation | 11 | Falling Short | Headroom (MW) | 6.8057 | 6.8596 | 6.9617 | 7.0972 | 6.9115 | 6.735 | 6.5343 | 6.3494 | 6.1701 | 5.8909 | 5.6084 | 5.2571 | 4.9135 | 3.8545 | 0 | 0 | 0
Alverdiscott / Indian Queens 132kV | East Curry | Primary Substation | 11 | Leading the Way | Headroom (MW) | 6.8057 | 6.2668 | 5.7783 | 5.1879 | 4.6672 | 2.69 | 1.3009 | 0 | 0 | 0 | 0 | 0 | 0 | 0 | 0 | 0 | 0
Alverdiscott / Indian Queens 132kV | East Curry | Primary Substation | 11 | System Transformation | Headroom (MW) | 6.8057 | 6.7969 | 6.8425 | 6.8777 | 6.7578 | 4.9136 | 4.6708 | 4.4756 | 2.9124 | 1.0429 | 0 | 0 | 0 | 0 | 0 | 0 | 0
Alverdiscott / Indian Queens 132kV | East Yelland Bsp | Bulk Supply Point | 33 | Best View | Headroom (MW) | 11.555 | 11.1114 | 9.7952 | 8.2743 | 6.8325 | 3.6803 | 1.9695 | 0 | 0 | 0 | 0 | 0 | 0 | 0 | 0 | 0 | 0
Alverdiscott / Indian Queens 132kV | East Yelland Bsp | Bulk Supply Point | 33 | Consumer Transformation | Headroom (MW) | 11.555 | 10.5643 | 8.4815 | 6.0941 | 2.8087 | 0 | 0 | 0 | 0 | 0 | 0 | 0 | 0 | 0 | 0 | 0 | 0
Alverdiscott / Indian Queens 132kV | East Yelland Bsp | Bulk Supply Point | 33 | Falling Short | Headroom (MW) | 11.555 | 11.242 | 10.4248 | 9.2807 | 8.2604 | 7.3175 | 6.372 | 4.2045 | 2.1867 | 0 | 0 | 0 | 0 | 0 | 0 | 0 | 0
Alverdiscott / Indian Queens 132kV | East Yelland Bsp | Bulk Supply Point | 33 | Leading the Way | Headroom (MW) | 11.555 | 9.7127 | 7.0397 | 3.7858 | 1.3386 | 0 | 0 | 0 | 0 | 0 | 0 | 0 | 0 | 0 | 0 | 0 | 0
Alverdiscott / Indian Queens 132kV | East Yelland Bsp | Bulk Supply Point | 33 | System Transformation | Headroom (MW) | 11.555 | 11.0666 | 9.7139 | 8.1511 | 7.1217 | 4.3279 | 3.1851 | 0.092427 | 0 | 0 | 0 | 0 | 0 | 0 | 0 | 0 | 0
Seabank 132kV | Easton-In-Gordano | Primary Substation | 11 | Best View | Headroom (MW) | 2.6312 | 2.6487 | 2.6496 | 2.6157 | 2.5585 | 2.4836 | 2.4044 | 2.299 | 2.1987 | 2.1376 | 2.0899 | 2.0942 | 2.1415 | 2.2045 | 1.7712 | 1.4198 | 0
Seabank 132kV | Easton-In-Gordano | Primary Substation | 11 | Consumer Transformation | Headroom (MW) | 2.6312 | 2.6136 | 2.5691 | 2.5014 | 2.3963 | 2.2942 | 2.1623 | 2.0456 | 1.8881 | 0.60141 | 0 | 0 | 0 | 0 | 0 | 0 | 0
Seabank 132kV | Easton-In-Gordano | Primary Substation | 11 | Falling Short | Headroom (MW) | 2.6312 | 2.6496 | 2.6588 | 2.6654 | 2.6444 | 2.6232 | 2.5955 | 2.5665 | 2.5214 | 2.4419 | 2.3628 | 2.2848 | 2.2117 | 2.1545 | 1.0155 | 0 | 0
Seabank 132kV | Easton-In-Gordano | Primary Substation | 11 | Leading the Way | Headroom (MW) | 2.6312 | 2.5797 | 2.5241 | 2.4244 | 2.3207 | 2.2144 | 2.0878 | 1.9393 | 1.7612 | 1.6262 | 1.5081 | 1.441 | 1.0745 | 1.0324 | 0 | 0 | 0
Seabank 132kV | Easton-In-Gordano | Primary Substation | 11 | System Transformation | Headroom (MW) | 2.6312 | 2.6421 | 2.6403 | 2.6356 | 2.6064 | 2.5777 | 2.5202 | 2.4632 | 2.3899 | 2.3141 | 2.2333 | 2.1523 | 2.0989 | 2.0919 | 0.71031 | 0.050175 | 0
Iron Acton 132kV | Eastville | Primary Substation | 11 | Best View | Headroom (MW) | 9.4869 | 9.656 | 9.3715 | 8.8276 | 8.304 | 7.6118 | 5.7857 | 3.3561 | 0 | 0 | 0 | 0 | 0 | 0 | 0 | 0 | 0
Iron Acton 132kV | Eastville | Primary Substation | 11 | Consumer Transformation | Headroom (MW) | 9.4869 | 9.3666 | 8.7038 | 6.5588 | 0 | 0 | 0 | 0 | 0 | 0 | 0 | 0 | 0 | 0 | 0 | 0 | 0
Iron Acton 132kV | Eastville | Primary Substation | 11 | Falling Short | Headroom (MW) | 9.4869 | 9.6803 | 9.6295 | 9.5161 | 9.2925 | 9.0123 | 8.744 | 8.402 | 8.0302 | 7.5673 | 3.4012 | 0 | 0 | 0 | 0 | 0 | 0
Iron Acton 132kV | Eastville | Primary Substation | 11 | Leading the Way | Headroom (MW) | 9.4869 | 8.8368 | 7.3551 | 3.4416 | 0 | 0 | 0 | 0 | 0 | 0 | 0 | 0 | 0 | 0 | 0 | 0 | 0
Iron Acton 132kV | Eastville | Primary Substation | 11 | System Transformation | Headroom (MW) | 9.4869 | 9.7227 | 9.587 | 9.446 | 9.4511 | 9.3312 | 9.116 | 8.8255 | 8.2684 | 0 | 0 | 0 | 0 | 0 | 0 | 0 | 0
Bridgwater / Taunton 132kV | Edgarley | Primary Substation | 11 | Best View | Headroom (MW) | 0 | 0 | 0 | 0 | 0 | 0 | 0 | 0 | 0 | 0 | 0 | 0 | 0 | 0 | 0 | 0 | 0
Bridgwater / Taunton 132kV | Edgarley | Primary Substation | 11 | Consumer Transformation | Headroom (MW) | 0 | 0 | 0 | 0 | 0 | 0 | 0 | 0 | 0 | 0 | 0 | 0 | 0 | 0 | 0 | 0 | 0
Bridgwater / Taunton 132kV | Edgarley | Primary Substation | 11 | Falling Short | Headroom (MW) | 0 | 0 | 0 | 0 | 0 | 0 | 0 | 0 | 0 | 0 | 0 | 0 | 0 | 0 | 0 | 0 | 0
Bridgwater / Taunton 132kV | Edgarley | Primary Substation | 11 | Leading the Way | Headroom (MW) | 0 | 0 | 0 | 0 | 0 | 0 | 0 | 0 | 0 | 0 | 0 | 0 | 0 | 0 | 0 | 0 | 0
Bridgwater / Taunton 132kV | Edgarley | Primary Substation | 11 | System Transformation | Headroom (MW) | 0 | 0 | 0 | 0 | 0 | 0 | 0 | 0 | 0 | 0 | 0 | 0 | 0 | 0 | 0 | 0 | 0
Abham / Exeter / Landulph 132kV | Eggbuckland | Primary Substation | 11 | Best View | Headroom (MW) | 0 | 0 | 0 | 0 | 0 | 0 | 0 | 0 | 0 | 0 | 0 | 0 | 0 | 0 | 0 | 0 | 0
Abham / Exeter / Landulph 132kV | Eggbuckland | Primary Substation | 11 | Consumer Transformation | Headroom (MW) | 0 | 0 | 0 | 0 | 0 | 0 | 0 | 0 | 0 | 0 | 0 | 0 | 0 | 0 | 0 | 0 | 0
Abham / Exeter / Landulph 132kV | Eggbuckland | Primary Substation | 11 | Falling Short | Headroom (MW) | 0 | 0 | 0 | 0 | 0 | 0 | 0 | 0 | 0 | 0 | 0 | 0 | 0 | 0 | 0 | 0 | 0
Abham / Exeter / Landulph 132kV | Eggbuckland | Primary Substation | 11 | Leading the Way | Headroom (MW) | 0 | 0 | 0 | 0 | 0 | 0 | 0 | 0 | 0 | 0 | 0 | 0 | 0 | 0 | 0 | 0 | 0
Abham / Exeter / Landulph 132kV | Eggbuckland | Primary Substation | 11 | System Transformation | Headroom (MW) | 0 | 0 | 0 | 0 | 0 | 0 | 0 | 0 | 0 | 0 | 0 | 0 | 0 | 0 | 0 | 0 | 0
Abham / Exeter / Landulph 132kV | Elim Terrace | Primary Substation | 11 | Best View | Headroom (MW) | 0 | 0 | 0 | 0 | 0 | 0 | 0 | 0 | 0 | 0 | 0 | 0 | 0 | 0 | 0 | 0 | 0
Abham / Exeter / Landulph 132kV | Elim Terrace | Primary Substation | 11 | Consumer Transformation | Headroom (MW) | 0 | 0 | 0 | 0 | 0 | 0 | 0 | 0 | 0 | 0 | 0 | 0 | 0 | 0 | 0 | 0 | 0
Abham / Exeter / Landulph 132kV | Elim Terrace | Primary Substation | 11 | Falling Short | Headroom (MW) | 0 | 0 | 0 | 0 | 0 | 0 | 0 | 0 | 0 | 0 | 0 | 0 | 0 | 0 | 0 | 0 | 0
Abham / Exeter / Landulph 132kV | Elim Terrace | Primary Substation | 11 | Leading the Way | Headroom (MW) | 0 | 0 | 0 | 0 | 0 | 0 | 0 | 0 | 0 | 0 | 0 | 0 | 0 | 0 | 0 | 0 | 0
Abham / Exeter / Landulph 132kV | Elim Terrace | Primary Substation | 11 | System Transformation | Headroom (MW) | 0 | 0 | 0 | 0 | 0 | 0 | 0 | 0 | 0 | 0 | 0 | 0 | 0 | 0 | 0 | 0 | 0
Iron Acton 132kV | Emersons Green | Primary Substation | 11 | Best View | Headroom (MW) | 14.3947 | 14.1419 | 13.4761 | 10.0654 | 5.8517 | 2.4506 | 0 | 0 | 0 | 0 | 0 | 0 | 0 | 0 | 0 | 0 | 0
Iron Acton 132kV | Emersons Green | Primary Substation | 11 | Consumer Transformation | Headroom (MW) | 14.3947 | 13.6268 | 11.5156 | 6.5094 | 0.01114 | 0 | 0 | 0 | 0 | 0 | 0 | 0 | 0 | 0 | 0 | 0 | 0
Iron Acton 132kV | Emersons Green | Primary Substation | 11 | Falling Short | Headroom (MW) | 14.3947 | 14.2569 | 13.9021 | 11.097 | 8.0744 | 6.6642 | 5.178 | 3.6935 | 0 | 0 | 0 | 0 | 0 | 0 | 0 | 0 | 0
Iron Acton 132kV | Emersons Green | Primary Substation | 11 | Leading the Way | Headroom (MW) | 14.3947 | 12.8665 | 10.8973 | 5.3461 | 0 | 0 | 0 | 0 | 0 | 0 | 0 | 0 | 0 | 0 | 0 | 0 | 0
Iron Acton 132kV | Emersons Green | Primary Substation | 11 | System Transformation | Headroom (MW) | 14.3947 | 14.1995 | 13.6306 | 10.263 | 6.3358 | 4.0977 | 2.3718 | 0.27113 | 0 | 0 | 0 | 0 | 0 | 0 | 0 | 0 | 0
Melksham | Entry Hill | Primary Substation | 6.6 | Best View | Headroom (MW) | 5.891 | 6.266 | 6.0151 | 5.336 | 4.0567 | 1.9226 | 0 | 0 | 0 | 0 | 0 | 0 | 0 | 0 | 0 | 0 | 0
Melksham | Entry Hill | Primary Substation | 6.6 | Consumer Transformation | Headroom (MW) | 5.891 | 5.6619 | 4.641 | 3.3124 | 0.89762 | 0 | 0 | 0 | 0 | 0 | 0 | 0 | 0 | 0 | 0 | 0 | 0
Melksham | Entry Hill | Primary Substation | 6.6 | Falling Short | Headroom (MW) | 5.891 | 6.2404 | 6.5211 | 6.6928 | 6.2588 | 5.7099 | 5.0636 | 3.9294 | 2.5215 | 0.17979 | 0 | 0 | 0 | 0 | 0 | 0 | 0
Melksham | Entry Hill | Primary Substation | 6.6 | Leading the Way | Headroom (MW) | 5.891 | 4.9353 | 3.8219 | 2.1843 | 0.28399 | 0 | 0 | 0 | 0 | 0 | 0 | 0 | 0 | 0 | 0 | 0 | 0
Melksham | Entry Hill | Primary Substation | 6.6 | System Transformation | Headroom (MW) | 5.891 | 6.3117 | 6.6071 | 6.7063 | 6.5616 | 5.4223 | 4.5329 | 3.1412 | 0.93749 | 0 | 0 | 0 | 0 | 0 | 0 | 0 | 0
Abham / Exeter / Landulph 132kV | Ernesettle B & S | Primary Substation | 11 | Best View | Headroom (MW) | 4.2942 | 4.3155 | 4.3344 | 4.3531 | 4.3716 | 3.3227 | 2.0087 | 0.93478 | 0 | 0 | 0 | 0 | 0 | 0.71136 | 0 | 0 | 0
Abham / Exeter / Landulph 132kV | Ernesettle B & S | Primary Substation | 11 | Consumer Transformation | Headroom (MW) | 4.2942 | 4.3155 | 4.3344 | 4.1976 | 2.2659 | 0.031725 | 0 | 0 | 0 | 0 | 0 | 0 | 0 | 0 | 0 | 0 | 0
Abham / Exeter / Landulph 132kV | Ernesettle B & S | Primary Substation | 11 | Falling Short | Headroom (MW) | 4.2942 | 4.3155 | 4.3344 | 4.3531 | 4.3716 | 4.3899 | 4.4081 | 3.8825 | 2.9512 | 1.7377 | 0.55476 | 0 | 0 | 0 | 0 | 0 | 0
Abham / Exeter / Landulph 132kV | Ernesettle B & S | Primary Substation | 11 | Leading the Way | Headroom (MW) | 4.2942 | 4.3155 | 4.0893 | 2.6317 | 0.68557 | 0 | 0 | 0 | 0 | 0 | 0 | 0 | 0 | 0 | 0 | 0 | 0
Abham / Exeter / Landulph 132kV | Ernesettle B & S | Primary Substation | 11 | System Transformation | Headroom (MW) | 4.2942 | 4.3155 | 4.3344 | 4.3531 | 4.3716 | 4.3114 | 3.3303 | 2.2221 | 0.72675 | 0 | 0 | 0 | 0 | 0 | 0 | 0 | 0
Abham / Exeter / Landulph 132kV | Ernesettle Bsp | Bulk Supply Point | 33 | Best View | Headroom (MW) | 6.2936 | 6.2227 | 5.954 | 4.5167 | 0.58749 | 0 | 0 | 0 | 0 | 0 | 0 | 0 | 0 | 0 | 0 | 0 | 0
Abham / Exeter / Landulph 132kV | Ernesettle Bsp | Bulk Supply Point | 33 | Consumer Transformation | Headroom (MW) | 6.2936 | 4.5614 | 2.4443 | 0 | 0 | 0 | 0 | 0 | 0 | 0 | 0 | 0 | 0 | 0 | 0 | 0 | 0
Abham / Exeter / Landulph 132kV | Ernesettle Bsp | Bulk Supply Point | 33 | Falling Short | Headroom (MW) | 6.2936 | 7.3307 | 9.0263 | 9.9183 | 7.5671 | 4.4784 | 1.0632 | 0 | 0 | 0 | 0 | 0 | 0 | 0 | 0 | 0 | 0
Abham / Exeter / Landulph 132kV | Ernesettle Bsp | Bulk Supply Point | 33 | Leading the Way | Headroom (MW) | 6.2936 | 1.465 | 0 | 0 | 0 | 0 | 0 | 0 | 0 | 0 | 0 | 0 | 0 | 0 | 0 | 0 | 0
Abham / Exeter / Landulph 132kV | Ernesettle Bsp | Bulk Supply Point | 33 | System Transformation | Headroom (MW) | 6.2936 | 6.4819 | 7.6132 | 7.3744 | 4.3727 | 0 | 0 | 0 | 0 | 0 | 0 | 0 | 0 | 0 | 0 | 0 | 0
Seabank 132kV | Evercreech | Primary Substation | 11 | Best View | Headroom (MW) | 6.4219 | 5.0889 | 3.1053 | 0.74492 | 0 | 0 | 0 | 0 | 0 | 0 | 0 | 0 | 0 | 0 | 0 | 0 | 0
Seabank 132kV | Evercreech | Primary Substation | 11 | Consumer Transformation | Headroom (MW) | 6.4219 | 4.5448 | 1.8946 | 0 | 0 | 0 | 0 | 0 | 0 | 0 | 0 | 0 | 0 | 0 | 0 | 0 | 0
Seabank 132kV | Evercreech | Primary Substation | 11 | Falling Short | Headroom (MW) | 6.4219 | 5.4485 | 5.0638 | 4.7274 | 3.8263 | 2.7495 | 2.1035 | 1.2585 | 0.15289 | 0 | 0 | 0 | 0 | 0 | 0 | 0 | 0
Seabank 132kV | Evercreech | Primary Substation | 11 | Leading the Way | Headroom (MW) | 6.4219 | 3.8931 | 2.2312 | 0.18553 | 0 | 0 | 0 | 0 | 0 | 0 | 0 | 0 | 0 | 0 | 0 | 0 | 0
Seabank 132kV | Evercreech | Primary Substation | 11 | System Transformation | Headroom (MW) | 6.4219 | 5.024 | 4.3311 | 3.7928 | 2.2454 | 0 | 0 | 0 | 0 | 0 | 0 | 0 | 0 | 0 | 0 | 0 | 0
Bridgwater / Taunton 132kV | Exebridge | Primary Substation | 11 | Best View | Headroom (MW) | 0 | 0 | 0 | 0 | 0 | 0 | 0 | 0 | 0 | 0 | 0 | 0 | 0 | 0 | 0 | 0 | 0
Bridgwater / Taunton 132kV | Exebridge | Primary Substation | 11 | Consumer Transformation | Headroom (MW) | 0 | 0 | 0 | 0 | 0 | 0 | 0 | 0 | 0 | 0 | 0 | 0 | 0 | 0 | 0 | 0 | 0
Bridgwater / Taunton 132kV | Exebridge | Primary Substation | 11 | Falling Short | Headroom (MW) | 0 | 0 | 0 | 0 | 0 | 0 | 0 | 0 | 0 | 0 | 0 | 0 | 0 | 0 | 0 | 0 | 0
Bridgwater / Taunton 132kV | Exebridge | Primary Substation | 11 | Leading the Way | Headroom (MW) | 0 | 0 | 0 | 0 | 0 | 0 | 0 | 0 | 0 | 0 | 0 | 0 | 0 | 0 | 0 | 0 | 0
Bridgwater / Taunton 132kV | Exebridge | Primary Substation | 11 | System Transformation | Headroom (MW) | 0 | 0 | 0 | 0 | 0 | 0 | 0 | 0 | 0 | 0 | 0 | 0 | 0 | 0 | 0 | 0 | 0
Abham / Exeter / Landulph 132kV | Exeter City Bsp | Bulk Supply Point | 33 | Best View | Headroom (MW) | 0 | 0 | 0 | 0 | 0 | 0 | 0 | 0 | 0 | 0 | 0 | 0 | 0 | 0 | 0 | 0 | 0
Abham / Exeter / Landulph 132kV | Exeter City Bsp | Bulk Supply Point | 33 | Consumer Transformation | Headroom (MW) | 0 | 0 | 0 | 0 | 0 | 0 | 0 | 0 | 0 | 0 | 0 | 0 | 0 | 0 | 0 | 0 | 0
Abham / Exeter / Landulph 132kV | Exeter City Bsp | Bulk Supply Point | 33 | Falling Short | Headroom (MW) | 0 | 0 | 0 | 0 | 0 | 0 | 0 | 0 | 0 | 0 | 0 | 0 | 0 | 0 | 0 | 0 | 0
Abham / Exeter / Landulph 132kV | Exeter City Bsp | Bulk Supply Point | 33 | Leading the Way | Headroom (MW) | 0 | 0 | 0 | 0 | 0 | 0 | 0 | 0 | 0 | 0 | 0 | 0 | 0 | 0 | 0 | 0 | 0
Abham / Exeter / Landulph 132kV | Exeter City Bsp | Bulk Supply Point | 33 | System Transformation | Headroom (MW) | 0 | 0 | 0 | 0 | 0 | 0 | 0 | 0 | 0 | 0 | 0 | 0 | 0 | 0 | 0 | 0 | 0
Abham / Exeter / Landulph 132kV | Exeter Main Bsp | Bulk Supply Point | 33 | Best View | Headroom (MW) | 0.77077 | 0.039118 | 0 | 0 | 0 | 0 | 0 | 0 | 0 | 0 | 0 | 0 | 0 | 0 | 0 | 0 | 0
Abham / Exeter / Landulph 132kV | Exeter Main Bsp | Bulk Supply Point | 33 | Consumer Transformation | Headroom (MW) | 0.77077 | 0 | 0 | 0 | 0 | 0 | 0 | 0 | 0 | 0 | 0 | 0 | 0 | 0 | 0 | 0 | 0
Abham / Exeter / Landulph 132kV | Exeter Main Bsp | Bulk Supply Point | 33 | Falling Short | Headroom (MW) | 0.77077 | 0.5164 | 0.16719 | 0 | 0 | 0 | 0 | 0 | 0 | 0 | 0 | 0 | 0 | 0 | 0 | 0 | 0
Abham / Exeter / Landulph 132kV | Exeter Main Bsp | Bulk Supply Point | 33 | Leading the Way | Headroom (MW) | 0.77077 | 0 | 0 | 0 | 0 | 0 | 0 | 0 | 0 | 0 | 0 | 0 | 0 | 0 | 0 | 0 | 0
Abham / Exeter / Landulph 132kV | Exeter Main Bsp | Bulk Supply Point | 33 | System Transformation | Headroom (MW) | 0.77077 | 0.038096 | 0 | 0 | 0 | 0 | 0 | 0 | 0 | 0 | 0 | 0 | 0 | 0 | 0 | 0 | 0
Abham / Exeter / Landulph 132kV | Exeter Science Park | Primary Substation | 11 | Best View | Headroom (MW) | 6.2309 | 6.2413 | 2.4235 | 0 | 0 | 0 | 0 | 0 | 0 | 0 | 0 | 0 | 0 | 0 | 0 | 0 | 0
Abham / Exeter / Landulph 132kV | Exeter Science Park | Primary Substation | 11 | Consumer Transformation | Headroom (MW) | 6.2309 | 5.9291 | 0.97875 | 0 | 0 | 0 | 0 | 0 | 0 | 0 | 0 | 0 | 0 | 0 | 0 | 0 | 0
Abham / Exeter / Landulph 132kV | Exeter Science Park | Primary Substation | 11 | Falling Short | Headroom (MW) | 6.2309 | 6.2593 | 4.2789 | 2.0401 | 0 | 0 | 0 | 0 | 0 | 0 | 0 | 0 | 0 | 0 | 0 | 0 | 0
Abham / Exeter / Landulph 132kV | Exeter Science Park | Primary Substation | 11 | Leading the Way | Headroom (MW) | 6.2309 | 5.1534 | 0.48673 | 0 | 0 | 0 | 0 | 0 | 0 | 0 | 0 | 0 | 0 | 0 | 0 | 0 | 0
Abham / Exeter / Landulph 132kV | Exeter Science Park | Primary Substation | 11 | System Transformation | Headroom (MW) | 6.2309 | 6.2561 | 2.5367 | 0 | 0 | 0 | 0 | 0 | 0 | 0 | 0 | 0 | 0 | 0 | 0 | 0 | 0
Abham / Exeter / Landulph 132kV | Exminster | Primary Substation | 11 | Best View | Headroom (MW) | 0 | 0 | 0 | 0 | 0 | 0 | 0 | 0 | 0 | 0 | 0 | 0 | 0 | 0 | 0 | 0 | 0
Abham / Exeter / Landulph 132kV | Exminster | Primary Substation | 11 | Consumer Transformation | Headroom (MW) | 0 | 0 | 0 | 0 | 0 | 0 | 0 | 0 | 0 | 0 | 0 | 0 | 0 | 0 | 0 | 0 | 0
Abham / Exeter / Landulph 132kV | Exminster | Primary Substation | 11 | Falling Short | Headroom (MW) | 0 | 0 | 0 | 0 | 0 | 0 | 0 | 0 | 0 | 0 | 0 | 0 | 0 | 0 | 0 | 0 | 0
Abham / Exeter / Landulph 132kV | Exminster | Primary Substation | 11 | Leading the Way | Headroom (MW) | 0 | 0 | 0 | 0 | 0 | 0 | 0 | 0 | 0 | 0 | 0 | 0 | 0 | 0 | 0 | 0 | 0
Abham / Exeter / Landulph 132kV | Exminster | Primary Substation | 11 | System Transformation | Headroom (MW) | 0 | 0 | 0 | 0 | 0 | 0 | 0 | 0 | 0 | 0 | 0 | 0 | 0 | 0 | 0 | 0 | 0
Abham / Exeter / Landulph 132kV | Exmouth Bsp | Bulk Supply Point | 33 | Best View | Headroom (MW) | 12.279 | 13.2799 | 13.4345 | 11.1859 | 7.3921 | 3.1756 | 0 | 0 | 0 | 0 | 0 | 0 | 0 | 0 | 0 | 0 | 0
Abham / Exeter / Landulph 132kV | Exmouth Bsp | Bulk Supply Point | 33 | Consumer Transformation | Headroom (MW) | 12.279 | 11.6989 | 7.4634 | 0.53077 | 0 | 0 | 0 | 0 | 0 | 0 | 0 | 0 | 0 | 0 | 0 | 0 | 0
Abham / Exeter / Landulph 132kV | Exmouth Bsp | Bulk Supply Point | 33 | Falling Short | Headroom (MW) | 12.279 | 13.6811 | 14.8948 | 14.2548 | 11.4954 | 8.8442 | 5.8991 | 1.7443 | 0 | 0 | 0 | 0 | 0 | 0 | 0 | 0 | 0
Abham / Exeter / Landulph 132kV | Exmouth Bsp | Bulk Supply Point | 33 | Leading the Way | Headroom (MW) | 12.279 | 9.243 | 5.8455 | 0 | 0 | 0 | 0 | 0 | 0 | 0 | 0 | 0 | 0 | 0 | 0 | 0 | 0
Abham / Exeter / Landulph 132kV | Exmouth Bsp | Bulk Supply Point | 33 | System Transformation | Headroom (MW) | 12.279 | 13.809 | 14.8953 | 13.5934 | 10.9735 | 7.9921 | 4.2534 | 0 | 0 | 0 | 0 | 0 | 0 | 0 | 0 | 0 | 0
Abham / Exeter / Landulph 132kV | Exmouth Works | Primary Substation | 11 | Best View | Headroom (MW) | 1.4018 | 1.4995 | 1.5538 | 1.5855 | 1.561 | 1.4776 | 1.3766 | 1.2345 | 1.1067 | 1.0482 | 1.0623 | 1.1543 | 1.3366 | 1.5657 | 0.52221 | 0 | 0
Abham / Exeter / Landulph 132kV | Exmouth Works | Primary Substation | 11 | Consumer Transformation | Headroom (MW) | 1.4018 | 1.4183 | 1.363 | 1.277 | 1.0422 | 0.7912 | 0.46627 | 0.19795 | 0 | 0 | 0 | 0 | 0 | 0 | 0 | 0 | 0
Abham / Exeter / Landulph 132kV | Exmouth Works | Primary Substation | 11 | Falling Short | Headroom (MW) | 1.4018 | 1.5 | 1.5885 | 1.6565 | 1.628 | 1.6067 | 1.5772 | 1.5139 | 1.4384 | 1.3253 | 1.2154 | 1.0775 | 0.94012 | 0.8314 | 0 | 0 | 0
Abham / Exeter / Landulph 132kV | Exmouth Works | Primary Substation | 11 | Leading the Way | Headroom (MW) | 1.4018 | 1.2911 | 1.1693 | 0.98324 | 0.78545 | 0.54379 | 0.2641 | 0 | 0 | 0 | 0 | 0 | 0 | 0 | 0 | 0 | 0
Abham / Exeter / Landulph 132kV | Exmouth Works | Primary Substation | 11 | System Transformation | Headroom (MW) | 1.4018 | 1.5333 | 1.6328 | 1.7098 | 1.7487 | 1.7339 | 1.707 | 1.6569 | 1.5762 | 1.4688 | 1.3311 | 1.2218 | 1.1495 | 1.1664 | 0 | 0 | 0
Alverdiscott / Indian Queens 132kV | Falmouth Bickland Hl | Primary Substation | 11 | Best View | Headroom (MW) | 4.4736 | 4.479 | 4.3922 | 4.296 | 3.9474 | 3.3995 | 2.9723 | 2.4954 | 2.0479 | 0.14617 | 0 | 0 | 0 | 0 | 0 | 0 | 0
Alverdiscott / Indian Queens 132kV | Falmouth Bickland Hl | Primary Substation | 11 | Consumer Transformation | Headroom (MW) | 4.4736 | 4.4214 | 4.2333 | 4.0185 | 3.5172 | 2.9429 | 2.3012 | 1.802 | 0 | 0 | 0 | 0 | 0 | 0 | 0 | 0 | 0
Alverdiscott / Indian Queens 132kV | Falmouth Bickland Hl | Primary Substation | 11 | Falling Short | Headroom (MW) | 4.4736 | 4.5827 | 4.6356 | 4.7167 | 4.6175 | 4.4497 | 4.3482 | 4.2374 | 4.0941 | 3.8802 | 3.663 | 3.4113 | 3.1806 | 2.9703 | 0 | 0 | 0
Alverdiscott / Indian Queens 132kV | Falmouth Bickland Hl | Primary Substation | 11 | Leading the Way | Headroom (MW) | 4.4736 | 4.1968 | 3.8617 | 3.4336 | 3.0234 | 2.3979 | 1.8858 | 1.3218 | 0 | 0 | 0 | 0 | 0 | 0 | 0 | 0 | 0
Alverdiscott / Indian Queens 132kV | Falmouth Bickland Hl | Primary Substation | 11 | System Transformation | Headroom (MW) | 4.4736 | 4.6101 | 4.69 | 4.7601 | 4.7404 | 4.5738 | 4.4797 | 4.344 | 4.1643 | 3.928 | 3.6329 | 2.8392 | 2.6411 | 1.386 | 0 | 0 | 0
Alverdiscott / Indian Queens 132kV | Falmouth Docks | Primary Substation | 11 | Best View | Headroom (MW) | 14.4782 | 14.6123 | 13.9324 | 13.29 | 12.5708 | 10.7351 | 8.157 | 5.6423 | 3.2817 | 0.14691 | 0 | 0 | 0 | 0 | 0 | 0 | 0
Alverdiscott / Indian Queens 132kV | Falmouth Docks | Primary Substation | 11 | Consumer Transformation | Headroom (MW) | 14.4782 | 14.4899 | 13.5258 | 12.7191 | 10.8353 | 7.6972 | 4.5703 | 1.9763 | 0 | 0 | 0 | 0 | 0 | 0 | 0 | 0 | 0
Alverdiscott / Indian Queens 132kV | Falmouth Docks | Primary Substation | 11 | Falling Short | Headroom (MW) | 14.4782 | 14.8181 | 14.5774 | 14.3807 | 14.1151 | 13.9042 | 13.5521 | 13.2361 | 12.8304 | 12.3699 | 11.7137 | 10.653 | 9.5921 | 8.6608 | 0 | 0 | 0
Alverdiscott / Indian Queens 132kV | Falmouth Docks | Primary Substation | 11 | Leading the Way | Headroom (MW) | 14.4782 | 14.0691 | 12.9087 | 11.6352 | 10.4057 | 7.1379 | 4.2597 | 1.3739 | 0 | 0 | 0 | 0 | 0 | 0 | 0 | 0 | 0
Alverdiscott / Indian Queens 132kV | Falmouth Docks | Primary Substation | 11 | System Transformation | Headroom (MW) | 14.4782 | 14.8419 | 14.3833 | 14.1241 | 13.9853 | 13.7978 | 13.4042 | 12.8807 | 11.7462 | 10.5781 | 8.5572 | 5.1613 | 2.9821 | 1.3931 | 0 | 0 | 0
Iron Acton 132kV | Feeder Rd 11kv | Primary Substation | 11 | Best View | Headroom (MW) | 0 | 0 | 0 | 0 | 0 | 0 | 0 | 0 | 0 | 0 | 0 | 0 | 0 | 0 | 0 | 0 | 0
Iron Acton 132kV | Feeder Rd 11kv | Primary Substation | 11 | Consumer Transformation | Headroom (MW) | 0 | 0 | 0 | 0 | 0 | 0 | 0 | 0 | 0 | 0 | 0 | 0 | 0 | 0 | 0 | 0 | 0
Iron Acton 132kV | Feeder Rd 11kv | Primary Substation | 11 | Falling Short | Headroom (MW) | 0 | 0 | 0 | 0 | 0 | 0 | 0 | 0 | 0 | 0 | 0 | 0 | 0 | 0 | 0 | 0 | 0
Iron Acton 132kV | Feeder Rd 11kv | Primary Substation | 11 | Leading the Way | Headroom (MW) | 0 | 0 | 0 | 0 | 0 | 0 | 0 | 0 | 0 | 0 | 0 | 0 | 0 | 0 | 0 | 0 | 0
Iron Acton 132kV | Feeder Rd 11kv | Primary Substation | 11 | System Transformation | Headroom (MW) | 0 | 0 | 0 | 0 | 0 | 0 | 0 | 0 | 0 | 0 | 0 | 0 | 0 | 0 | 0 | 0 | 0
Iron Acton 132kV | Feeder Road 33kv | Bulk Supply Point | 33 | Best View | Headroom (MW) | 79.6135 | 81.2566 | 82.8303 | 80.3056 | 75.9676 | 67.5451 | 56.782 | 45.0527 | 23.2294 | 1.1048 | 0 | 0 | 0 | 4.7886 | 0 | 0 | 0
Iron Acton 132kV | Feeder Road 33kv | Bulk Supply Point | 33 | Consumer Transformation | Headroom (MW) | 79.6135 | 78.5924 | 75.6061 | 69.2195 | 55.5847 | 7.2614 | 0 | 0 | 0 | 0 | 0 | 0 | 0 | 0 | 0 | 0 | 0
Iron Acton 132kV | Feeder Road 33kv | Bulk Supply Point | 33 | Falling Short | Headroom (MW) | 79.6135 | 81.2564 | 83.2304 | 84.2775 | 82.5871 | 80.711 | 76.427 | 72.0808 | 65.9092 | 62.6139 | 57.3075 | 51.681 | 46.5233 | 41.8669 | 0 | 0 | 0
Iron Acton 132kV | Feeder Road 33kv | Bulk Supply Point | 33 | Leading the Way | Headroom (MW) | 79.6135 | 74.1166 | 68.6666 | 59.3076 | 40.3156 | 0 | 0 | 0 | 0 | 0 | 0 | 0 | 0 | 0 | 0 | 0 | 0
Iron Acton 132kV | Feeder Road 33kv | Bulk Supply Point | 33 | System Transformation | Headroom (MW) | 79.6135 | 81.5695 | 83.962 | 84.6901 | 83.883 | 81.2576 | 67.9139 | 65.7712 | 60.0212 | 54.7812 | 49.0033 | 44.1106 | 40.3736 | 38.4569 | 0 | 0 | 0
Iron Acton 132kV | Feeder Road B | Primary Substation | 11 | Best View | Headroom (MW) | 6.7165 | 6.9168 | 7.0706 | 7.1835 | 7.2108 | 7.1584 | 7.0949 | 6.9671 | 6.8017 | 6.687 | 6.5423 | 6.4344 | 6.3431 | 6.2776 | 5.8484 | 0 | 0
Iron Acton 132kV | Feeder Road B | Primary Substation | 11 | Consumer Transformation | Headroom (MW) | 6.7165 | 6.8473 | 6.9283 | 6.9567 | 6.8575 | 6.7733 | 6.5985 | 6.4755 | 6.238 | 0 | 0 | 0 | 0 | 0 | 0 | 0 | 0
Iron Acton 132kV | Feeder Road B | Primary Substation | 11 | Falling Short | Headroom (MW) | 6.7165 | 6.9007 | 7.0453 | 7.186 | 7.2663 | 7.3124 | 7.3836 | 7.4162 | 7.4338 | 7.461 | 7.457 | 7.4418 | 7.4042 | 7.3748 | 1.4928 | 0 | 0
Iron Acton 132kV | Feeder Road B | Primary Substation | 11 | Leading the Way | Headroom (MW) | 6.7165 | 6.8096 | 6.8641 | 6.8856 | 6.8751 | 6.7813 | 6.6857 | 6.5226 | 0 | 0 | 0 | 0 | 0 | 0 | 0 | 0 | 0
Iron Acton 132kV | Feeder Road B | Primary Substation | 11 | System Transformation | Headroom (MW) | 6.7165 | 6.92 | 7.1124 | 7.2761 | 7.4059 | 7.4831 | 7.5571 | 7.6005 | 7.5956 | 7.5819 | 7.5318 | 7.4476 | 7.3588 | 7.2571 | 3.5582 | 0 | 0
Iron Acton 132kV | Filton Dc | Primary Substation | 11 | Best View | Headroom (MW) | 12.1629 | 12.5379 | 12.3105 | 11.6377 | 10.8706 | 10.0063 | 8.9762 | 7.7774 | 6.6592 | 5.8743 | 3.5971 | 0 | 0 | 0 | 0 | 0 | 0
Iron Acton 132kV | Filton Dc | Primary Substation | 11 | Consumer Transformation | Headroom (MW) | 12.1629 | 12.0133 | 10.7771 | 9.3535 | 6.9762 | 4.5035 | 1.9162 | 0 | 0 | 0 | 0 | 0 | 0 | 0 | 0 | 0 | 0
Iron Acton 132kV | Filton Dc | Primary Substation | 11 | Falling Short | Headroom (MW) | 12.1629 | 12.5857 | 12.7417 | 12.6728 | 12.4091 | 12.2412 | 12.0269 | 11.6594 | 11.179 | 10.3856 | 9.513 | 8.5196 | 7.7468 | 7.179 | 0 | 0 | 0
Iron Acton 132kV | Filton Dc | Primary Substation | 11 | Leading the Way | Headroom (MW) | 12.1629 | 11.1478 | 9.7466 | 7.8106 | 6.0133 | 3.5006 | 1.1622 | 0 | 0 | 0 | 0 | 0 | 0 | 0 | 0 | 0 | 0
Iron Acton 132kV | Filton Dc | Primary Substation | 11 | System Transformation | Headroom (MW) | 12.1629 | 12.6363 | 12.6824 | 12.5824 | 12.6577 | 12.7109 | 12.5981 | 12.3151 | 11.8603 | 11.0366 | 9.5879 | 8.3131 | 7.9496 | 8.1168 | 0 | 0 | 0
Abham / Exeter / Landulph 132kV | Folly Bridge | Primary Substation | 11 | Best View | Headroom (MW) | 0 | 0 | 0 | 0 | 0 | 0 | 0 | 0 | 0 | 0 | 0 | 0 | 0 | 0 | 0 | 0 | 0
Abham / Exeter / Landulph 132kV | Folly Bridge | Primary Substation | 11 | Consumer Transformation | Headroom (MW) | 0 | 0 | 0 | 0 | 0 | 0 | 0 | 0 | 0 | 0 | 0 | 0 | 0 | 0 | 0 | 0 | 0
Abham / Exeter / Landulph 132kV | Folly Bridge | Primary Substation | 11 | Falling Short | Headroom (MW) | 0 | 0 | 0 | 0 | 0 | 0 | 0 | 0 | 0 | 0 | 0 | 0 | 0 | 0 | 0 | 0 | 0
Abham / Exeter / Landulph 132kV | Folly Bridge | Primary Substation | 11 | Leading the Way | Headroom (MW) | 0 | 0 | 0 | 0 | 0 | 0 | 0 | 0 | 0 | 0 | 0 | 0 | 0 | 0 | 0 | 0 | 0
Abham / Exeter / Landulph 132kV | Folly Bridge | Primary Substation | 11 | System Transformation | Headroom (MW) | 0 | 0 | 0 | 0 | 0 | 0 | 0 | 0 | 0 | 0 | 0 | 0 | 0 | 0 | 0 | 0 | 0
Alverdiscott / Indian Queens 132kV | Fowey | Primary Substation | 11 | Best View | Headroom (MW) | 1.6625 | 1.6612 | 1.668 | 1.6688 | 1.6364 | 1.5959 | 1.5374 | 1.464 | 1.3775 | 1.2671 | 1.1795 | 1.1144 | 0.26599 | 0 | 0 | 0 | 0
Alverdiscott / Indian Queens 132kV | Fowey | Primary Substation | 11 | Consumer Transformation | Headroom (MW) | 1.6625 | 1.6539 | 1.6293 | 1.6044 | 1.5449 | 1.4856 | 1.4099 | 1.3198 | 1.1936 | 1.0606 | 0.94744 | 0 | 0 | 0 | 0 | 0 | 0
Alverdiscott / Indian Queens 132kV | Fowey | Primary Substation | 11 | Falling Short | Headroom (MW) | 1.6625 | 1.6852 | 1.717 | 1.7487 | 1.7504 | 1.7552 | 1.7585 | 1.7507 | 1.7394 | 1.7074 | 1.6707 | 1.6288 | 1.5927 | 1.563 | 0.73994 | 0.036141 | 0
Alverdiscott / Indian Queens 132kV | Fowey | Primary Substation | 11 | Leading the Way | Headroom (MW) | 1.6625 | 1.6156 | 1.5793 | 1.525 | 1.484 | 1.4312 | 1.3626 | 1.2673 | 1.1385 | 1.0207 | 0.38194 | 0 | 0 | 0 | 0 | 0 | 0
Alverdiscott / Indian Queens 132kV | Fowey | Primary Substation | 11 | System Transformation | Headroom (MW) | 1.6625 | 1.6822 | 1.7119 | 1.74 | 1.7602 | 1.7573 | 1.7556 | 1.7462 | 1.7049 | 1.6695 | 1.6102 | 1.0324 | 0.99284 | 0.96884 | 0 | 0 | 0
Seabank 132kV | Foxhills | Primary Substation | 11 | Best View | Headroom (MW) | 6.548 | 5.5045 | 3.3589 | 0.80577 | 0 | 0 | 0 | 0 | 0 | 0 | 0 | 0 | 0 | 0 | 0 | 0 | 0
Seabank 132kV | Foxhills | Primary Substation | 11 | Consumer Transformation | Headroom (MW) | 6.548 | 4.9161 | 2.0493 | 0 | 0 | 0 | 0 | 0 | 0 | 0 | 0 | 0 | 0 | 0 | 0 | 0 | 0
Seabank 132kV | Foxhills | Primary Substation | 11 | Falling Short | Headroom (MW) | 6.548 | 5.8935 | 5.4774 | 5.1135 | 4.1388 | 2.9741 | 2.2753 | 1.3613 | 0.16538 | 0 | 0 | 0 | 0 | 0 | 0 | 0 | 0
Seabank 132kV | Foxhills | Primary Substation | 11 | Leading the Way | Headroom (MW) | 6.548 | 4.2111 | 2.4134 | 0.20069 | 0 | 0 | 0 | 0 | 0 | 0 | 0 | 0 | 0 | 0 | 0 | 0 | 0
Seabank 132kV | Foxhills | Primary Substation | 11 | System Transformation | Headroom (MW) | 6.548 | 5.4343 | 4.6849 | 4.1026 | 2.4288 | 0 | 0 | 0 | 0 | 0 | 0 | 0 | 0 | 0 | 0 | 0 | 0
Alverdiscott / Indian Queens 132kV | Fraddon | Primary Substation | 11 | Best View | Headroom (MW) | 14.7468 | 14.6893 | 14.7332 | 14.7797 | 14.5477 | 13.7619 | 13.0692 | 12.5852 | 12.1107 | 11.2563 | 10.4411 | 9.3341 | 8.6279 | 7.3862 | 4.5544 | 3.1601 | 3.2085
Alverdiscott / Indian Queens 132kV | Fraddon | Primary Substation | 11 | Consumer Transformation | Headroom (MW) | 14.7468 | 14.6661 | 14.6615 | 14.2898 | 13.6342 | 12.4876 | 11.5563 | 10.7782 | 10.1781 | 9.2574 | 7.8528 | 7.3934 | 5.817 | 4.9865 | 0 | 0 | 0
Alverdiscott / Indian Queens 132kV | Fraddon | Primary Substation | 11 | Falling Short | Headroom (MW) | 14.7468 | 14.7711 | 14.8774 | 14.9821 | 14.842 | 14.8493 | 14.676 | 14.6356 | 14.6041 | 14.5385 | 14.4632 | 14.3902 | 14.3017 | 13.29 | 11.0328 | 8.8085 | 7.0452
Alverdiscott / Indian Queens 132kV | Fraddon | Primary Substation | 11 | Leading the Way | Headroom (MW) | 14.7468 | 14.569 | 14.5099 | 14.4257 | 13.4806 | 11.8874 | 10.3841 | 8.9596 | 7.3037 | 5.7515 | 4.246 | 3.0453 | 1.1665 | 0 | 0 | 0 | 0
Alverdiscott / Indian Queens 132kV | Fraddon | Primary Substation | 11 | System Transformation | Headroom (MW) | 14.7468 | 14.7548 | 14.8519 | 14.941 | 13.8277 | 12.4776 | 11.8765 | 11.2158 | 10.7592 | 9.1292 | 8.6374 | 7.6073 | 7.137 | 5.8963 | 1.6584 | 0 | 0
Alverdiscott / Indian Queens 132kV | Fraddon Bsp | Bulk Supply Point | 33 | Best View | Headroom (MW) | 0 | 0 | 0 | 0 | 0 | 0 | 0 | 0 | 0 | 0 | 0 | 0 | 0 | 0 | 0 | 0 | 0
Alverdiscott / Indian Queens 132kV | Fraddon Bsp | Bulk Supply Point | 33 | Consumer Transformation | Headroom (MW) | 0 | 0 | 0 | 0 | 0 | 0 | 0 | 0 | 0 | 0 | 0 | 0 | 0 | 0 | 0 | 0 | 0
Alverdiscott / Indian Queens 132kV | Fraddon Bsp | Bulk Supply Point | 33 | Falling Short | Headroom (MW) | 0 | 0 | 0 | 0 | 0 | 0 | 0 | 0 | 0 | 0 | 0 | 0 | 0 | 0 | 0 | 0 | 0
Alverdiscott / Indian Queens 132kV | Fraddon Bsp | Bulk Supply Point | 33 | Leading the Way | Headroom (MW) | 0 | 0 | 0 | 0 | 0 | 0 | 0 | 0 | 0 | 0 | 0 | 0 | 0 | 0 | 0 | 0 | 0
Alverdiscott / Indian Queens 132kV | Fraddon Bsp | Bulk Supply Point | 33 | System Transformation | Headroom (MW) | 0 | 0 | 0 | 0 | 0 | 0 | 0 | 0 | 0 | 0 | 0 | 0 | 0 | 0 | 0 | 0 | 0
Alverdiscott / Indian Queens 132kV | Fremington | Primary Substation | 11 | Best View | Headroom (MW) | 1.9138 | 1.8785 | 1.8253 | 1.7387 | 1.6113 | 1.4668 | 1.3103 | 0 | 0 | 0 | 0 | 0 | 0 | 0 | 0 | 0 | 0
Alverdiscott / Indian Queens 132kV | Fremington | Primary Substation | 11 | Consumer Transformation | Headroom (MW) | 1.9138 | 1.8601 | 1.7673 | 1.6431 | 1.4856 | 0 | 0 | 0 | 0 | 0 | 0 | 0 | 0 | 0 | 0 | 0 | 0
Alverdiscott / Indian Queens 132kV | Fremington | Primary Substation | 11 | Falling Short | Headroom (MW) | 1.9138 | 1.9044 | 1.8829 | 1.8438 | 1.775 | 1.7178 | 1.6505 | 1.5672 | 1.4792 | 0 | 0 | 0 | 0 | 0 | 0 | 0 | 0
Alverdiscott / Indian Queens 132kV | Fremington | Primary Substation | 11 | Leading the Way | Headroom (MW) | 1.9138 | 1.8244 | 1.7153 | 1.5476 | 1.3171 | 0 | 0 | 0 | 0 | 0 | 0 | 0 | 0 | 0 | 0 | 0 | 0
Alverdiscott / Indian Queens 132kV | Fremington | Primary Substation | 11 | System Transformation | Headroom (MW) | 1.9138 | 1.892 | 1.8574 | 1.7987 | 1.7231 | 1.6294 | 1.5286 | 0.090945 | 0 | 0 | 0 | 0 | 0 | 0 | 0 | 0 | 0
Seabank 132kV | Gas Lane | Primary Substation | 11 | Best View | Headroom (MW) | 13.1277 | 13.2913 | 13.3852 | 13.4166 | 13.3391 | 12.6709 | 11.6381 | 10.3823 | 9.2259 | 8.5743 | 8.1695 | 7.5909 | 8.1665 | 8.9963 | 5.418 | 2.3269 | 0
Seabank 132kV | Gas Lane | Primary Substation | 11 | Consumer Transformation | Headroom (MW) | 13.1277 | 13.1853 | 13.155 | 12.9077 | 11.4874 | 9.6992 | 7.5057 | 5.2997 | 2.5572 | 0.6064 | 0 | 0 | 0 | 0 | 0 | 0 | 0
Seabank 132kV | Gas Lane | Primary Substation | 11 | Falling Short | Headroom (MW) | 13.1277 | 13.2725 | 13.3869 | 13.4888 | 13.5142 | 13.5371 | 13.5429 | 13.4405 | 13.0128 | 12.3583 | 11.6744 | 10.2877 | 9.5419 | 8.9515 | 1.1665 | 0 | 0
Seabank 132kV | Gas Lane | Primary Substation | 11 | Leading the Way | Headroom (MW) | 13.1277 | 13.0697 | 12.7384 | 11.8938 | 10.9565 | 9.8325 | 8.5459 | 6.7561 | 4.9797 | 3.4833 | 2.2729 | 1.4529 | 1.0834 | 1.041 | 0 | 0 | 0
Seabank 132kV | Gas Lane | Primary Substation | 11 | System Transformation | Headroom (MW) | 13.1277 | 13.3056 | 13.4341 | 13.5377 | 13.5975 | 13.6 | 13.5732 | 13.5116 | 13.0103 | 12.3666 | 11.5774 | 10.8964 | 10.5228 | 10.6402 | 2.6903 | 0.050591 | 0
Alverdiscott / Indian Queens 132kV | Geevor | Primary Substation | 11 | Best View | Headroom (MW) | 0 | 0 | 0 | 0 | 0 | 0 | 0 | 0 | 0 | 0 | 0 | 0 | 0 | 0 | 0 | 0 | 0
Alverdiscott / Indian Queens 132kV | Geevor | Primary Substation | 11 | Consumer Transformation | Headroom (MW) | 0 | 0 | 0 | 0 | 0 | 0 | 0 | 0 | 0 | 0 | 0 | 0 | 0 | 0 | 0 | 0 | 0
Alverdiscott / Indian Queens 132kV | Geevor | Primary Substation | 11 | Falling Short | Headroom (MW) | 0 | 0 | 0 | 0 | 0 | 0 | 0 | 0 | 0 | 0 | 0 | 0 | 0 | 0 | 0 | 0 | 0
Alverdiscott / Indian Queens 132kV | Geevor | Primary Substation | 11 | Leading the Way | Headroom (MW) | 0 | 0 | 0 | 0 | 0 | 0 | 0 | 0 | 0 | 0 | 0 | 0 | 0 | 0 | 0 | 0 | 0
Alverdiscott / Indian Queens 132kV | Geevor | Primary Substation | 11 | System Transformation | Headroom (MW) | 0 | 0 | 0 | 0 | 0 | 0 | 0 | 0 | 0 | 0 | 0 | 0 | 0 | 0 | 0 | 0 | 0
Alverdiscott / Indian Queens 132kV | Georgeham | Primary Substation | 11 | Best View | Headroom (MW) | 0 | 0 | 0 | 0 | 0 | 0 | 0 | 0 | 0 | 0 | 0 | 0 | 0 | 0 | 0 | 0 | 0
Alverdiscott / Indian Queens 132kV | Georgeham | Primary Substation | 11 | Consumer Transformation | Headroom (MW) | 0 | 0 | 0 | 0 | 0 | 0 | 0 | 0 | 0 | 0 | 0 | 0 | 0 | 0 | 0 | 0 | 0
Alverdiscott / Indian Queens 132kV | Georgeham | Primary Substation | 11 | Falling Short | Headroom (MW) | 0 | 0 | 0 | 0 | 0 | 0 | 0 | 0 | 0 | 0 | 0 | 0 | 0 | 0 | 0 | 0 | 0
Alverdiscott / Indian Queens 132kV | Georgeham | Primary Substation | 11 | Leading the Way | Headroom (MW) | 0 | 0 | 0 | 0 | 0 | 0 | 0 | 0 | 0 | 0 | 0 | 0 | 0 | 0 | 0 | 0 | 0
Alverdiscott / Indian Queens 132kV | Georgeham | Primary Substation | 11 | System Transformation | Headroom (MW) | 0 | 0 | 0 | 0 | 0 | 0 | 0 | 0 | 0 | 0 | 0 | 0 | 0 | 0 | 0 | 0 | 0
Alverdiscott / Indian Queens 132kV | Great Torrington | Primary Substation | 11 | Best View | Headroom (MW) | 0 | 0 | 0 | 0 | 0 | 0 | 0 | 0 | 0 | 0 | 0 | 0 | 0 | 0 | 0 | 0 | 0
Alverdiscott / Indian Queens 132kV | Great Torrington | Primary Substation | 11 | Consumer Transformation | Headroom (MW) | 0 | 0 | 0 | 0 | 0 | 0 | 0 | 0 | 0 | 0 | 0 | 0 | 0 | 0 | 0 | 0 | 0
Alverdiscott / Indian Queens 132kV | Great Torrington | Primary Substation | 11 | Falling Short | Headroom (MW) | 0 | 0 | 0 | 0 | 0 | 0 | 0 | 0 | 0 | 0 | 0 | 0 | 0 | 0 | 0 | 0 | 0
Alverdiscott / Indian Queens 132kV | Great Torrington | Primary Substation | 11 | Leading the Way | Headroom (MW) | 0 | 0 | 0 | 0 | 0 | 0 | 0 | 0 | 0 | 0 | 0 | 0 | 0 | 0 | 0 | 0 | 0
Alverdiscott / Indian Queens 132kV | Great Torrington | Primary Substation | 11 | System Transformation | Headroom (MW) | 0 | 0 | 0 | 0 | 0 | 0 | 0 | 0 | 0 | 0 | 0 | 0 | 0 | 0 | 0 | 0 | 0
Abham / Exeter / Landulph 132kV | Gunnislake | Primary Substation | 11 | Best View | Headroom (MW) | 0 | 0 | 0 | 0 | 0 | 0 | 0 | 0 | 0 | 0 | 0 | 0 | 0 | 0 | 0 | 0 | 0
Abham / Exeter / Landulph 132kV | Gunnislake | Primary Substation | 11 | Consumer Transformation | Headroom (MW) | 0 | 0 | 0 | 0 | 0 | 0 | 0 | 0 | 0 | 0 | 0 | 0 | 0 | 0 | 0 | 0 | 0
Abham / Exeter / Landulph 132kV | Gunnislake | Primary Substation | 11 | Falling Short | Headroom (MW) | 0 | 0 | 0 | 0 | 0 | 0 | 0 | 0 | 0 | 0 | 0 | 0 | 0 | 0 | 0 | 0 | 0
Abham / Exeter / Landulph 132kV | Gunnislake | Primary Substation | 11 | Leading the Way | Headroom (MW) | 0 | 0 | 0 | 0 | 0 | 0 | 0 | 0 | 0 | 0 | 0 | 0 | 0 | 0 | 0 | 0 | 0
Abham / Exeter / Landulph 132kV | Gunnislake | Primary Substation | 11 | System Transformation | Headroom (MW) | 0 | 0 | 0 | 0 | 0 | 0 | 0 | 0 | 0 | 0 | 0 | 0 | 0 | 0 | 0 | 0 | 0
Alverdiscott / Indian Queens 132kV | Hatherleigh | Primary Substation | 11 | Best View | Headroom (MW) | 0.3332 | 0.2607 | 0.22312 | 0.17447 | 0.079356 | 0 | 0 | 0 | 0 | 0 | 0 | 0 | 0 | 0 | 0 | 0 | 0
Alverdiscott / Indian Queens 132kV | Hatherleigh | Primary Substation | 11 | Consumer Transformation | Headroom (MW) | 0.3332 | 0.18117 | 0.053356 | 0 | 0 | 0 | 0 | 0 | 0 | 0 | 0 | 0 | 0 | 0 | 0 | 0 | 0
Alverdiscott / Indian Queens 132kV | Hatherleigh | Primary Substation | 11 | Falling Short | Headroom (MW) | 0.3332 | 0.27262 | 0.26629 | 0.25702 | 0.1664 | 0.10075 | 0 | 0 | 0 | 0 | 0 | 0 | 0 | 0 | 0 | 0 | 0
Alverdiscott / Indian Queens 132kV | Hatherleigh | Primary Substation | 11 | Leading the Way | Headroom (MW) | 0.3332 | 0.12302 | 0 | 0 | 0 | 0 | 0 | 0 | 0 | 0 | 0 | 0 | 0 | 0 | 0 | 0 | 0
Alverdiscott / Indian Queens 132kV | Hatherleigh | Primary Substation | 11 | System Transformation | Headroom (MW) | 0.3332 | 0.21733 | 0.1406 | 0.079679 | 0 | 0 | 0 | 0 | 0 | 0 | 0 | 0 | 0 | 0 | 0 | 0 | 0
Abham / Exeter / Landulph 132kV | Haven Road | Primary Substation | 11 | Best View | Headroom (MW) | 0 | 0 | 0 | 0 | 0 | 0 | 0 | 0 | 0 | 0 | 0 | 0 | 0 | 0 | 0 | 0 | 0
Abham / Exeter / Landulph 132kV | Haven Road | Primary Substation | 11 | Consumer Transformation | Headroom (MW) | 0 | 0 | 0 | 0 | 0 | 0 | 0 | 0 | 0 | 0 | 0 | 0 | 0 | 0 | 0 | 0 | 0
Abham / Exeter / Landulph 132kV | Haven Road | Primary Substation | 11 | Falling Short | Headroom (MW) | 0 | 0 | 0 | 0 | 0 | 0 | 0 | 0 | 0 | 0 | 0 | 0 | 0 | 0 | 0 | 0 | 0
Abham / Exeter / Landulph 132kV | Haven Road | Primary Substation | 11 | Leading the Way | Headroom (MW) | 0 | 0 | 0 | 0 | 0 | 0 | 0 | 0 | 0 | 0 | 0 | 0 | 0 | 0 | 0 | 0 | 0
Abham / Exeter / Landulph 132kV | Haven Road | Primary Substation | 11 | System Transformation | Headroom (MW) | 0 | 0 | 0 | 0 | 0 | 0 | 0 | 0 | 0 | 0 | 0 | 0 | 0 | 0 | 0 | 0 | 0
Alverdiscott / Indian Queens 132kV | Hayle | Primary Substation | 11 | Best View | Headroom (MW) | 0 | 0 | 0 | 0 | 0 | 0 | 0 | 0 | 0 | 0 | 0 | 0 | 0 | 0 | 0 | 0 | 0
Alverdiscott / Indian Queens 132kV | Hayle | Primary Substation | 11 | Consumer Transformation | Headroom (MW) | 0 | 0 | 0 | 0 | 0 | 0 | 0 | 0 | 0 | 0 | 0 | 0 | 0 | 0 | 0 | 0 | 0
Alverdiscott / Indian Queens 132kV | Hayle | Primary Substation | 11 | Falling Short | Headroom (MW) | 0 | 0 | 0 | 0 | 0 | 0 | 0 | 0 | 0 | 0 | 0 | 0 | 0 | 0 | 0 | 0 | 0
Alverdiscott / Indian Queens 132kV | Hayle | Primary Substation | 11 | Leading the Way | Headroom (MW) | 0 | 0 | 0 | 0 | 0 | 0 | 0 | 0 | 0 | 0 | 0 | 0 | 0 | 0 | 0 | 0 | 0
Alverdiscott / Indian Queens 132kV | Hayle | Primary Substation | 11 | System Transformation | Headroom (MW) | 0 | 0 | 0 | 0 | 0 | 0 | 0 | 0 | 0 | 0 | 0 | 0 | 0 | 0 | 0 | 0 | 0
Alverdiscott / Indian Queens 132kV | Hayle Bsp | Bulk Supply Point | 33 | Best View | Headroom (MW) | 0 | 0 | 0 | 0 | 0 | 0 | 0 | 0 | 0 | 0 | 0 | 0 | 0 | 0 | 0 | 0 | 0
Alverdiscott / Indian Queens 132kV | Hayle Bsp | Bulk Supply Point | 33 | Consumer Transformation | Headroom (MW) | 0 | 0 | 0 | 0 | 0 | 0 | 0 | 0 | 0 | 0 | 0 | 0 | 0 | 0 | 0 | 0 | 0
Alverdiscott / Indian Queens 132kV | Hayle Bsp | Bulk Supply Point | 33 | Falling Short | Headroom (MW) | 0 | 0 | 0 | 0 | 0 | 0 | 0 | 0 | 0 | 0 | 0 | 0 | 0 | 0 | 0 | 0 | 0
Alverdiscott / Indian Queens 132kV | Hayle Bsp | Bulk Supply Point | 33 | Leading the Way | Headroom (MW) | 0 | 0 | 0 | 0 | 0 | 0 | 0 | 0 | 0 | 0 | 0 | 0 | 0 | 0 | 0 | 0 | 0
Alverdiscott / Indian Queens 132kV | Hayle Bsp | Bulk Supply Point | 33 | System Transformation | Headroom (MW) | 0 | 0 | 0 | 0 | 0 | 0 | 0 | 0 | 0 | 0 | 0 | 0 | 0 | 0 | 0 | 0 | 0
Abham / Exeter / Landulph 132kV | Heavitree | Primary Substation | 11 | Best View | Headroom (MW) | 3.1524 | 2.6944 | 2.0917 | 0 | 0 | 0 | 0 | 0 | 0 | 0 | 0 | 0 | 0 | 0 | 0 | 0 | 0
Abham / Exeter / Landulph 132kV | Heavitree | Primary Substation | 11 | Consumer Transformation | Headroom (MW) | 3.1524 | 2.6353 | 0.97615 | 0 | 0 | 0 | 0 | 0 | 0 | 0 | 0 | 0 | 0 | 0 | 0 | 0 | 0
Abham / Exeter / Landulph 132kV | Heavitree | Primary Substation | 11 | Falling Short | Headroom (MW) | 3.1524 | 2.8253 | 2.4692 | 2.0347 | 0 | 0 | 0 | 0 | 0 | 0 | 0 | 0 | 0 | 0 | 0 | 0 | 0
Abham / Exeter / Landulph 132kV | Heavitree | Primary Substation | 11 | Leading the Way | Headroom (MW) | 3.1524 | 2.4465 | 0.48544 | 0 | 0 | 0 | 0 | 0 | 0 | 0 | 0 | 0 | 0 | 0 | 0 | 0 | 0
Abham / Exeter / Landulph 132kV | Heavitree | Primary Substation | 11 | System Transformation | Headroom (MW) | 3.1524 | 2.709 | 2.2091 | 0 | 0 | 0 | 0 | 0 | 0 | 0 | 0 | 0 | 0 | 0 | 0 | 0 | 0
Alverdiscott / Indian Queens 132kV | Heddon Cross | Primary Substation | 11 | Best View | Headroom (MW) | 0 | 0 | 0 | 0 | 0 | 0 | 0 | 0 | 0 | 0 | 0 | 0 | 0 | 0 | 0 | 0 | 0
Alverdiscott / Indian Queens 132kV | Heddon Cross | Primary Substation | 11 | Consumer Transformation | Headroom (MW) | 0 | 0 | 0 | 0 | 0 | 0 | 0 | 0 | 0 | 0 | 0 | 0 | 0 | 0 | 0 | 0 | 0
Alverdiscott / Indian Queens 132kV | Heddon Cross | Primary Substation | 11 | Falling Short | Headroom (MW) | 0 | 0 | 0 | 0 | 0 | 0 | 0 | 0 | 0 | 0 | 0 | 0 | 0 | 0 | 0 | 0 | 0
Alverdiscott / Indian Queens 132kV | Heddon Cross | Primary Substation | 11 | Leading the Way | Headroom (MW) | 0 | 0 | 0 | 0 | 0 | 0 | 0 | 0 | 0 | 0 | 0 | 0 | 0 | 0 | 0 | 0 | 0
Alverdiscott / Indian Queens 132kV | Heddon Cross | Primary Substation | 11 | System Transformation | Headroom (MW) | 0 | 0 | 0 | 0 | 0 | 0 | 0 | 0 | 0 | 0 | 0 | 0 | 0 | 0 | 0 | 0 | 0
Alverdiscott / Indian Queens 132kV | Helston | Primary Substation | 11 | Best View | Headroom (MW) | 7.5782 | 7.5238 | 7.4273 | 7.3135 | 7.0405 | 5.845 | 4.8842 | 4.0821 | 3.2578 | 0.14584 | 0 | 0 | 0 | 0 | 0 | 0 | 0
Alverdiscott / Indian Queens 132kV | Helston | Primary Substation | 11 | Consumer Transformation | Headroom (MW) | 7.5782 | 7.4699 | 7.2938 | 7.0525 | 6.3466 | 5.1553 | 4.0794 | 1.9619 | 0 | 0 | 0 | 0 | 0 | 0 | 0 | 0 | 0
Alverdiscott / Indian Queens 132kV | Helston | Primary Substation | 11 | Falling Short | Headroom (MW) | 7.5782 | 7.6282 | 7.6715 | 7.7003 | 7.5642 | 7.3494 | 7.0481 | 6.8492 | 6.642 | 6.3552 | 6.0991 | 5.8448 | 5.5824 | 5.3402 | 0 | 0 | 0
Alverdiscott / Indian Queens 132kV | Helston | Primary Substation | 11 | Leading the Way | Headroom (MW) | 7.5782 | 7.3224 | 7.0587 | 6.7115 | 6.3744 | 5.1066 | 4.0568 | 1.3639 | 0 | 0 | 0 | 0 | 0 | 0 | 0 | 0 | 0
Alverdiscott / Indian Queens 132kV | Helston | Primary Substation | 11 | System Transformation | Headroom (MW) | 7.5782 | 7.5731 | 7.5779 | 7.5336 | 7.3912 | 7.1196 | 6.719 | 6.2582 | 5.9479 | 5.5973 | 4.9152 | 4.3001 | 2.9604 | 1.3829 | 0 | 0 | 0
Abham / Exeter / Landulph 132kV | Hemyock | Primary Substation | 11 | Best View | Headroom (MW) | 0 | 0 | 0 | 0 | 0 | 0 | 0 | 0 | 0 | 0 | 0 | 0 | 0 | 0 | 0 | 0 | 0
Abham / Exeter / Landulph 132kV | Hemyock | Primary Substation | 11 | Consumer Transformation | Headroom (MW) | 0 | 0 | 0 | 0 | 0 | 0 | 0 | 0 | 0 | 0 | 0 | 0 | 0 | 0 | 0 | 0 | 0
Abham / Exeter / Landulph 132kV | Hemyock | Primary Substation | 11 | Falling Short | Headroom (MW) | 0 | 0 | 0 | 0 | 0 | 0 | 0 | 0 | 0 | 0 | 0 | 0 | 0 | 0 | 0 | 0 | 0
Abham / Exeter / Landulph 132kV | Hemyock | Primary Substation | 11 | Leading the Way | Headroom (MW) | 0 | 0 | 0 | 0 | 0 | 0 | 0 | 0 | 0 | 0 | 0 | 0 | 0 | 0 | 0 | 0 | 0
Abham / Exeter / Landulph 132kV | Hemyock | Primary Substation | 11 | System Transformation | Headroom (MW) | 0 | 0 | 0 | 0 | 0 | 0 | 0 | 0 | 0 | 0 | 0 | 0 | 0 | 0 | 0 | 0 | 0
Iron Acton 132kV | Hewlett Packard | Primary Substation | 11 | Best View | Headroom (MW) | 7.8596 | 7.7816 | 7.7323 | 7.7245 | 5.8646 | 2.456 | 0 | 0 | 0 | 0 | 0 | 0 | 0 | 0 | 0 | 0 | 0
Iron Acton 132kV | Hewlett Packard | Primary Substation | 11 | Consumer Transformation | Headroom (MW) | 7.8596 | 7.7331 | 7.6093 | 6.5238 | 0.011164 | 0 | 0 | 0 | 0 | 0 | 0 | 0 | 0 | 0 | 0 | 0 | 0
Iron Acton 132kV | Hewlett Packard | Primary Substation | 11 | Falling Short | Headroom (MW) | 7.8596 | 7.7873 | 7.7428 | 7.7251 | 6.7945 | 6.1678 | 5.1895 | 3.7017 | 0 | 0 | 0 | 0 | 0 | 0 | 0 | 0 | 0
Iron Acton 132kV | Hewlett Packard | Primary Substation | 11 | Leading the Way | Headroom (MW) | 7.8596 | 7.677 | 7.5209 | 5.358 | 0 | 0 | 0 | 0 | 0 | 0 | 0 | 0 | 0 | 0 | 0 | 0 | 0
Iron Acton 132kV | Hewlett Packard | Primary Substation | 11 | System Transformation | Headroom (MW) | 7.8596 | 7.7582 | 7.6752 | 7.6284 | 5.8514 | 4.1068 | 2.3771 | 0.27173 | 0 | 0 | 0 | 0 | 0 | 0 | 0 | 0 | 0
Seabank 132kV | High Littleton | Primary Substation | 11 | Best View | Headroom (MW) | 6.9471 | 5.5051 | 3.3593 | 0.80585 | 0 | 0 | 0 | 0 | 0 | 0 | 0 | 0 | 0 | 0 | 0 | 0 | 0
Seabank 132kV | High Littleton | Primary Substation | 11 | Consumer Transformation | Headroom (MW) | 6.9471 | 4.9166 | 2.0495 | 0 | 0 | 0 | 0 | 0 | 0 | 0 | 0 | 0 | 0 | 0 | 0 | 0 | 0
Seabank 132kV | High Littleton | Primary Substation | 11 | Falling Short | Headroom (MW) | 6.9471 | 5.8941 | 5.4779 | 5.114 | 4.1392 | 2.9744 | 2.2755 | 1.3614 | 0.1654 | 0 | 0 | 0 | 0 | 0 | 0 | 0 | 0
Seabank 132kV | High Littleton | Primary Substation | 11 | Leading the Way | Headroom (MW) | 6.9471 | 4.2115 | 2.4137 | 0.20071 | 0 | 0 | 0 | 0 | 0 | 0 | 0 | 0 | 0 | 0 | 0 | 0 | 0
Seabank 132kV | High Littleton | Primary Substation | 11 | System Transformation | Headroom (MW) | 6.9471 | 5.4349 | 4.6853 | 4.103 | 2.429 | 0 | 0 | 0 | 0 | 0 | 0 | 0 | 0 | 0 | 0 | 0 | 0
Abham / Exeter / Landulph 132kV | Higher Woodway | Primary Substation | 11 | Best View | Headroom (MW) | 0 | 0 | 0 | 0 | 0 | 0 | 0 | 0 | 0 | 0 | 0 | 0 | 0 | 0 | 0 | 0 | 0
Abham / Exeter / Landulph 132kV | Higher Woodway | Primary Substation | 11 | Consumer Transformation | Headroom (MW) | 0 | 0 | 0 | 0 | 0 | 0 | 0 | 0 | 0 | 0 | 0 | 0 | 0 | 0 | 0 | 0 | 0
Abham / Exeter / Landulph 132kV | Higher Woodway | Primary Substation | 11 | Falling Short | Headroom (MW) | 0 | 0 | 0 | 0 | 0 | 0 | 0 | 0 | 0 | 0 | 0 | 0 | 0 | 0 | 0 | 0 | 0
Abham / Exeter / Landulph 132kV | Higher Woodway | Primary Substation | 11 | Leading the Way | Headroom (MW) | 0 | 0 | 0 | 0 | 0 | 0 | 0 | 0 | 0 | 0 | 0 | 0 | 0 | 0 | 0 | 0 | 0
Abham / Exeter / Landulph 132kV | Higher Woodway | Primary Substation | 11 | System Transformation | Headroom (MW) | 0 | 0 | 0 | 0 | 0 | 0 | 0 | 0 | 0 | 0 | 0 | 0 | 0 | 0 | 0 | 0 | 0
Abham / Exeter / Landulph 132kV | Hill Barton Primary | Primary Substation | 11 | Best View | Headroom (MW) | 0 | 0 | 0 | 0 | 0 | 0 | 0 | 0 | 0 | 0 | 0 | 0 | 0 | 0 | 0 | 0 | 0
Abham / Exeter / Landulph 132kV | Hill Barton Primary | Primary Substation | 11 | Consumer Transformation | Headroom (MW) | 0 | 0 | 0 | 0 | 0 | 0 | 0 | 0 | 0 | 0 | 0 | 0 | 0 | 0 | 0 | 0 | 0
Abham / Exeter / Landulph 132kV | Hill Barton Primary | Primary Substation | 11 | Falling Short | Headroom (MW) | 0 | 0 | 0 | 0 | 0 | 0 | 0 | 0 | 0 | 0 | 0 | 0 | 0 | 0 | 0 | 0 | 0
Abham / Exeter / Landulph 132kV | Hill Barton Primary | Primary Substation | 11 | Leading the Way | Headroom (MW) | 0 | 0 | 0 | 0 | 0 | 0 | 0 | 0 | 0 | 0 | 0 | 0 | 0 | 0 | 0 | 0 | 0
Abham / Exeter / Landulph 132kV | Hill Barton Primary | Primary Substation | 11 | System Transformation | Headroom (MW) | 0 | 0 | 0 | 0 | 0 | 0 | 0 | 0 | 0 | 0 | 0 | 0 | 0 | 0 | 0 | 0 | 0
Bridgwater / Taunton 132kV | Holford | Primary Substation | 11 | Best View | Headroom (MW) | 4.9756 | 4.9866 | 4.9984 | 4.9992 | 4.9872 | 4.9711 | 4.9637 | 4.9572 | 4.9389 | 4.9263 | 4.9196 | 3.7308 | 1.6057 | 0 | 0 | 0 | 0
Bridgwater / Taunton 132kV | Holford | Primary Substation | 11 | Consumer Transformation | Headroom (MW) | 4.9756 | 4.9666 | 4.951 | 4.9255 | 4.9014 | 4.8801 | 4.8613 | 4.8384 | 4.7893 | 0.5818 | 0 | 0 | 0 | 0 | 0 | 0 | 0
Bridgwater / Taunton 132kV | Holford | Primary Substation | 11 | Falling Short | Headroom (MW) | 4.9756 | 4.9796 | 4.9849 | 4.9859 | 4.9696 | 4.9524 | 4.9428 | 4.9389 | 4.9229 | 4.9058 | 4.8871 | 4.8654 | 4.8529 | 4.8275 | 3.9304 | 0 | 0
Bridgwater / Taunton 132kV | Holford | Primary Substation | 11 | Leading the Way | Headroom (MW) | 4.9756 | 4.9528 | 4.9307 | 4.905 | 4.8828 | 4.8627 | 4.8425 | 4.8087 | 4.7382 | 2.6242 | 0 | 0 | 0 | 0 | 0 | 0 | 0
Bridgwater / Taunton 132kV | Holford | Primary Substation | 11 | System Transformation | Headroom (MW) | 4.9756 | 4.9749 | 4.9638 | 4.9658 | 4.9396 | 4.9257 | 4.9044 | 4.89 | 4.8584 | 4.8359 | 4.8201 | 4.7951 | 4.7699 | 4.7589 | 0 | 0 | 0
Abham / Exeter / Landulph 132kV | Hollicombe | Primary Substation | 11 | Best View | Headroom (MW) | 2.6166 | 2.6509 | 2.3092 | 1.9141 | 1.4593 | 0.59198 | 0.043211 | 0 | 0 | 0 | 0 | 0 | 0 | 0 | 0 | 0 | 0
Abham / Exeter / Landulph 132kV | Hollicombe | Primary Substation | 11 | Consumer Transformation | Headroom (MW) | 2.6166 | 2.5998 | 2.1968 | 1.7472 | 1.1381 | 0.1367 | 0 | 0 | 0 | 0 | 0 | 0 | 0 | 0 | 0 | 0 | 0
Abham / Exeter / Landulph 132kV | Hollicombe | Primary Substation | 11 | Falling Short | Headroom (MW) | 2.6166 | 2.6656 | 2.7035 | 2.7322 | 2.6947 | 2.6574 | 2.6156 | 2.5519 | 2.4762 | 2.3273 | 2.1841 | 2.0379 | 1.894 | 1.7575 | 0 | 0 | 0
Abham / Exeter / Landulph 132kV | Hollicombe | Primary Substation | 11 | Leading the Way | Headroom (MW) | 2.6166 | 2.5224 | 2.4087 | 2.2262 | 1.9865 | 0.98981 | 0.32533 | 0 | 0 | 0 | 0 | 0 | 0 | 0 | 0 | 0 | 0
Abham / Exeter / Landulph 132kV | Hollicombe | Primary Substation | 11 | System Transformation | Headroom (MW) | 2.6166 | 2.6858 | 2.7197 | 2.7325 | 2.7001 | 2.6461 | 2.5747 | 2.463 | 2.3371 | 2.1765 | 1.6556 | 1.1757 | 0.74329 | 0.39387 | 0 | 0 | 0
Alverdiscott / Indian Queens 132kV | Holsworthy | Primary Substation | 11 | Best View | Headroom (MW) | 4.3673 | 4.1502 | 3.8996 | 3.9117 | 3.5049 | 2.7436 | 2.2939 | 1.7022 | 0.93942 | 0 | 0 | 0 | 0 | 0 | 0 | 0 | 0
Alverdiscott / Indian Queens 132kV | Holsworthy | Primary Substation | 11 | Consumer Transformation | Headroom (MW) | 4.3673 | 3.9812 | 3.557 | 3.3911 | 2.8876 | 2.0531 | 1.5077 | 0.59168 | 0 | 0 | 0 | 0 | 0 | 0 | 0 | 0 | 0
Alverdiscott / Indian Queens 132kV | Holsworthy | Primary Substation | 11 | Falling Short | Headroom (MW) | 4.3673 | 4.1468 | 3.9314 | 3.9075 | 3.7977 | 3.7279 | 3.6463 | 3.4729 | 3.2107 | 2.9247 | 2.7013 | 2.4617 | 2.2317 | 2.0051 | 0 | 0 | 0
Alverdiscott / Indian Queens 132kV | Holsworthy | Primary Substation | 11 | Leading the Way | Headroom (MW) | 4.3673 | 3.8893 | 3.4316 | 3.2095 | 3.1061 | 2.2853 | 1.7769 | 1.0321 | 0 | 0 | 0 | 0 | 0 | 0 | 0 | 0 | 0
Alverdiscott / Indian Queens 132kV | Holsworthy | Primary Substation | 11 | System Transformation | Headroom (MW) | 4.3673 | 4.0448 | 3.6842 | 3.6035 | 3.183 | 3.0889 | 2.6287 | 2.3532 | 1.6197 | 0.66457 | 0.076139 | 0 | 0 | 0 | 0 | 0 | 0
Abham / Exeter / Landulph 132kV | Honiton Heathfield | Primary Substation | 11 | Best View | Headroom (MW) | 0.80524 | 0.72504 | 0.53798 | 0 | 0 | 0 | 0 | 0 | 0 | 0 | 0 | 0 | 0 | 0 | 0 | 0 | 0
Abham / Exeter / Landulph 132kV | Honiton Heathfield | Primary Substation | 11 | Consumer Transformation | Headroom (MW) | 0.80524 | 0.4661 | 0 | 0 | 0 | 0 | 0 | 0 | 0 | 0 | 0 | 0 | 0 | 0 | 0 | 0 | 0
Abham / Exeter / Landulph 132kV | Honiton Heathfield | Primary Substation | 11 | Falling Short | Headroom (MW) | 0.80524 | 0.79954 | 0.78776 | 0.72183 | 0 | 0 | 0 | 0 | 0 | 0 | 0 | 0 | 0 | 0 | 0 | 0 | 0
Abham / Exeter / Landulph 132kV | Honiton Heathfield | Primary Substation | 11 | Leading the Way | Headroom (MW) | 0.80524 | 0.14642 | 0 | 0 | 0 | 0 | 0 | 0 | 0 | 0 | 0 | 0 | 0 | 0 | 0 | 0 | 0
Abham / Exeter / Landulph 132kV | Honiton Heathfield | Primary Substation | 11 | System Transformation | Headroom (MW) | 0.80524 | 0.73974 | 0.58057 | 0 | 0 | 0 | 0 | 0 | 0 | 0 | 0 | 0 | 0 | 0 | 0 | 0 | 0
Alverdiscott / Indian Queens 132kV | Ilfracombe | Primary Substation | 11 | Best View | Headroom (MW) | 0 | 0 | 0 | 0 | 0 | 0 | 0 | 0 | 0 | 0 | 0 | 0 | 0 | 0 | 0 | 0 | 0
Alverdiscott / Indian Queens 132kV | Ilfracombe | Primary Substation | 11 | Consumer Transformation | Headroom (MW) | 0 | 0 | 0 | 0 | 0 | 0 | 0 | 0 | 0 | 0 | 0 | 0 | 0 | 0 | 0 | 0 | 0
Alverdiscott / Indian Queens 132kV | Ilfracombe | Primary Substation | 11 | Falling Short | Headroom (MW) | 0 | 0 | 0 | 0 | 0 | 0 | 0 | 0 | 0 | 0 | 0 | 0 | 0 | 0 | 0 | 0 | 0
Alverdiscott / Indian Queens 132kV | Ilfracombe | Primary Substation | 11 | Leading the Way | Headroom (MW) | 0 | 0 | 0 | 0 | 0 | 0 | 0 | 0 | 0 | 0 | 0 | 0 | 0 | 0 | 0 | 0 | 0
Alverdiscott / Indian Queens 132kV | Ilfracombe | Primary Substation | 11 | System Transformation | Headroom (MW) | 0 | 0 | 0 | 0 | 0 | 0 | 0 | 0 | 0 | 0 | 0 | 0 | 0 | 0 | 0 | 0 | 0
Alverdiscott / Indian Queens 132kV | Isles Of Scilly | Primary Substation | 11 | Best View | Headroom (MW) | 0 | 0 | 0 | 0 | 0 | 0 | 0 | 0 | 0 | 0 | 0 | 0 | 0 | 0 | 0 | 0 | 0
Alverdiscott / Indian Queens 132kV | Isles Of Scilly | Primary Substation | 11 | Consumer Transformation | Headroom (MW) | 0 | 0 | 0 | 0 | 0 | 0 | 0 | 0 | 0 | 0 | 0 | 0 | 0 | 0 | 0 | 0 | 0
Alverdiscott / Indian Queens 132kV | Isles Of Scilly | Primary Substation | 11 | Falling Short | Headroom (MW) | 0 | 0 | 0 | 0 | 0 | 0 | 0 | 0 | 0 | 0 | 0 | 0 | 0 | 0 | 0 | 0 | 0
Alverdiscott / Indian Queens 132kV | Isles Of Scilly | Primary Substation | 11 | Leading the Way | Headroom (MW) | 0 | 0 | 0 | 0 | 0 | 0 | 0 | 0 | 0 | 0 | 0 | 0 | 0 | 0 | 0 | 0 | 0
Alverdiscott / Indian Queens 132kV | Isles Of Scilly | Primary Substation | 11 | System Transformation | Headroom (MW) | 0 | 0 | 0 | 0 | 0 | 0 | 0 | 0 | 0 | 0 | 0 | 0 | 0 | 0 | 0 | 0 | 0
Abham / Exeter / Landulph 132kV | Ivybridge | Primary Substation | 11 | Best View | Headroom (MW) | 4.0415 | 4.0849 | 4.0965 | 4.0883 | 3.9965 | 3.8764 | 3.7337 | 3.5664 | 3.3375 | 3.2262 | 3.1834 | 3.2454 | 3.4046 | 3.6286 | 3.0086 | 2.568 | 2.3756
Abham / Exeter / Landulph 132kV | Ivybridge | Primary Substation | 11 | Consumer Transformation | Headroom (MW) | 4.0415 | 4.0203 | 3.9344 | 3.8242 | 3.5794 | 3.315 | 2.9993 | 2.7423 | 2.316 | 1.8563 | 1.4991 | 0 | 0 | 0 | 0 | 0 | 0
Abham / Exeter / Landulph 132kV | Ivybridge | Primary Substation | 11 | Falling Short | Headroom (MW) | 4.0415 | 4.0971 | 4.1464 | 4.1905 | 4.1527 | 4.1249 | 4.0924 | 4.0299 | 3.8973 | 3.74 | 3.562 | 3.3841 | 3.2013 | 3.0506 | 1.0216 | 0 | 0
Abham / Exeter / Landulph 132kV | Ivybridge | Primary Substation | 11 | Leading the Way | Headroom (MW) | 4.0415 | 3.93 | 3.8056 | 3.6114 | 3.373 | 3.0877 | 2.8057 | 2.4721 | 2.0377 | 1.7039 | 0 | 0 | 0 | 0 | 0 | 0 | 0
Abham / Exeter / Landulph 132kV | Ivybridge | Primary Substation | 11 | System Transformation | Headroom (MW) | 4.0415 | 4.1058 | 4.1475 | 4.1739 | 4.1587 | 4.0994 | 4.0244 | 3.9279 | 3.7129 | 3.5773 | 3.3871 | 3.2328 | 3.1459 | 3.1503 | 0.76941 | 0 | 0
Seabank 132kV | Keynsham East | Primary Substation | 11 | Best View | Headroom (MW) | 1.2993 | 1.3504 | 1.0163 | 0.27081 | 0 | 0 | 0 | 0 | 0 | 0 | 0 | 0 | 0 | 0 | 0 | 0 | 0
Seabank 132kV | Keynsham East | Primary Substation | 11 | Consumer Transformation | Headroom (MW) | 1.2993 | 1.2832 | 0.87446 | 0 | 0 | 0 | 0 | 0 | 0 | 0 | 0 | 0 | 0 | 0 | 0 | 0 | 0
Seabank 132kV | Keynsham East | Primary Substation | 11 | Falling Short | Headroom (MW) | 1.2993 | 1.3437 | 1.3935 | 1.4268 | 1.396 | 1.3443 | 1.2854 | 1.1457 | 0.16185 | 0 | 0 | 0 | 0 | 0 | 0 | 0 | 0
Seabank 132kV | Keynsham East | Primary Substation | 11 | Leading the Way | Headroom (MW) | 1.2993 | 1.2031 | 1.1106 | 0.1964 | 0 | 0 | 0 | 0 | 0 | 0 | 0 | 0 | 0 | 0 | 0 | 0 | 0
Seabank 132kV | Keynsham East | Primary Substation | 11 | System Transformation | Headroom (MW) | 1.2993 | 1.364 | 1.4198 | 1.4525 | 1.4435 | 0 | 0 | 0 | 0 | 0 | 0 | 0 | 0 | 0 | 0 | 0 | 0
Iron Acton 132kV | Keynsham West | Primary Substation | 11 | Best View | Headroom (MW) | 15.8678 | 15.8865 | 15.8779 | 15.8338 | 15.7515 | 15.6212 | 15.4736 | 15.2695 | 14.3685 | 14.2182 | 14.1215 | 14.1111 | 14.1632 | 14.2992 | 13.618 | 0 | 0
Iron Acton 132kV | Keynsham West | Primary Substation | 11 | Consumer Transformation | Headroom (MW) | 15.8678 | 15.8346 | 15.7706 | 15.6793 | 15.4933 | 15.2898 | 15.0407 | 14.7988 | 10.1831 | 0 | 0 | 0 | 0 | 0 | 0 | 0 | 0
Iron Acton 132kV | Keynsham West | Primary Substation | 11 | Falling Short | Headroom (MW) | 15.8678 | 15.8896 | 15.9016 | 15.9002 | 15.8564 | 15.8176 | 15.7657 | 15.6811 | 15.23 | 15.0323 | 14.837 | 14.6444 | 14.4574 | 14.263 | 1.4996 | 0 | 0
Iron Acton 132kV | Keynsham West | Primary Substation | 11 | Leading the Way | Headroom (MW) | 15.8678 | 15.7633 | 15.6457 | 15.4862 | 15.3209 | 15.0995 | 14.8824 | 14.5943 | 0 | 0 | 0 | 0 | 0 | 0 | 0 | 0 | 0
Iron Acton 132kV | Keynsham West | Primary Substation | 11 | System Transformation | Headroom (MW) | 15.8678 | 15.9014 | 15.9132 | 15.9095 | 15.8792 | 15.8125 | 15.7459 | 15.614 | 14.7723 | 14.6229 | 14.4693 | 14.3323 | 14.2326 | 14.2252 | 3.5744 | 0 | 0
Abham / Exeter / Landulph 132kV | Kingsbridge | Primary Substation | 11 | Best View | Headroom (MW) | 2.6275 | 2.7637 | 2.3984 | 2.0358 | 1.0002 | 0 | 0 | 0 | 0 | 0 | 0 | 0 | 0 | 0 | 0 | 0 | 0
Abham / Exeter / Landulph 132kV | Kingsbridge | Primary Substation | 11 | Consumer Transformation | Headroom (MW) | 2.6275 | 2.2232 | 1.2364 | 0.23225 | 0 | 0 | 0 | 0 | 0 | 0 | 0 | 0 | 0 | 0 | 0 | 0 | 0
Abham / Exeter / Landulph 132kV | Kingsbridge | Primary Substation | 11 | Falling Short | Headroom (MW) | 2.6275 | 2.7643 | 2.8657 | 2.9322 | 2.3598 | 1.791 | 1.2006 | 0.57994 | 0 | 0 | 0 | 0 | 0 | 0 | 0 | 0 | 0
Abham / Exeter / Landulph 132kV | Kingsbridge | Primary Substation | 11 | Leading the Way | Headroom (MW) | 2.6275 | 1.7662 | 0.89707 | 0 | 0 | 0 | 0 | 0 | 0 | 0 | 0 | 0 | 0 | 0 | 0 | 0 | 0
Abham / Exeter / Landulph 132kV | Kingsbridge | Primary Substation | 11 | System Transformation | Headroom (MW) | 2.6275 | 2.6612 | 2.5973 | 2.5554 | 2.015 | 1.0137 | 0.36627 | 0 | 0 | 0 | 0 | 0 | 0 | 0 | 0 | 0 | 0
Seabank 132kV | Kingsweston | Primary Substation | 11 | Best View | Headroom (MW) | 0 | 0 | 0 | 0 | 0 | 0 | 0 | 0 | 0 | 0 | 0 | 0 | 0 | 0 | 0 | 0 | 0
Seabank 132kV | Kingsweston | Primary Substation | 11 | Consumer Transformation | Headroom (MW) | 0 | 0 | 0 | 0 | 0 | 0 | 0 | 0 | 0 | 0 | 0 | 0 | 0 | 0 | 0 | 0 | 0
Seabank 132kV | Kingsweston | Primary Substation | 11 | Falling Short | Headroom (MW) | 0 | 0 | 0 | 0 | 0 | 0 | 0 | 0 | 0 | 0 | 0 | 0 | 0 | 0 | 0 | 0 | 0
Seabank 132kV | Kingsweston | Primary Substation | 11 | Leading the Way | Headroom (MW) | 0 | 0 | 0 | 0 | 0 | 0 | 0 | 0 | 0 | 0 | 0 | 0 | 0 | 0 | 0 | 0 | 0
Seabank 132kV | Kingsweston | Primary Substation | 11 | System Transformation | Headroom (MW) | 0 | 0 | 0 | 0 | 0 | 0 | 0 | 0 | 0 | 0 | 0 | 0 | 0 | 0 | 0 | 0 | 0
Abham / Exeter / Landulph 132kV | Landulph Bsp | Bulk Supply Point | 33 | Best View | Headroom (MW) | 0 | 0 | 0 | 0 | 0 | 0 | 0 | 0 | 0 | 0 | 0 | 0 | 0 | 0 | 0 | 0 | 0
Abham / Exeter / Landulph 132kV | Landulph Bsp | Bulk Supply Point | 33 | Consumer Transformation | Headroom (MW) | 0 | 0 | 0 | 0 | 0 | 0 | 0 | 0 | 0 | 0 | 0 | 0 | 0 | 0 | 0 | 0 | 0
Abham / Exeter / Landulph 132kV | Landulph Bsp | Bulk Supply Point | 33 | Falling Short | Headroom (MW) | 0 | 0 | 1.2668 | 2.3815 | 0 | 0 | 0 | 0 | 0 | 0 | 0 | 0 | 0 | 0 | 0 | 0 | 0
Abham / Exeter / Landulph 132kV | Landulph Bsp | Bulk Supply Point | 33 | Leading the Way | Headroom (MW) | 0 | 0 | 0 | 0 | 0 | 0 | 0 | 0 | 0 | 0 | 0 | 0 | 0 | 0 | 0 | 0 | 0
Abham / Exeter / Landulph 132kV | Landulph Bsp | Bulk Supply Point | 33 | System Transformation | Headroom (MW) | 0 | 0 | 0 | 0 | 0 | 0 | 0 | 0 | 0 | 0 | 0 | 0 | 0 | 0 | 0 | 0 | 0
Alverdiscott / Indian Queens 132kV | Laneast | Primary Substation | 11 | Best View | Headroom (MW) | 0.84903 | 0.79865 | 0.70363 | 0.58655 | 0 | 0 | 0 | 0 | 0 | 0 | 0 | 0 | 0 | 0 | 0 | 0 | 0
Alverdiscott / Indian Queens 132kV | Laneast | Primary Substation | 11 | Consumer Transformation | Headroom (MW) | 0.84903 | 0.61662 | 0.20087 | 0 | 0 | 0 | 0 | 0 | 0 | 0 | 0 | 0 | 0 | 0 | 0 | 0 | 0
Alverdiscott / Indian Queens 132kV | Laneast | Primary Substation | 11 | Falling Short | Headroom (MW) | 0.84903 | 1.1252 | 1.4139 | 1.7145 | 1.3264 | 1.097 | 0.86726 | 0.57099 | 0.25221 | 0 | 0 | 0 | 0 | 0 | 0 | 0 | 0
Alverdiscott / Indian Queens 132kV | Laneast | Primary Substation | 11 | Leading the Way | Headroom (MW) | 0.84903 | 0.17953 | 0 | 0 | 0 | 0 | 0 | 0 | 0 | 0 | 0 | 0 | 0 | 0 | 0 | 0 | 0
Alverdiscott / Indian Queens 132kV | Laneast | Primary Substation | 11 | System Transformation | Headroom (MW) | 0.84903 | 1.0265 | 1.158 | 1.2921 | 0.97194 | 0 | 0 | 0 | 0 | 0 | 0 | 0 | 0 | 0 | 0 | 0 | 0
Abham / Exeter / Landulph 132kV | Langage | Primary Substation | 11 | Best View | Headroom (MW) | 11.2748 | 11.3884 | 11.3117 | 11.2031 | 1.1906 | 1.1512 | 1.0732 | 1.0547 | 1.0169 | 0.95511 | 0.98273 | 1.1087 | 1.2556 | 1.4298 | 1.3742 | 1.3179 | 1.3798
Abham / Exeter / Landulph 132kV | Langage | Primary Substation | 11 | Consumer Transformation | Headroom (MW) | 11.2748 | 11.3645 | 1.2503 | 1.0882 | 0.95703 | 0.78974 | 0.56354 | 0.37578 | 0.15209 | 0 | 0 | 0 | 0 | 0 | 0 | 0 | 0
Abham / Exeter / Landulph 132kV | Langage | Primary Substation | 11 | Falling Short | Headroom (MW) | 11.2748 | 11.4052 | 11.4191 | 11.3697 | 1.3969 | 1.4128 | 1.406 | 1.3835 | 1.3608 | 1.2879 | 1.2154 | 1.1325 | 1.0805 | 1.0516 | 0.3156 | 0 | 0
Abham / Exeter / Landulph 132kV | Langage | Primary Substation | 11 | Leading the Way | Headroom (MW) | 11.2748 | 11.3097 | 1.1743 | 0.92331 | 0.79307 | 0.58379 | 0.3613 | 0.11199 | 0 | 0 | 0 | 0 | 0 | 0 | 0 | 0 | 0
Abham / Exeter / Landulph 132kV | Langage | Primary Substation | 11 | System Transformation | Headroom (MW) | 11.2748 | 11.4102 | 11.391 | 1.3135 | 1.3641 | 1.3574 | 1.3453 | 1.3001 | 1.2358 | 1.1587 | 1.066 | 0.99765 | 0.99266 | 1.0712 | 0.26446 | 0.103 | 0
Alverdiscott / Indian Queens 132kV | Lanner | Primary Substation | 11 | Best View | Headroom (MW) | 16.3558 | 16.48 | 15.8918 | 15.2185 | 14.0475 | 10.9579 | 8.3262 | 5.7593 | 3.3498 | 0.14996 | 0 | 0 | 0 | 0 | 0 | 0 | 0
Alverdiscott / Indian Queens 132kV | Lanner | Primary Substation | 11 | Consumer Transformation | Headroom (MW) | 16.3558 | 16.1815 | 14.998 | 13.4506 | 11.0602 | 7.8569 | 4.6652 | 2.0173 | 0 | 0 | 0 | 0 | 0 | 0 | 0 | 0 | 0
Alverdiscott / Indian Queens 132kV | Lanner | Primary Substation | 11 | Falling Short | Headroom (MW) | 16.3558 | 16.9559 | 17.0817 | 17.1942 | 16.6471 | 16.1236 | 15.4154 | 14.7749 | 14.0117 | 12.9529 | 11.9568 | 10.8741 | 9.7911 | 8.8405 | 0 | 0 | 0
Alverdiscott / Indian Queens 132kV | Lanner | Primary Substation | 11 | Leading the Way | Headroom (MW) | 16.3558 | 15.4158 | 13.8855 | 11.9736 | 10.6216 | 7.286 | 4.3481 | 1.4024 | 0 | 0 | 0 | 0 | 0 | 0 | 0 | 0 | 0
Alverdiscott / Indian Queens 132kV | Lanner | Primary Substation | 11 | System Transformation | Headroom (MW) | 16.3558 | 16.8108 | 16.5989 | 16.4641 | 16.0332 | 15.398 | 14.4551 | 13.148 | 11.9899 | 10.7976 | 8.7347 | 5.2683 | 3.044 | 1.422 | 0 | 0 | 0
Abham / Exeter / Landulph 132kV | Lanreath | Primary Substation | 11 | Best View | Headroom (MW) | 0 | 0 | 0 | 0 | 0 | 0 | 0 | 0 | 0 | 0 | 0 | 0 | 0 | 0 | 0 | 0 | 0
Abham / Exeter / Landulph 132kV | Lanreath | Primary Substation | 11 | Consumer Transformation | Headroom (MW) | 0 | 0 | 0 | 0 | 0 | 0 | 0 | 0 | 0 | 0 | 0 | 0 | 0 | 0 | 0 | 0 | 0
Abham / Exeter / Landulph 132kV | Lanreath | Primary Substation | 11 | Falling Short | Headroom (MW) | 0 | 0 | 0 | 0 | 0 | 0 | 0 | 0 | 0 | 0 | 0 | 0 | 0 | 0 | 0 | 0 | 0
Abham / Exeter / Landulph 132kV | Lanreath | Primary Substation | 11 | Leading the Way | Headroom (MW) | 0 | 0 | 0 | 0 | 0 | 0 | 0 | 0 | 0 | 0 | 0 | 0 | 0 | 0 | 0 | 0 | 0
Abham / Exeter / Landulph 132kV | Lanreath | Primary Substation | 11 | System Transformation | Headroom (MW) | 0 | 0 | 0 | 0 | 0 | 0 | 0 | 0 | 0 | 0 | 0 | 0 | 0 | 0 | 0 | 0 | 0
Abham / Exeter / Landulph 132kV | Lapford | Primary Substation | 11 | Best View | Headroom (MW) | 0 | 0 | 0 | 0 | 0 | 0 | 0 | 0 | 0 | 0 | 0 | 0 | 0 | 0 | 0 | 0 | 0
Abham / Exeter / Landulph 132kV | Lapford | Primary Substation | 11 | Consumer Transformation | Headroom (MW) | 0 | 0 | 0 | 0 | 0 | 0 | 0 | 0 | 0 | 0 | 0 | 0 | 0 | 0 | 0 | 0 | 0
Abham / Exeter / Landulph 132kV | Lapford | Primary Substation | 11 | Falling Short | Headroom (MW) | 0 | 0 | 0 | 0 | 0 | 0 | 0 | 0 | 0 | 0 | 0 | 0 | 0 | 0 | 0 | 0 | 0
Abham / Exeter / Landulph 132kV | Lapford | Primary Substation | 11 | Leading the Way | Headroom (MW) | 0 | 0 | 0 | 0 | 0 | 0 | 0 | 0 | 0 | 0 | 0 | 0 | 0 | 0 | 0 | 0 | 0
Abham / Exeter / Landulph 132kV | Lapford | Primary Substation | 11 | System Transformation | Headroom (MW) | 0 | 0 | 0 | 0 | 0 | 0 | 0 | 0 | 0 | 0 | 0 | 0 | 0 | 0 | 0 | 0 | 0
Alverdiscott / Indian Queens 132kV | Launceston | Primary Substation | 11 | Best View | Headroom (MW) | 6.5519 | 6.3985 | 6.2621 | 6.103 | 5.6615 | 3.8489 | 2.6102 | 1.3946 | 0.15987 | 0 | 0 | 0 | 0 | 0 | 0 | 0 | 0
Alverdiscott / Indian Queens 132kV | Launceston | Primary Substation | 11 | Consumer Transformation | Headroom (MW) | 6.5519 | 6.3232 | 5.356 | 4.3503 | 3.0247 | 1.1088 | 0 | 0 | 0 | 0 | 0 | 0 | 0 | 0 | 0 | 0 | 0
Alverdiscott / Indian Queens 132kV | Launceston | Primary Substation | 11 | Falling Short | Headroom (MW) | 6.5519 | 6.6038 | 6.7021 | 6.8325 | 6.6538 | 6.4839 | 6.2907 | 6.1126 | 5.94 | 5.6712 | 5.3992 | 5.0611 | 4.7303 | 3.7108 | 0 | 0 | 0
Alverdiscott / Indian Queens 132kV | Launceston | Primary Substation | 11 | Leading the Way | Headroom (MW) | 6.5519 | 6.0331 | 5.5628 | 4.9944 | 4.4932 | 2.5897 | 1.2524 | 0 | 0 | 0 | 0 | 0 | 0 | 0 | 0 | 0 | 0
Alverdiscott / Indian Queens 132kV | Launceston | Primary Substation | 11 | System Transformation | Headroom (MW) | 6.5519 | 6.5434 | 6.5873 | 6.6213 | 6.5058 | 4.7304 | 4.4966 | 4.3087 | 2.8038 | 1.0041 | 0 | 0 | 0 | 0 | 0 | 0 | 0
Abham / Exeter / Landulph 132kV | Lawes Bridge | Primary Substation | 11 | Best View | Headroom (MW) | 8.0092 | 7.521 | 7.404 | 6.6829 | 6.484 | 6.1179 | 5.7249 | 5.2289 | 4.7939 | 4.4524 | 4.2131 | 4.26 | 4.4765 | 4.7483 | 3.3566 | 2.1576 | 0.74825
Abham / Exeter / Landulph 132kV | Lawes Bridge | Primary Substation | 11 | Consumer Transformation | Headroom (MW) | 8.0092 | 7.4344 | 7.212 | 6.3833 | 5.9184 | 5.3499 | 4.6556 | 3.9558 | 3.1915 | 2.2636 | 1.5292 | 1.1425 | 0.76693 | 0.48263 | 0 | 0 | 0
Abham / Exeter / Landulph 132kV | Lawes Bridge | Primary Substation | 11 | Falling Short | Headroom (MW) | 8.0092 | 7.6556 | 7.6128 | 7.0525 | 6.9376 | 6.7475 | 6.5531 | 6.2831 | 6.0157 | 5.6572 | 5.306 | 4.9759 | 4.6682 | 4.4184 | 1.2947 | 0 | 0
Abham / Exeter / Landulph 132kV | Lawes Bridge | Primary Substation | 11 | Leading the Way | Headroom (MW) | 8.0092 | 7.2584 | 6.9412 | 5.8804 | 5.4481 | 4.8119 | 4.1362 | 3.3171 | 2.6032 | 1.9234 | 1.3852 | 1.0793 | 0.94888 | 0.91979 | 0 | 0 | 0
Abham / Exeter / Landulph 132kV | Lawes Bridge | Primary Substation | 11 | System Transformation | Headroom (MW) | 8.0092 | 7.5582 | 7.498 | 6.8544 | 6.7742 | 6.5592 | 6.2991 | 5.9361 | 5.5702 | 5.1967 | 4.7862 | 4.5359 | 4.3752 | 4.3827 | 0.37454 | 0 | 0
Abham / Exeter / Landulph 132kV | Laywell Brixham | Primary Substation | 11 | Best View | Headroom (MW) | 3.4802 | 3.4792 | 3.5184 | 3.4819 | 3.326 | 3.113 | 2.8649 | 2.5473 | 2.2738 | 2.0697 | 1.976 | 2.0129 | 2.1767 | 2.4248 | 0 | 0 | 0
Abham / Exeter / Landulph 132kV | Laywell Brixham | Primary Substation | 11 | Consumer Transformation | Headroom (MW) | 3.4802 | 3.3544 | 3.2405 | 3.0714 | 2.6758 | 2.2741 | 1.7965 | 1.3672 | 0.88776 | 0 | 0 | 0 | 0 | 0 | 0 | 0 | 0
Abham / Exeter / Landulph 132kV | Laywell Brixham | Primary Substation | 11 | Falling Short | Headroom (MW) | 3.4802 | 3.504 | 3.5825 | 3.6365 | 3.5478 | 3.4729 | 3.4041 | 3.2743 | 3.1607 | 2.9785 | 2.8005 | 2.6075 | 2.4098 | 2.2524 | 0.29209 | 0 | 0
Abham / Exeter / Landulph 132kV | Laywell Brixham | Primary Substation | 11 | Leading the Way | Headroom (MW) | 3.4802 | 3.1901 | 2.9772 | 2.6695 | 2.321 | 1.9206 | 1.5024 | 1.0092 | 0.58423 | 0 | 0 | 0 | 0 | 0 | 0 | 0 | 0
Abham / Exeter / Landulph 132kV | Laywell Brixham | Primary Substation | 11 | System Transformation | Headroom (MW) | 3.4802 | 3.5082 | 3.5752 | 3.6143 | 3.5775 | 3.4968 | 3.4177 | 3.2622 | 3.1191 | 2.9354 | 2.7205 | 2.5321 | 2.4121 | 2.4143 | 0 | 0 | 0
Abham / Exeter / Landulph 132kV | Lifton | Primary Substation | 11 | Best View | Headroom (MW) | 0 | 0 | 0 | 0 | 0 | 0 | 0 | 0 | 0 | 0 | 0 | 0 | 0 | 0 | 0 | 0 | 0
Abham / Exeter / Landulph 132kV | Lifton | Primary Substation | 11 | Consumer Transformation | Headroom (MW) | 0 | 0 | 0 | 0 | 0 | 0 | 0 | 0 | 0 | 0 | 0 | 0 | 0 | 0 | 0 | 0 | 0
Abham / Exeter / Landulph 132kV | Lifton | Primary Substation | 11 | Falling Short | Headroom (MW) | 0 | 0 | 0 | 0 | 0 | 0 | 0 | 0 | 0 | 0 | 0 | 0 | 0 | 0 | 0 | 0 | 0
Abham / Exeter / Landulph 132kV | Lifton | Primary Substation | 11 | Leading the Way | Headroom (MW) | 0 | 0 | 0 | 0 | 0 | 0 | 0 | 0 | 0 | 0 | 0 | 0 | 0 | 0 | 0 | 0 | 0
Abham / Exeter / Landulph 132kV | Lifton | Primary Substation | 11 | System Transformation | Headroom (MW) | 0 | 0 | 0 | 0 | 0 | 0 | 0 | 0 | 0 | 0 | 0 | 0 | 0 | 0 | 0 | 0 | 0
Abham / Exeter / Landulph 132kV | Linketty Lane | Primary Substation | 11 | Best View | Headroom (MW) | 10.5412 | 10.5891 | 10.5359 | 10.5004 | 10.4192 | 10.2593 | 10.0605 | 9.978 | 9.8022 | 9.6245 | 9.6133 | 9.8342 | 10.0306 | 10.3024 | 9.4403 | 8.6639 | 8.1938
Abham / Exeter / Landulph 132kV | Linketty Lane | Primary Substation | 11 | Consumer Transformation | Headroom (MW) | 10.5412 | 10.5376 | 10.447 | 10.2991 | 9.9556 | 9.5764 | 9.1388 | 8.7725 | 8.2677 | 7.4576 | 2.9635 | 0 | 0 | 0 | 0 | 0 | 0
Abham / Exeter / Landulph 132kV | Linketty Lane | Primary Substation | 11 | Falling Short | Headroom (MW) | 10.5412 | 10.6309 | 10.6967 | 10.7464 | 10.7298 | 10.6924 | 10.6429 | 10.5564 | 10.4231 | 10.2329 | 10.0247 | 9.818 | 9.6251 | 9.4619 | 6.6137 | 0 | 0
Abham / Exeter / Landulph 132kV | Linketty Lane | Primary Substation | 11 | Leading the Way | Headroom (MW) | 10.5412 | 10.4283 | 10.2814 | 10.0085 | 9.6871 | 9.2955 | 8.8725 | 8.4165 | 7.4555 | 3.1148 | 0 | 0 | 0 | 0 | 0 | 0 | 0
Abham / Exeter / Landulph 132kV | Linketty Lane | Primary Substation | 11 | System Transformation | Headroom (MW) | 10.5412 | 10.6481 | 10.7056 | 10.7327 | 10.7271 | 10.6663 | 10.5652 | 10.4357 | 10.2278 | 10.033 | 9.8204 | 9.6619 | 9.5679 | 9.599 | 5.7715 | 1.9157 | 0
Abham / Exeter / Landulph 132kV | Liskeard | Primary Substation | 11 | Best View | Headroom (MW) | 0 | 0 | 0 | 0 | 0 | 0 | 0 | 0 | 0 | 0 | 0 | 0 | 0 | 0 | 0 | 0 | 0
Abham / Exeter / Landulph 132kV | Liskeard | Primary Substation | 11 | Consumer Transformation | Headroom (MW) | 0 | 0 | 0 | 0 | 0 | 0 | 0 | 0 | 0 | 0 | 0 | 0 | 0 | 0 | 0 | 0 | 0
Abham / Exeter / Landulph 132kV | Liskeard | Primary Substation | 11 | Falling Short | Headroom (MW) | 0 | 0 | 0 | 0 | 0 | 0 | 0 | 0 | 0 | 0 | 0 | 0 | 0 | 0 | 0 | 0 | 0
Abham / Exeter / Landulph 132kV | Liskeard | Primary Substation | 11 | Leading the Way | Headroom (MW) | 0 | 0 | 0 | 0 | 0 | 0 | 0 | 0 | 0 | 0 | 0 | 0 | 0 | 0 | 0 | 0 | 0
Abham / Exeter / Landulph 132kV | Liskeard | Primary Substation | 11 | System Transformation | Headroom (MW) | 0 | 0 | 0 | 0 | 0 | 0 | 0 | 0 | 0 | 0 | 0 | 0 | 0 | 0 | 0 | 0 | 0
Iron Acton 132kV | Lockleaze | Primary Substation | 11 | Best View | Headroom (MW) | 9.835 | 9.9455 | 9.9909 | 9.929 | 5.8809 | 2.4628 | 0 | 0 | 0 | 0 | 0 | 0 | 0 | 0 | 0 | 0 | 0
Iron Acton 132kV | Lockleaze | Primary Substation | 11 | Consumer Transformation | Headroom (MW) | 9.835 | 9.8343 | 9.4192 | 6.5419 | 0.011195 | 0 | 0 | 0 | 0 | 0 | 0 | 0 | 0 | 0 | 0 | 0 | 0
Iron Acton 132kV | Lockleaze | Primary Substation | 11 | Falling Short | Headroom (MW) | 9.835 | 9.9436 | 10.0318 | 10.0992 | 8.1146 | 6.6974 | 5.2039 | 3.7119 | 0 | 0 | 0 | 0 | 0 | 0 | 0 | 0 | 0
Iron Acton 132kV | Lockleaze | Primary Substation | 11 | Leading the Way | Headroom (MW) | 9.835 | 9.6554 | 9.4492 | 5.3728 | 0 | 0 | 0 | 0 | 0 | 0 | 0 | 0 | 0 | 0 | 0 | 0 | 0
Iron Acton 132kV | Lockleaze | Primary Substation | 11 | System Transformation | Headroom (MW) | 9.835 | 9.9813 | 10.093 | 10.1488 | 6.3674 | 4.1182 | 2.3837 | 0.27248 | 0 | 0 | 0 | 0 | 0 | 0 | 0 | 0 | 0
Iron Acton 132kV | Lockleaze Bsp 132kv | Bulk Supply Point | 33 | Best View | Headroom (MW) | 14.5164 | 14.0054 | 12.6581 | 5.7426 | 0 | 0 | 0 | 0 | 0 | 0 | 0 | 0 | 0 | 0 | 0 | 0 | 0
Iron Acton 132kV | Lockleaze Bsp 132kv | Bulk Supply Point | 33 | Consumer Transformation | Headroom (MW) | 14.5164 | 12.9652 | 8.6897 | 0 | 0 | 0 | 0 | 0 | 0 | 0 | 0 | 0 | 0 | 0 | 0 | 0 | 0
Iron Acton 132kV | Lockleaze Bsp 132kv | Bulk Supply Point | 33 | Falling Short | Headroom (MW) | 14.5164 | 14.2378 | 13.5193 | 7.8357 | 1.6897 | 0 | 0 | 0 | 0 | 0 | 0 | 0 | 0 | 0 | 0 | 0 | 0
Iron Acton 132kV | Lockleaze Bsp 132kv | Bulk Supply Point | 33 | Leading the Way | Headroom (MW) | 14.5164 | 11.4283 | 7.4365 | 0 | 0 | 0 | 0 | 0 | 0 | 0 | 0 | 0 | 0 | 0 | 0 | 0 | 0
Iron Acton 132kV | Lockleaze Bsp 132kv | Bulk Supply Point | 33 | System Transformation | Headroom (MW) | 14.5164 | 14.1217 | 12.9705 | 6.1436 | 0 | 0 | 0 | 0 | 0 | 0 | 0 | 0 | 0 | 0 | 0 | 0 | 0
Abham / Exeter / Landulph 132kV | Longbridge | Primary Substation | 11 | Best View | Headroom (MW) | 7.2037 | 7.2255 | 7.1899 | 7.149 | 7.0711 | 6.2578 | 4.8432 | 4.1194 | 3.0297 | 1.5935 | 1.4071 | 2.4108 | 3.1532 | 4.1401 | 0 | 0 | 0
Abham / Exeter / Landulph 132kV | Longbridge | Primary Substation | 11 | Consumer Transformation | Headroom (MW) | 7.2037 | 7.1678 | 7.0723 | 6.675 | 4.0403 | 1.1475 | 0 | 0 | 0 | 0 | 0 | 0 | 0 | 0 | 0 | 0 | 0
Abham / Exeter / Landulph 132kV | Longbridge | Primary Substation | 11 | Falling Short | Headroom (MW) | 7.2037 | 7.236 | 7.2572 | 7.2605 | 7.2053 | 7.1796 | 7.1687 | 7.1464 | 7.1179 | 7.0453 | 6.9805 | 6.4912 | 5.6949 | 5.1377 | 0 | 0 | 0
Abham / Exeter / Landulph 132kV | Longbridge | Primary Substation | 11 | Leading the Way | Headroom (MW) | 7.2037 | 7.0753 | 6.9169 | 4.9257 | 2.7173 | 0 | 0 | 0 | 0 | 0 | 0 | 0 | 0 | 0 | 0 | 0 | 0
Abham / Exeter / Landulph 132kV | Longbridge | Primary Substation | 11 | System Transformation | Headroom (MW) | 7.2037 | 7.2268 | 7.2159 | 7.1878 | 7.1174 | 7.0652 | 7.0382 | 6.7695 | 6.4992 | 5.7533 | 4.4981 | 3.5505 | 2.9473 | 3.1998 | 0 | 0 | 0
Abham / Exeter / Landulph 132kV | Looe | Primary Substation | 11 | Best View | Headroom (MW) | 0 | 0 | 0 | 0 | 0 | 0 | 0 | 0 | 0 | 0 | 0 | 0 | 0 | 0 | 0 | 0 | 0
Abham / Exeter / Landulph 132kV | Looe | Primary Substation | 11 | Consumer Transformation | Headroom (MW) | 0 | 0 | 0 | 0 | 0 | 0 | 0 | 0 | 0 | 0 | 0 | 0 | 0 | 0 | 0 | 0 | 0
Abham / Exeter / Landulph 132kV | Looe | Primary Substation | 11 | Falling Short | Headroom (MW) | 0 | 0 | 0 | 0 | 0 | 0 | 0 | 0 | 0 | 0 | 0 | 0 | 0 | 0 | 0 | 0 | 0
Abham / Exeter / Landulph 132kV | Looe | Primary Substation | 11 | Leading the Way | Headroom (MW) | 0 | 0 | 0 | 0 | 0 | 0 | 0 | 0 | 0 | 0 | 0 | 0 | 0 | 0 | 0 | 0 | 0
Abham / Exeter / Landulph 132kV | Looe | Primary Substation | 11 | System Transformation | Headroom (MW) | 0 | 0 | 0 | 0 | 0 | 0 | 0 | 0 | 0 | 0 | 0 | 0 | 0 | 0 | 0 | 0 | 0
Abham / Exeter / Landulph 132kV | Lostwithiel | Primary Substation | 11 | Best View | Headroom (MW) | 9.7456 | 9.881 | 9.8538 | 9.8108 | 9.4519 | 8.0473 | 7.1027 | 6.1525 | 5.3198 | 3.9535 | 2.5281 | 1.0135 | 0.090988 | 0 | 0 | 0 | 0
Abham / Exeter / Landulph 132kV | Lostwithiel | Primary Substation | 11 | Consumer Transformation | Headroom (MW) | 9.7456 | 9.8178 | 9.6638 | 9.0616 | 8.1374 | 6.5927 | 5.393 | 4.3437 | 3.2238 | 1.3925 | 0.36694 | 0 | 0 | 0 | 0 | 0 | 0
Abham / Exeter / Landulph 132kV | Lostwithiel | Primary Substation | 11 | Falling Short | Headroom (MW) | 9.7456 | 10.0071 | 10.1768 | 10.3403 | 10.2241 | 10.0679 | 9.9273 | 9.7501 | 9.6512 | 9.4653 | 9.1323 | 8.9399 | 8.7522 | 8.48 | 4.83 | 1.2741 | 0
Abham / Exeter / Landulph 132kV | Lostwithiel | Primary Substation | 11 | Leading the Way | Headroom (MW) | 9.7456 | 9.6039 | 9.3381 | 8.968 | 8.5596 | 7.0744 | 6.0484 | 5.0478 | 3.8811 | 2.4283 | 0.71578 | 0 | 0 | 0 | 0 | 0 | 0
Abham / Exeter / Landulph 132kV | Lostwithiel | Primary Substation | 11 | System Transformation | Headroom (MW) | 9.7456 | 10.0032 | 10.1163 | 10.2314 | 9.6997 | 8.9969 | 8.5553 | 7.8466 | 7.3142 | 6.8433 | 5.6923 | 4.2071 | 3.3598 | 2.86 | 0 | 0 | 0
Bridgwater / Taunton 132kV | Luckwell Bridge | Primary Substation | 11 | Best View | Headroom (MW) | 2.3076 | 2.3747 | 1.6568 | 0.92582 | 0 | 0 | 0 | 0 | 0 | 0 | 0 | 0 | 0 | 0 | 0 | 0 | 0
Bridgwater / Taunton 132kV | Luckwell Bridge | Primary Substation | 11 | Consumer Transformation | Headroom (MW) | 2.3076 | 2.1793 | 1.2401 | 0.27078 | 0 | 0 | 0 | 0 | 0 | 0 | 0 | 0 | 0 | 0 | 0 | 0 | 0
Bridgwater / Taunton 132kV | Luckwell Bridge | Primary Substation | 11 | Falling Short | Headroom (MW) | 2.3076 | 2.3486 | 2.32 | 2.2946 | 1.9307 | 1.78 | 1.588 | 1.3494 | 1.0925 | 0.79326 | 0.50639 | 0.18537 | 0 | 0 | 0 | 0 | 0
Bridgwater / Taunton 132kV | Luckwell Bridge | Primary Substation | 11 | Leading the Way | Headroom (MW) | 2.3076 | 2.0163 | 1.6474 | 1.1962 | 0.54803 | 0 | 0 | 0 | 0 | 0 | 0 | 0 | 0 | 0 | 0 | 0 | 0
Bridgwater / Taunton 132kV | Luckwell Bridge | Primary Substation | 11 | System Transformation | Headroom (MW) | 2.3076 | 2.3112 | 2.2216 | 2.1316 | 1.7343 | 0.97826 | 0.77372 | 0.50079 | 0 | 0 | 0 | 0 | 0 | 0 | 0 | 0 | 0
Bridgwater / Taunton 132kV | Lydeard St Lawrence Primary | Primary Substation | 11 | Best View | Headroom (MW) | 0 | 0 | 0 | 0 | 0 | 0 | 0 | 0 | 0 | 0 | 0 | 0 | 0 | 0 | 0 | 0 | 0
Bridgwater / Taunton 132kV | Lydeard St Lawrence Primary | Primary Substation | 11 | Consumer Transformation | Headroom (MW) | 0 | 0 | 0 | 0 | 0 | 0 | 0 | 0 | 0 | 0 | 0 | 0 | 0 | 0 | 0 | 0 | 0
Bridgwater / Taunton 132kV | Lydeard St Lawrence Primary | Primary Substation | 11 | Falling Short | Headroom (MW) | 0 | 0 | 0 | 0 | 0 | 0 | 0 | 0 | 0 | 0 | 0 | 0 | 0 | 0 | 0 | 0 | 0
Bridgwater / Taunton 132kV | Lydeard St Lawrence Primary | Primary Substation | 11 | Leading the Way | Headroom (MW) | 0 | 0 | 0 | 0 | 0 | 0 | 0 | 0 | 0 | 0 | 0 | 0 | 0 | 0 | 0 | 0 | 0
Bridgwater / Taunton 132kV | Lydeard St Lawrence Primary | Primary Substation | 11 | System Transformation | Headroom (MW) | 0 | 0 | 0 | 0 | 0 | 0 | 0 | 0 | 0 | 0 | 0 | 0 | 0 | 0 | 0 | 0 | 0
Alverdiscott / Indian Queens 132kV | Lynton | Primary Substation | 11 | Best View | Headroom (MW) | 0 | 0 | 0 | 0 | 0 | 0 | 0 | 0 | 0 | 0 | 0 | 0 | 0 | 0 | 0 | 0 | 0
Alverdiscott / Indian Queens 132kV | Lynton | Primary Substation | 11 | Consumer Transformation | Headroom (MW) | 0 | 0 | 0 | 0 | 0 | 0 | 0 | 0 | 0 | 0 | 0 | 0 | 0 | 0 | 0 | 0 | 0
Alverdiscott / Indian Queens 132kV | Lynton | Primary Substation | 11 | Falling Short | Headroom (MW) | 0 | 0 | 0 | 0 | 0 | 0 | 0 | 0 | 0 | 0 | 0 | 0 | 0 | 0 | 0 | 0 | 0
Alverdiscott / Indian Queens 132kV | Lynton | Primary Substation | 11 | Leading the Way | Headroom (MW) | 0 | 0 | 0 | 0 | 0 | 0 | 0 | 0 | 0 | 0 | 0 | 0 | 0 | 0 | 0 | 0 | 0
Alverdiscott / Indian Queens 132kV | Lynton | Primary Substation | 11 | System Transformation | Headroom (MW) | 0 | 0 | 0 | 0 | 0 | 0 | 0 | 0 | 0 | 0 | 0 | 0 | 0 | 0 | 0 | 0 | 0
Sandford 132kV | Lypstone Farm | Primary Substation | 11 | Best View | Headroom (MW) | 0 | 0 | 0 | 0 | 0 | 0 | 0 | 0 | 0 | 0 | 0 | 0 | 0 | 0 | 0 | 0 | 0
Sandford 132kV | Lypstone Farm | Primary Substation | 11 | Consumer Transformation | Headroom (MW) | 0 | 0 | 0 | 0 | 0 | 0 | 0 | 0 | 0 | 0 | 0 | 0 | 0 | 0 | 0 | 0 | 0
Sandford 132kV | Lypstone Farm | Primary Substation | 11 | Falling Short | Headroom (MW) | 0 | 0 | 0 | 0 | 0 | 0 | 0 | 0 | 0 | 0 | 0 | 0 | 0 | 0 | 0 | 0 | 0
Sandford 132kV | Lypstone Farm | Primary Substation | 11 | Leading the Way | Headroom (MW) | 0 | 0 | 0 | 0 | 0 | 0 | 0 | 0 | 0 | 0 | 0 | 0 | 0 | 0 | 0 | 0 | 0
Sandford 132kV | Lypstone Farm | Primary Substation | 11 | System Transformation | Headroom (MW) | 0 | 0 | 0 | 0 | 0 | 0 | 0 | 0 | 0 | 0 | 0 | 0 | 0 | 0 | 0 | 0 | 0
Iron Acton 132kV | Mangotsfield | Primary Substation | 11 | Best View | Headroom (MW) | 4.0401 | 4.0458 | 3.9501 | 3.7207 | 0 | 0 | 0 | 0 | 0 | 0 | 0 | 0 | 0 | 0 | 0 | 0 | 0
Iron Acton 132kV | Mangotsfield | Primary Substation | 11 | Consumer Transformation | Headroom (MW) | 4.0401 | 3.8674 | 2.8215 | 0 | 0 | 0 | 0 | 0 | 0 | 0 | 0 | 0 | 0 | 0 | 0 | 0 | 0
Iron Acton 132kV | Mangotsfield | Primary Substation | 11 | Falling Short | Headroom (MW) | 4.0401 | 4.1022 | 4.1605 | 4.153 | 1.6737 | 0 | 0 | 0 | 0 | 0 | 0 | 0 | 0 | 0 | 0 | 0 | 0
Iron Acton 132kV | Mangotsfield | Primary Substation | 11 | Leading the Way | Headroom (MW) | 4.0401 | 3.5689 | 3.0471 | 0 | 0 | 0 | 0 | 0 | 0 | 0 | 0 | 0 | 0 | 0 | 0 | 0 | 0
Iron Acton 132kV | Mangotsfield | Primary Substation | 11 | System Transformation | Headroom (MW) | 4.0401 | 4.1123 | 4.1435 | 4.0713 | 0 | 0 | 0 | 0 | 0 | 0 | 0 | 0 | 0 | 0 | 0 | 0 | 0
Alverdiscott / Indian Queens 132kV | Marazion | Primary Substation | 11 | Best View | Headroom (MW) | 0 | 0 | 0 | 0 | 0 | 0 | 0 | 0 | 0 | 0 | 0 | 0 | 0 | 0 | 0 | 0 | 0
Alverdiscott / Indian Queens 132kV | Marazion | Primary Substation | 11 | Consumer Transformation | Headroom (MW) | 0 | 0 | 0 | 0 | 0 | 0 | 0 | 0 | 0 | 0 | 0 | 0 | 0 | 0 | 0 | 0 | 0
Alverdiscott / Indian Queens 132kV | Marazion | Primary Substation | 11 | Falling Short | Headroom (MW) | 0 | 0 | 0 | 0 | 0 | 0 | 0 | 0 | 0 | 0 | 0 | 0 | 0 | 0 | 0 | 0 | 0
Alverdiscott / Indian Queens 132kV | Marazion | Primary Substation | 11 | Leading the Way | Headroom (MW) | 0 | 0 | 0 | 0 | 0 | 0 | 0 | 0 | 0 | 0 | 0 | 0 | 0 | 0 | 0 | 0 | 0
Alverdiscott / Indian Queens 132kV | Marazion | Primary Substation | 11 | System Transformation | Headroom (MW) | 0 | 0 | 0 | 0 | 0 | 0 | 0 | 0 | 0 | 0 | 0 | 0 | 0 | 0 | 0 | 0 | 0
Abham / Exeter / Landulph 132kV | Marldon | Primary Substation | 11 | Best View | Headroom (MW) | 0 | 0 | 0 | 0 | 0 | 0 | 0 | 0 | 0 | 0 | 0 | 0 | 0 | 0 | 0 | 0 | 0
Abham / Exeter / Landulph 132kV | Marldon | Primary Substation | 11 | Consumer Transformation | Headroom (MW) | 0 | 0 | 0 | 0 | 0 | 0 | 0 | 0 | 0 | 0 | 0 | 0 | 0 | 0 | 0 | 0 | 0
Abham / Exeter / Landulph 132kV | Marldon | Primary Substation | 11 | Falling Short | Headroom (MW) | 0 | 0 | 0 | 0 | 0 | 0 | 0 | 0 | 0 | 0 | 0 | 0 | 0 | 0 | 0 | 0 | 0
Abham / Exeter / Landulph 132kV | Marldon | Primary Substation | 11 | Leading the Way | Headroom (MW) | 0 | 0 | 0 | 0 | 0 | 0 | 0 | 0 | 0 | 0 | 0 | 0 | 0 | 0 | 0 | 0 | 0
Abham / Exeter / Landulph 132kV | Marldon | Primary Substation | 11 | System Transformation | Headroom (MW) | 0 | 0 | 0 | 0 | 0 | 0 | 0 | 0 | 0 | 0 | 0 | 0 | 0 | 0 | 0 | 0 | 0
Abham / Exeter / Landulph 132kV | Marsh Barton | Primary Substation | 11 | Best View | Headroom (MW) | 0 | 0 | 0 | 0 | 0 | 0 | 0 | 0 | 0 | 0 | 0 | 0 | 0 | 0 | 0 | 0 | 0
Abham / Exeter / Landulph 132kV | Marsh Barton | Primary Substation | 11 | Consumer Transformation | Headroom (MW) | 0 | 0 | 0 | 0 | 0 | 0 | 0 | 0 | 0 | 0 | 0 | 0 | 0 | 0 | 0 | 0 | 0
Abham / Exeter / Landulph 132kV | Marsh Barton | Primary Substation | 11 | Falling Short | Headroom (MW) | 0 | 0 | 0 | 0 | 0 | 0 | 0 | 0 | 0 | 0 | 0 | 0 | 0 | 0 | 0 | 0 | 0
Abham / Exeter / Landulph 132kV | Marsh Barton | Primary Substation | 11 | Leading the Way | Headroom (MW) | 0 | 0 | 0 | 0 | 0 | 0 | 0 | 0 | 0 | 0 | 0 | 0 | 0 | 0 | 0 | 0 | 0
Abham / Exeter / Landulph 132kV | Marsh Barton | Primary Substation | 11 | System Transformation | Headroom (MW) | 0 | 0 | 0 | 0 | 0 | 0 | 0 | 0 | 0 | 0 | 0 | 0 | 0 | 0 | 0 | 0 | 0
Abham / Exeter / Landulph 132kV | Marsh Green | Primary Substation | 11 | Best View | Headroom (MW) | 0.814 | 0.73293 | 0.54383 | 0 | 0 | 0 | 0 | 0 | 0 | 0 | 0 | 0 | 0 | 0 | 0 | 0 | 0
Abham / Exeter / Landulph 132kV | Marsh Green | Primary Substation | 11 | Consumer Transformation | Headroom (MW) | 0.814 | 0.47117 | 0 | 0 | 0 | 0 | 0 | 0 | 0 | 0 | 0 | 0 | 0 | 0 | 0 | 0 | 0
Abham / Exeter / Landulph 132kV | Marsh Green | Primary Substation | 11 | Falling Short | Headroom (MW) | 0.814 | 0.80824 | 0.79633 | 0.72968 | 0 | 0 | 0 | 0 | 0 | 0 | 0 | 0 | 0 | 0 | 0 | 0 | 0
Abham / Exeter / Landulph 132kV | Marsh Green | Primary Substation | 11 | Leading the Way | Headroom (MW) | 0.814 | 0.14801 | 0 | 0 | 0 | 0 | 0 | 0 | 0 | 0 | 0 | 0 | 0 | 0 | 0 | 0 | 0
Abham / Exeter / Landulph 132kV | Marsh Green | Primary Substation | 11 | System Transformation | Headroom (MW) | 0.814 | 0.74778 | 0.58688 | 0 | 0 | 0 | 0 | 0 | 0 | 0 | 0 | 0 | 0 | 0 | 0 | 0 | 0
Axminster 132kV | Martock | Primary Substation | 11 | Best View | Headroom (MW) | 0.55119 | 0.53686 | 0 | 0 | 0 | 0 | 0 | 0 | 0 | 0 | 0 | 0 | 0 | 0 | 0 | 0 | 0
Axminster 132kV | Martock | Primary Substation | 11 | Consumer Transformation | Headroom (MW) | 0.55119 | 0.031195 | 0 | 0 | 0 | 0 | 0 | 0 | 0 | 0 | 0 | 0 | 0 | 0 | 0 | 0 | 0
Axminster 132kV | Martock | Primary Substation | 11 | Falling Short | Headroom (MW) | 0.55119 | 0.55412 | 0.39384 | 0.23005 | 0 | 0 | 0 | 0 | 0 | 0 | 0 | 0 | 0 | 0 | 0 | 0 | 0
Axminster 132kV | Martock | Primary Substation | 11 | Leading the Way | Headroom (MW) | 0.55119 | 0 | 0 | 0 | 0 | 0 | 0 | 0 | 0 | 0 | 0 | 0 | 0 | 0 | 0 | 0 | 0
Axminster 132kV | Martock | Primary Substation | 11 | System Transformation | Headroom (MW) | 0.55119 | 0.44207 | 0.050257 | 0 | 0 | 0 | 0 | 0 | 0 | 0 | 0 | 0 | 0 | 0 | 0 | 0 | 0
Abham / Exeter / Landulph 132kV | Merrivale | Primary Substation | 11 | Best View | Headroom (MW) | 0.77192 | 0.59791 | 0.39252 | 0.068645 | 0 | 0 | 0 | 0 | 0 | 0 | 0 | 0 | 0 | 0 | 0 | 0 | 0
Abham / Exeter / Landulph 132kV | Merrivale | Primary Substation | 11 | Consumer Transformation | Headroom (MW) | 0.77192 | 0.48358 | 0 | 0 | 0 | 0 | 0 | 0 | 0 | 0 | 0 | 0 | 0 | 0 | 0 | 0 | 0
Abham / Exeter / Landulph 132kV | Merrivale | Primary Substation | 11 | Falling Short | Headroom (MW) | 0.77192 | 0.68366 | 0.76056 | 0.81702 | 0.45336 | 0 | 0 | 0 | 0 | 0 | 0 | 0 | 0 | 0 | 0 | 0 | 0
Abham / Exeter / Landulph 132kV | Merrivale | Primary Substation | 11 | Leading the Way | Headroom (MW) | 0.77192 | 0.058727 | 0 | 0 | 0 | 0 | 0 | 0 | 0 | 0 | 0 | 0 | 0 | 0 | 0 | 0 | 0
Abham / Exeter / Landulph 132kV | Merrivale | Primary Substation | 11 | System Transformation | Headroom (MW) | 0.77192 | 0.62773 | 0.62724 | 0.46656 | 0.024702 | 0 | 0 | 0 | 0 | 0 | 0 | 0 | 0 | 0 | 0 | 0 | 0
Alverdiscott / Indian Queens 132kV | Mevagissey | Primary Substation | 11 | Best View | Headroom (MW) | 9.2456 | 9.2739 | 9.2905 | 9.2943 | 9.2494 | 9.2013 | 9.1345 | 9.0557 | 8.9861 | 8.9239 | 7.4625 | 2.9915 | 0.26858 | 0 | 0 | 0 | 0
Alverdiscott / Indian Queens 132kV | Mevagissey | Primary Substation | 11 | Consumer Transformation | Headroom (MW) | 9.2456 | 9.2465 | 9.2123 | 9.1699 | 9.0869 | 9.0231 | 8.9308 | 8.8491 | 8.7262 | 4.1104 | 1.0831 | 0 | 0 | 0 | 0 | 0 | 0
Alverdiscott / Indian Queens 132kV | Mevagissey | Primary Substation | 11 | Falling Short | Headroom (MW) | 9.2456 | 9.3115 | 9.377 | 9.4411 | 9.4061 | 9.3937 | 9.38 | 9.3516 | 9.3226 | 9.2672 | 9.223 | 9.1737 | 9.1246 | 9.0789 | 8.4361 | 3.7608 | 0
Alverdiscott / Indian Queens 132kV | Mevagissey | Primary Substation | 11 | Leading the Way | Headroom (MW) | 9.2456 | 9.1866 | 9.1333 | 9.047 | 9.0078 | 8.9544 | 8.8773 | 8.7884 | 8.6967 | 7.1679 | 2.1128 | 0 | 0 | 0 | 0 | 0 | 0
Alverdiscott / Indian Queens 132kV | Mevagissey | Primary Substation | 11 | System Transformation | Headroom (MW) | 9.2456 | 9.2986 | 9.3485 | 9.3982 | 9.3867 | 9.3695 | 9.3457 | 9.3191 | 9.2743 | 9.2218 | 9.1415 | 8.5196 | 8.4578 | 8.4347 | 0 | 0 | 0
Alverdiscott / Indian Queens 132kV | Middle Barlington | Primary Substation | 11 | Best View | Headroom (MW) | 0 | 0 | 0 | 0 | 0 | 0 | 0 | 0 | 0 | 0 | 0 | 0 | 0 | 0 | 0 | 0 | 0
Alverdiscott / Indian Queens 132kV | Middle Barlington | Primary Substation | 11 | Consumer Transformation | Headroom (MW) | 0 | 0 | 0 | 0 | 0 | 0 | 0 | 0 | 0 | 0 | 0 | 0 | 0 | 0 | 0 | 0 | 0
Alverdiscott / Indian Queens 132kV | Middle Barlington | Primary Substation | 11 | Falling Short | Headroom (MW) | 0 | 0 | 0 | 0 | 0 | 0 | 0 | 0 | 0 | 0 | 0 | 0 | 0 | 0 | 0 | 0 | 0
Alverdiscott / Indian Queens 132kV | Middle Barlington | Primary Substation | 11 | Leading the Way | Headroom (MW) | 0 | 0 | 0 | 0 | 0 | 0 | 0 | 0 | 0 | 0 | 0 | 0 | 0 | 0 | 0 | 0 | 0
Alverdiscott / Indian Queens 132kV | Middle Barlington | Primary Substation | 11 | System Transformation | Headroom (MW) | 0 | 0 | 0 | 0 | 0 | 0 | 0 | 0 | 0 | 0 | 0 | 0 | 0 | 0 | 0 | 0 | 0
Seabank 132kV | Midsomer Norton | Primary Substation | 11 | Best View | Headroom (MW) | 6.9498 | 5.5072 | 3.3605 | 0.80616 | 0 | 0 | 0 | 0 | 0 | 0 | 0 | 0 | 0 | 0 | 0 | 0 | 0
Seabank 132kV | Midsomer Norton | Primary Substation | 11 | Consumer Transformation | Headroom (MW) | 6.9498 | 4.9184 | 2.0503 | 0 | 0 | 0 | 0 | 0 | 0 | 0 | 0 | 0 | 0 | 0 | 0 | 0 | 0
Seabank 132kV | Midsomer Norton | Primary Substation | 11 | Falling Short | Headroom (MW) | 6.9498 | 5.8963 | 5.48 | 5.116 | 4.1408 | 2.9755 | 2.2764 | 1.3619 | 0.16546 | 0 | 0 | 0 | 0 | 0 | 0 | 0 | 0
Seabank 132kV | Midsomer Norton | Primary Substation | 11 | Leading the Way | Headroom (MW) | 6.9498 | 4.2131 | 2.4146 | 0.20078 | 0 | 0 | 0 | 0 | 0 | 0 | 0 | 0 | 0 | 0 | 0 | 0 | 0
Seabank 132kV | Midsomer Norton | Primary Substation | 11 | System Transformation | Headroom (MW) | 6.9498 | 5.437 | 4.6871 | 4.1045 | 2.4299 | 0 | 0 | 0 | 0 | 0 | 0 | 0 | 0 | 0 | 0 | 0 | 0
Abham / Exeter / Landulph 132kV | Milehouse Bsp | Bulk Supply Point | 33 | Best View | Headroom (MW) | 24.9583 | 25.9601 | 23.7283 | 22.4385 | 0 | 0 | 0 | 0 | 0 | 0 | 0 | 0 | 0 | 0 | 0 | 0 | 0
Abham / Exeter / Landulph 132kV | Milehouse Bsp | Bulk Supply Point | 33 | Consumer Transformation | Headroom (MW) | 24.9583 | 24.7368 | 0 | 0 | 0 | 0 | 0 | 0 | 0 | 0 | 0 | 0 | 0 | 0 | 0 | 0 | 0
Abham / Exeter / Landulph 132kV | Milehouse Bsp | Bulk Supply Point | 33 | Falling Short | Headroom (MW) | 24.9583 | 25.9487 | 26.3036 | 27.042 | 3.0526 | 5.0075 | 3.3626 | 1.4011 | 0 | 0 | 0 | 0 | 0 | 0 | 0 | 0 | 0
Abham / Exeter / Landulph 132kV | Milehouse Bsp | Bulk Supply Point | 33 | Leading the Way | Headroom (MW) | 24.9583 | 22.3619 | 0 | 0 | 0 | 0 | 0 | 0 | 0 | 0 | 0 | 0 | 0 | 0 | 0 | 0 | 0
Abham / Exeter / Landulph 132kV | Milehouse Bsp | Bulk Supply Point | 33 | System Transformation | Headroom (MW) | 24.9583 | 26.1247 | 26.2729 | 1.9836 | 1.635 | 6.5721 | 3.2566 | 0 | 0 | 0 | 0 | 0 | 0 | 0 | 0 | 0 | 0
Bridgwater / Taunton 132kV | Millfield | Primary Substation | 11 | Best View | Headroom (MW) | 0 | 0 | 0 | 0 | 0 | 0 | 0 | 0 | 0 | 0 | 0 | 0 | 0 | 0 | 0 | 0 | 0
Bridgwater / Taunton 132kV | Millfield | Primary Substation | 11 | Consumer Transformation | Headroom (MW) | 0 | 0 | 0 | 0 | 0 | 0 | 0 | 0 | 0 | 0 | 0 | 0 | 0 | 0 | 0 | 0 | 0
Bridgwater / Taunton 132kV | Millfield | Primary Substation | 11 | Falling Short | Headroom (MW) | 0 | 0 | 0 | 0 | 0 | 0 | 0 | 0 | 0 | 0 | 0 | 0 | 0 | 0 | 0 | 0 | 0
Bridgwater / Taunton 132kV | Millfield | Primary Substation | 11 | Leading the Way | Headroom (MW) | 0 | 0 | 0 | 0 | 0 | 0 | 0 | 0 | 0 | 0 | 0 | 0 | 0 | 0 | 0 | 0 | 0
Bridgwater / Taunton 132kV | Millfield | Primary Substation | 11 | System Transformation | Headroom (MW) | 0 | 0 | 0 | 0 | 0 | 0 | 0 | 0 | 0 | 0 | 0 | 0 | 0 | 0 | 0 | 0 | 0
Abham / Exeter / Landulph 132kV | Modbury | Primary Substation | 11 | Best View | Headroom (MW) | 4.5638 | 4.175 | 4.0951 | 4.03 | 3.9354 | 3.8624 | 3.799 | 3.7266 | 3.6454 | 3.6106 | 3.5931 | 3.6054 | 3.6449 | 3.6732 | 3.42 | 3.3774 | 3.3784
Abham / Exeter / Landulph 132kV | Modbury | Primary Substation | 11 | Consumer Transformation | Headroom (MW) | 4.5638 | 4.1105 | 3.941 | 3.7799 | 3.6124 | 3.4815 | 3.368 | 3.2521 | 3.0712 | 2.9277 | 2.8385 | 0 | 0 | 0 | 0 | 0 | 0
Abham / Exeter / Landulph 132kV | Modbury | Primary Substation | 11 | Falling Short | Headroom (MW) | 4.5638 | 4.2357 | 4.1512 | 4.0948 | 3.997 | 3.9325 | 3.8759 | 3.8132 | 3.7452 | 3.6487 | 3.5673 | 3.4848 | 3.4088 | 3.3368 | 2.3436 | 0 | 0
Abham / Exeter / Landulph 132kV | Modbury | Primary Substation | 11 | Leading the Way | Headroom (MW) | 4.5638 | 4.039 | 3.8328 | 3.6432 | 3.4988 | 3.3849 | 3.2975 | 3.18 | 2.9727 | 2.8869 | 0 | 0 | 0 | 0 | 0 | 0 | 0
Abham / Exeter / Landulph 132kV | Modbury | Primary Substation | 11 | System Transformation | Headroom (MW) | 4.5638 | 4.1368 | 4.0187 | 3.9219 | 3.8167 | 3.749 | 3.6961 | 3.6207 | 3.5063 | 3.4281 | 3.336 | 3.2489 | 3.1764 | 3.1435 | 1.4757 | 0.79969 | 0
Axminster 132kV | Montacute | Primary Substation | 11 | Best View | Headroom (MW) | 16.8628 | 16.7704 | 15.9683 | 15.454 | 15.361 | 15.0653 | 14.0088 | 13.761 | 13.5279 | 13.3218 | 13.1529 | 13.0469 | 12.8727 | 12.7351 | 11.1924 | 10.7834 | 11.2478
Axminster 132kV | Montacute | Primary Substation | 11 | Consumer Transformation | Headroom (MW) | 16.8628 | 16.7398 | 15.9002 | 15.3085 | 15.1586 | 14.816 | 13.6484 | 13.3628 | 12.9744 | 12.1264 | 11.478 | 10.9668 | 10.368 | 9.8905 | 6.8873 | 5.251 | 4.9121
Axminster 132kV | Montacute | Primary Substation | 11 | Falling Short | Headroom (MW) | 16.8628 | 16.8036 | 16.2729 | 15.8086 | 15.7277 | 15.4851 | 14.6866 | 14.5024 | 14.3128 | 14.1127 | 13.8886 | 13.6621 | 13.4279 | 13.2637 | 11.1033 | 9.0986 | 7.6176
Axminster 132kV | Montacute | Primary Substation | 11 | Leading the Way | Headroom (MW) | 16.8628 | 16.7111 | 15.8942 | 15.2004 | 15.0178 | 14.5664 | 13.3012 | 12.9437 | 12.6519 | 11.9149 | 11.2273 | 10.6384 | 10.2978 | 10.0372 | 7.6812 | 6.5608 | 6.0403
Axminster 132kV | Montacute | Primary Substation | 11 | System Transformation | Headroom (MW) | 16.8628 | 16.7755 | 16.012 | 15.5124 | 15.459 | 15.2227 | 14.2482 | 14.0869 | 13.909 | 13.7337 | 13.5374 | 13.3502 | 13.1032 | 12.8212 | 9.5779 | 8.8243 | 8.7109
Alverdiscott / Indian Queens 132kV | Mortonhampstead | Primary Substation | 11 | Best View | Headroom (MW) | 2.199 | 2.1995 | 2.1931 | 2.1697 | 2.1261 | 2.0826 | 2.0313 | 1.9729 | 1.914 | 1.8796 | 1.8313 | 1.8245 | 1.8451 | 1.8859 | 1.6967 | 1.4986 | 1.1182
Alverdiscott / Indian Queens 132kV | Mortonhampstead | Primary Substation | 11 | Consumer Transformation | Headroom (MW) | 2.199 | 2.1722 | 2.116 | 2.0561 | 1.9821 | 1.9195 | 1.8397 | 1.7779 | 1.6721 | 1.5742 | 1.4615 | 1.3749 | 1.2743 | 1.2278 | 0 | 0 | 0
Alverdiscott / Indian Queens 132kV | Mortonhampstead | Primary Substation | 11 | Falling Short | Headroom (MW) | 2.199 | 2.2076 | 2.2162 | 2.2151 | 2.1744 | 2.1479 | 2.1156 | 2.0761 | 2.0333 | 1.9595 | 1.8929 | 1.8251 | 1.7551 | 1.6921 | 0 | 0 | 0
Alverdiscott / Indian Queens 132kV | Mortonhampstead | Primary Substation | 11 | Leading the Way | Headroom (MW) | 2.199 | 2.1483 | 2.0908 | 2.01 | 1.9476 | 1.8791 | 1.8062 | 1.7176 | 1.5931 | 1.4593 | 1.3286 | 1.235 | 1.1903 | 1.1971 | 0.13746 | 0 | 0
Alverdiscott / Indian Queens 132kV | Mortonhampstead | Primary Substation | 11 | System Transformation | Headroom (MW) | 2.199 | 2.1919 | 2.1802 | 2.1599 | 2.1197 | 2.0803 | 2.0315 | 1.9766 | 1.9079 | 1.8451 | 1.7635 | 1.6909 | 1.6308 | 1.5818 | 0 | 0 | 0
Alverdiscott / Indian Queens 132kV | Morwenstow | Primary Substation | 11 | Best View | Headroom (MW) | 10.3403 | 10.389 | 10.4364 | 10.4449 | 10.477 | 10.5116 | 10.5348 | 10.562 | 10.5782 | 10.5995 | 10.6291 | 10.6633 | 10.7046 | 10.7647 | 10.91 | 11.0776 | 11.3518
Alverdiscott / Indian Queens 132kV | Morwenstow | Primary Substation | 11 | Consumer Transformation | Headroom (MW) | 10.3403 | 10.3772 | 10.4072 | 10.3991 | 10.4183 | 10.4506 | 10.4736 | 10.4935 | 10.4912 | 10.5002 | 10.5226 | 10.5497 | 10.569 | 10.5343 | 2.7434 | 0 | 0
Alverdiscott / Indian Queens 132kV | Morwenstow | Primary Substation | 11 | Falling Short | Headroom (MW) | 10.3403 | 10.4007 | 10.4528 | 10.4749 | 10.501 | 10.5438 | 10.5783 | 10.6117 | 10.6422 | 10.664 | 10.6928 | 10.7167 | 10.7468 | 10.7694 | 10.3592 | 10.1347 | 10.0064
Alverdiscott / Indian Queens 132kV | Morwenstow | Primary Substation | 11 | Leading the Way | Headroom (MW) | 10.3403 | 10.3604 | 10.38 | 10.3539 | 10.3884 | 10.4217 | 10.4377 | 10.4556 | 10.4602 | 10.4854 | 10.4763 | 10.5084 | 10.5474 | 10.5211 | 10.5912 | 0 | 0
Alverdiscott / Indian Queens 132kV | Morwenstow | Primary Substation | 11 | System Transformation | Headroom (MW) | 10.3403 | 10.3855 | 10.4319 | 10.4375 | 10.468 | 10.4993 | 10.5343 | 10.5658 | 10.5915 | 10.608 | 10.6241 | 10.6362 | 10.6542 | 10.6528 | 9.9898 | 10.1766 | 0
Alverdiscott / Indian Queens 132kV | Mousehole | Primary Substation | 11 | Best View | Headroom (MW) | 0 | 0 | 0 | 0 | 0 | 0 | 0 | 0 | 0 | 0 | 0 | 0 | 0 | 0 | 0 | 0 | 0
Alverdiscott / Indian Queens 132kV | Mousehole | Primary Substation | 11 | Consumer Transformation | Headroom (MW) | 0 | 0 | 0 | 0 | 0 | 0 | 0 | 0 | 0 | 0 | 0 | 0 | 0 | 0 | 0 | 0 | 0
Alverdiscott / Indian Queens 132kV | Mousehole | Primary Substation | 11 | Falling Short | Headroom (MW) | 0 | 0 | 0 | 0 | 0 | 0 | 0 | 0 | 0 | 0 | 0 | 0 | 0 | 0 | 0 | 0 | 0
Alverdiscott / Indian Queens 132kV | Mousehole | Primary Substation | 11 | Leading the Way | Headroom (MW) | 0 | 0 | 0 | 0 | 0 | 0 | 0 | 0 | 0 | 0 | 0 | 0 | 0 | 0 | 0 | 0 | 0
Alverdiscott / Indian Queens 132kV | Mousehole | Primary Substation | 11 | System Transformation | Headroom (MW) | 0 | 0 | 0 | 0 | 0 | 0 | 0 | 0 | 0 | 0 | 0 | 0 | 0 | 0 | 0 | 0 | 0
Alverdiscott / Indian Queens 132kV | Mullion | Primary Substation | 11 | Best View | Headroom (MW) | 6.9586 | 6.9961 | 7.0288 | 7.0434 | 7.0112 | 6.9821 | 6.9388 | 5.5544 | 3.2306 | 0.14462 | 0 | 0 | 0 | 0 | 0 | 0 | 0
Alverdiscott / Indian Queens 132kV | Mullion | Primary Substation | 11 | Consumer Transformation | Headroom (MW) | 6.9586 | 6.973 | 6.9637 | 6.9377 | 6.8741 | 6.8343 | 4.4992 | 1.9456 | 0 | 0 | 0 | 0 | 0 | 0 | 0 | 0 | 0
Alverdiscott / Indian Queens 132kV | Mullion | Primary Substation | 11 | Falling Short | Headroom (MW) | 6.9586 | 7.0305 | 7.0967 | 7.1537 | 7.1472 | 7.1492 | 7.1493 | 7.1396 | 7.1234 | 7.0936 | 7.0594 | 7.016 | 6.9799 | 6.9485 | 0 | 0 | 0
Alverdiscott / Indian Queens 132kV | Mullion | Primary Substation | 11 | Leading the Way | Headroom (MW) | 6.9586 | 6.9297 | 6.8984 | 6.8299 | 6.8043 | 6.7655 | 4.1934 | 1.3526 | 0 | 0 | 0 | 0 | 0 | 0 | 0 | 0 | 0
Alverdiscott / Indian Queens 132kV | Mullion | Primary Substation | 11 | System Transformation | Headroom (MW) | 6.9586 | 7.0192 | 7.0703 | 7.1162 | 7.1141 | 7.1012 | 7.0924 | 7.0786 | 7.0463 | 6.9876 | 6.915 | 5.0809 | 2.9357 | 1.3714 | 0 | 0 | 0
Sandford 132kV | Nailsea | Primary Substation | 11 | Best View | Headroom (MW) | 1.8032 | 1.5005 | 1.0541 | 0.40563 | 0 | 0 | 0 | 0 | 0 | 0 | 0 | 0 | 0 | 0 | 0 | 0 | 0
Sandford 132kV | Nailsea | Primary Substation | 11 | Consumer Transformation | Headroom (MW) | 1.8032 | 1.1791 | 0 | 0 | 0 | 0 | 0 | 0 | 0 | 0 | 0 | 0 | 0 | 0 | 0 | 0 | 0
Sandford 132kV | Nailsea | Primary Substation | 11 | Falling Short | Headroom (MW) | 1.8032 | 1.5221 | 1.1914 | 0.91031 | 0.5136 | 0.16205 | 0 | 0 | 0 | 0 | 0 | 0 | 0 | 0 | 0 | 0 | 0
Sandford 132kV | Nailsea | Primary Substation | 11 | Leading the Way | Headroom (MW) | 1.8032 | 0 | 0 | 0 | 0 | 0 | 0 | 0 | 0 | 0 | 0 | 0 | 0 | 0 | 0 | 0 | 0
Sandford 132kV | Nailsea | Primary Substation | 11 | System Transformation | Headroom (MW) | 1.8032 | 0 | 0 | 0 | 0 | 0 | 0 | 0 | 0 | 0 | 0 | 0 | 0 | 0 | 0 | 0 | 0
Bridgwater / Taunton 132kV | Nether Stowey | Primary Substation | 11 | Best View | Headroom (MW) | 0 | 0 | 0 | 0 | 0 | 0 | 0 | 0 | 0 | 0 | 0 | 0 | 0 | 0 | 0 | 0 | 0
Bridgwater / Taunton 132kV | Nether Stowey | Primary Substation | 11 | Consumer Transformation | Headroom (MW) | 0 | 0 | 0 | 0 | 0 | 0 | 0 | 0 | 0 | 0 | 0 | 0 | 0 | 0 | 0 | 0 | 0
Bridgwater / Taunton 132kV | Nether Stowey | Primary Substation | 11 | Falling Short | Headroom (MW) | 0 | 0 | 0 | 0 | 0 | 0 | 0 | 0 | 0 | 0 | 0 | 0 | 0 | 0 | 0 | 0 | 0
Bridgwater / Taunton 132kV | Nether Stowey | Primary Substation | 11 | Leading the Way | Headroom (MW) | 0 | 0 | 0 | 0 | 0 | 0 | 0 | 0 | 0 | 0 | 0 | 0 | 0 | 0 | 0 | 0 | 0
Bridgwater / Taunton 132kV | Nether Stowey | Primary Substation | 11 | System Transformation | Headroom (MW) | 0 | 0 | 0 | 0 | 0 | 0 | 0 | 0 | 0 | 0 | 0 | 0 | 0 | 0 | 0 | 0 | 0
Seabank 132kV | Newbury | Primary Substation | 11 | Best View | Headroom (MW) | 1.6492 | 1.6603 | 1.6463 | 0.80748 | 0 | 0 | 0 | 0 | 0 | 0 | 0 | 0 | 0 | 0 | 0 | 0 | 0
Seabank 132kV | Newbury | Primary Substation | 11 | Consumer Transformation | Headroom (MW) | 1.6492 | 1.6057 | 1.5256 | 0 | 0 | 0 | 0 | 0 | 0 | 0 | 0 | 0 | 0 | 0 | 0 | 0 | 0
Seabank 132kV | Newbury | Primary Substation | 11 | Falling Short | Headroom (MW) | 1.6492 | 1.6714 | 1.6745 | 1.6872 | 1.655 | 1.6046 | 1.5565 | 1.3642 | 0.16573 | 0 | 0 | 0 | 0 | 0 | 0 | 0 | 0
Seabank 132kV | Newbury | Primary Substation | 11 | Leading the Way | Headroom (MW) | 1.6492 | 1.5587 | 1.4447 | 0.20111 | 0 | 0 | 0 | 0 | 0 | 0 | 0 | 0 | 0 | 0 | 0 | 0 | 0
Seabank 132kV | Newbury | Primary Substation | 11 | System Transformation | Headroom (MW) | 1.6492 | 1.6551 | 1.6196 | 1.599 | 0.9524 | 0 | 0 | 0 | 0 | 0 | 0 | 0 | 0 | 0 | 0 | 0 | 0
Alverdiscott / Indian Queens 132kV | Newlyn | Primary Substation | 11 | Best View | Headroom (MW) | 0 | 0 | 0 | 0 | 0 | 0 | 0 | 0 | 0 | 0 | 0 | 0 | 0 | 0 | 0 | 0 | 0
Alverdiscott / Indian Queens 132kV | Newlyn | Primary Substation | 11 | Consumer Transformation | Headroom (MW) | 0 | 0 | 0 | 0 | 0 | 0 | 0 | 0 | 0 | 0 | 0 | 0 | 0 | 0 | 0 | 0 | 0
Alverdiscott / Indian Queens 132kV | Newlyn | Primary Substation | 11 | Falling Short | Headroom (MW) | 0 | 0 | 0 | 0 | 0 | 0 | 0 | 0 | 0 | 0 | 0 | 0 | 0 | 0 | 0 | 0 | 0
Alverdiscott / Indian Queens 132kV | Newlyn | Primary Substation | 11 | Leading the Way | Headroom (MW) | 0 | 0 | 0 | 0 | 0 | 0 | 0 | 0 | 0 | 0 | 0 | 0 | 0 | 0 | 0 | 0 | 0
Alverdiscott / Indian Queens 132kV | Newlyn | Primary Substation | 11 | System Transformation | Headroom (MW) | 0 | 0 | 0 | 0 | 0 | 0 | 0 | 0 | 0 | 0 | 0 | 0 | 0 | 0 | 0 | 0 | 0
Abham / Exeter / Landulph 132kV | Newport Street | Primary Substation | 11 | Best View | Headroom (MW) | 6.4705 | 6.5468 | 6.4739 | 6.4883 | 6.4589 | 6.4159 | 6.3057 | 6.2051 | 6.0736 | 5.9388 | 5.8554 | 5.865 | 5.9172 | 5.9869 | 3.5503 | 0.55328 | 0
Abham / Exeter / Landulph 132kV | Newport Street | Primary Substation | 11 | Consumer Transformation | Headroom (MW) | 6.4705 | 6.4422 | 6.2908 | 6.1393 | 5.9708 | 5.8364 | 5.6245 | 5.3894 | 5.0944 | 4.7323 | 2.524 | 0 | 0 | 0 | 0 | 0 | 0
Abham / Exeter / Landulph 132kV | Newport Street | Primary Substation | 11 | Falling Short | Headroom (MW) | 6.4705 | 6.5004 | 6.4539 | 6.4544 | 6.4224 | 6.4191 | 6.3823 | 6.291 | 6.189 | 6.0886 | 5.9873 | 5.8736 | 5.7696 | 5.7009 | 4.0032 | 0 | 0
Abham / Exeter / Landulph 132kV | Newport Street | Primary Substation | 11 | Leading the Way | Headroom (MW) | 6.4705 | 6.303 | 6.0277 | 5.7693 | 5.661 | 5.5252 | 5.3321 | 5.0588 | 4.7688 | 2.6529 | 0 | 0 | 0 | 0 | 0 | 0 | 0
Abham / Exeter / Landulph 132kV | Newport Street | Primary Substation | 11 | System Transformation | Headroom (MW) | 6.4705 | 6.5195 | 6.4701 | 6.4054 | 6.4111 | 6.407 | 6.3708 | 6.2844 | 6.1768 | 6.0451 | 5.8716 | 5.1622 | 5.0667 | 5.033 | 1.1703 | 0 | 0
Alverdiscott / Indian Queens 132kV | Newquay Trencreek Ln | Primary Substation | 11 | Best View | Headroom (MW) | 0 | 0 | 0 | 0 | 0 | 0 | 0 | 0 | 0 | 0 | 0 | 0 | 0 | 0 | 0 | 0 | 0
Alverdiscott / Indian Queens 132kV | Newquay Trencreek Ln | Primary Substation | 11 | Consumer Transformation | Headroom (MW) | 0 | 0 | 0 | 0 | 0 | 0 | 0 | 0 | 0 | 0 | 0 | 0 | 0 | 0 | 0 | 0 | 0
Alverdiscott / Indian Queens 132kV | Newquay Trencreek Ln | Primary Substation | 11 | Falling Short | Headroom (MW) | 0 | 0 | 0 | 0 | 0 | 0 | 0 | 0 | 0 | 0 | 0 | 0 | 0 | 0 | 0 | 0 | 0
Alverdiscott / Indian Queens 132kV | Newquay Trencreek Ln | Primary Substation | 11 | Leading the Way | Headroom (MW) | 0 | 0 | 0 | 0 | 0 | 0 | 0 | 0 | 0 | 0 | 0 | 0 | 0 | 0 | 0 | 0 | 0
Alverdiscott / Indian Queens 132kV | Newquay Trencreek Ln | Primary Substation | 11 | System Transformation | Headroom (MW) | 0 | 0 | 0 | 0 | 0 | 0 | 0 | 0 | 0 | 0 | 0 | 0 | 0 | 0 | 0 | 0 | 0
Alverdiscott / Indian Queens 132kV | Newquay Trevemper | Primary Substation | 11 | Best View | Headroom (MW) | 0 | 0 | 0 | 0 | 0 | 0 | 0 | 0 | 0 | 0 | 0 | 0 | 0 | 0 | 0 | 0 | 0
Alverdiscott / Indian Queens 132kV | Newquay Trevemper | Primary Substation | 11 | Consumer Transformation | Headroom (MW) | 0 | 0 | 0 | 0 | 0 | 0 | 0 | 0 | 0 | 0 | 0 | 0 | 0 | 0 | 0 | 0 | 0
Alverdiscott / Indian Queens 132kV | Newquay Trevemper | Primary Substation | 11 | Falling Short | Headroom (MW) | 0 | 0 | 0 | 0 | 0 | 0 | 0 | 0 | 0 | 0 | 0 | 0 | 0 | 0 | 0 | 0 | 0
Alverdiscott / Indian Queens 132kV | Newquay Trevemper | Primary Substation | 11 | Leading the Way | Headroom (MW) | 0 | 0 | 0 | 0 | 0 | 0 | 0 | 0 | 0 | 0 | 0 | 0 | 0 | 0 | 0 | 0 | 0
Alverdiscott / Indian Queens 132kV | Newquay Trevemper | Primary Substation | 11 | System Transformation | Headroom (MW) | 0 | 0 | 0 | 0 | 0 | 0 | 0 | 0 | 0 | 0 | 0 | 0 | 0 | 0 | 0 | 0 | 0
Abham / Exeter / Landulph 132kV | Newton Abbot Bsp (Forde Road) | Bulk Supply Point | 33 | Best View | Headroom (MW) | 7.2998 | 6.7366 | 1.8746 | 0 | 0 | 0 | 0 | 0 | 0 | 0 | 0 | 0 | 0 | 0 | 0 | 0 | 0
Abham / Exeter / Landulph 132kV | Newton Abbot Bsp (Forde Road) | Bulk Supply Point | 33 | Consumer Transformation | Headroom (MW) | 7.2998 | 3.4948 | 0 | 0 | 0 | 0 | 0 | 0 | 0 | 0 | 0 | 0 | 0 | 0 | 0 | 0 | 0
Abham / Exeter / Landulph 132kV | Newton Abbot Bsp (Forde Road) | Bulk Supply Point | 33 | Falling Short | Headroom (MW) | 7.2998 | 7.6815 | 5.7872 | 2.0904 | 0 | 0 | 0 | 0 | 0 | 0 | 0 | 0 | 0 | 0 | 0 | 0 | 0
Abham / Exeter / Landulph 132kV | Newton Abbot Bsp (Forde Road) | Bulk Supply Point | 33 | Leading the Way | Headroom (MW) | 7.2998 | 0 | 0 | 0 | 0 | 0 | 0 | 0 | 0 | 0 | 0 | 0 | 0 | 0 | 0 | 0 | 0
Abham / Exeter / Landulph 132kV | Newton Abbot Bsp (Forde Road) | Bulk Supply Point | 33 | System Transformation | Headroom (MW) | 7.2998 | 7.2898 | 1.7595 | 0 | 0 | 0 | 0 | 0 | 0 | 0 | 0 | 0 | 0 | 0 | 0 | 0 | 0
Abham / Exeter / Landulph 132kV | Newton Abbot Main | Primary Substation | 11 | Best View | Headroom (MW) | 0 | 0 | 0 | 0 | 0 | 0 | 0 | 0 | 0 | 0 | 0 | 0 | 0 | 0 | 0 | 0 | 0
Abham / Exeter / Landulph 132kV | Newton Abbot Main | Primary Substation | 11 | Consumer Transformation | Headroom (MW) | 0 | 0 | 0 | 0 | 0 | 0 | 0 | 0 | 0 | 0 | 0 | 0 | 0 | 0 | 0 | 0 | 0
Abham / Exeter / Landulph 132kV | Newton Abbot Main | Primary Substation | 11 | Falling Short | Headroom (MW) | 0 | 0 | 0 | 0 | 0 | 0 | 0 | 0 | 0 | 0 | 0 | 0 | 0 | 0 | 0 | 0 | 0
Abham / Exeter / Landulph 132kV | Newton Abbot Main | Primary Substation | 11 | Leading the Way | Headroom (MW) | 0 | 0 | 0 | 0 | 0 | 0 | 0 | 0 | 0 | 0 | 0 | 0 | 0 | 0 | 0 | 0 | 0
Abham / Exeter / Landulph 132kV | Newton Abbot Main | Primary Substation | 11 | System Transformation | Headroom (MW) | 0 | 0 | 0 | 0 | 0 | 0 | 0 | 0 | 0 | 0 | 0 | 0 | 0 | 0 | 0 | 0 | 0
Abham / Exeter / Landulph 132kV | Newton Ferrers | Primary Substation | 11 | Best View | Headroom (MW) | 9.877 | 9.8675 | 9.8377 | 9.8051 | 9.7542 | 9.6984 | 9.6275 | 9.5534 | 9.4955 | 9.468 | 9.4731 | 9.5057 | 9.5687 | 9.6504 | 9.4223 | 9.3003 | 9.2228
Abham / Exeter / Landulph 132kV | Newton Ferrers | Primary Substation | 11 | Consumer Transformation | Headroom (MW) | 9.877 | 9.831 | 9.7584 | 9.6685 | 9.5515 | 9.4523 | 9.3336 | 9.2291 | 9.1083 | 7.4372 | 2.9554 | 0 | 0 | 0 | 0 | 0 | 0
Abham / Exeter / Landulph 132kV | Newton Ferrers | Primary Substation | 11 | Falling Short | Headroom (MW) | 9.877 | 9.866 | 9.853 | 9.8253 | 9.7741 | 9.7354 | 9.6872 | 9.6365 | 9.5825 | 9.5057 | 9.4389 | 9.3671 | 9.2987 | 9.2495 | 8.596 | 0 | 0
Abham / Exeter / Landulph 132kV | Newton Ferrers | Primary Substation | 11 | Leading the Way | Headroom (MW) | 9.877 | 9.801 | 9.7036 | 9.5837 | 9.4734 | 9.3652 | 9.248 | 9.1235 | 7.4351 | 3.1063 | 0 | 0 | 0 | 0 | 0 | 0 | 0
Abham / Exeter / Landulph 132kV | Newton Ferrers | Primary Substation | 11 | System Transformation | Headroom (MW) | 9.877 | 9.8586 | 9.8308 | 9.7845 | 9.7306 | 9.6881 | 9.6362 | 9.5876 | 9.5224 | 9.4681 | 9.4043 | 9.3602 | 9.3365 | 9.345 | 6.5218 | 1.9105 | 0
Abham / Exeter / Landulph 132kV | Newton Poppleford | Primary Substation | 11 | Best View | Headroom (MW) | 3.6439 | 3.6535 | 3.6546 | 3.651 | 3.6384 | 3.6135 | 3.5806 | 3.5407 | 3.511 | 3.4975 | 3.505 | 3.5414 | 3.6035 | 3.6792 | 0.54868 | 0 | 0
Abham / Exeter / Landulph 132kV | Newton Poppleford | Primary Substation | 11 | Consumer Transformation | Headroom (MW) | 3.6439 | 3.636 | 3.6196 | 3.5866 | 3.5303 | 3.4696 | 3.3929 | 2.2453 | 0.44125 | 0 | 0 | 0 | 0 | 0 | 0 | 0 | 0
Abham / Exeter / Landulph 132kV | Newton Poppleford | Primary Substation | 11 | Falling Short | Headroom (MW) | 3.6439 | 3.6612 | 3.6751 | 3.6848 | 3.6749 | 3.6664 | 3.6506 | 3.6333 | 3.6153 | 3.5751 | 3.5398 | 3.5018 | 3.4639 | 3.4354 | 0 | 0 | 0
Abham / Exeter / Landulph 132kV | Newton Poppleford | Primary Substation | 11 | Leading the Way | Headroom (MW) | 3.6439 | 3.6183 | 3.5857 | 3.5313 | 3.4727 | 3.4098 | 3.3296 | 1.9633 | 0.16113 | 0 | 0 | 0 | 0 | 0 | 0 | 0 | 0
Abham / Exeter / Landulph 132kV | Newton Poppleford | Primary Substation | 11 | System Transformation | Headroom (MW) | 3.6439 | 3.6575 | 3.669 | 3.6683 | 3.661 | 3.6472 | 3.6268 | 3.6071 | 3.5734 | 3.5419 | 3.4909 | 3.4552 | 3.4348 | 3.4431 | 0 | 0 | 0
Abham / Exeter / Landulph 132kV | Newton St Cyres | Primary Substation | 11 | Best View | Headroom (MW) | 0 | 0 | 0 | 0 | 0 | 0 | 0 | 0 | 0 | 0 | 0 | 0 | 0 | 0 | 0 | 0 | 0
Abham / Exeter / Landulph 132kV | Newton St Cyres | Primary Substation | 11 | Consumer Transformation | Headroom (MW) | 0 | 0 | 0 | 0 | 0 | 0 | 0 | 0 | 0 | 0 | 0 | 0 | 0 | 0 | 0 | 0 | 0
Abham / Exeter / Landulph 132kV | Newton St Cyres | Primary Substation | 11 | Falling Short | Headroom (MW) | 0 | 0 | 0 | 0 | 0 | 0 | 0 | 0 | 0 | 0 | 0 | 0 | 0 | 0 | 0 | 0 | 0
Abham / Exeter / Landulph 132kV | Newton St Cyres | Primary Substation | 11 | Leading the Way | Headroom (MW) | 0 | 0 | 0 | 0 | 0 | 0 | 0 | 0 | 0 | 0 | 0 | 0 | 0 | 0 | 0 | 0 | 0
Abham / Exeter / Landulph 132kV | Newton St Cyres | Primary Substation | 11 | System Transformation | Headroom (MW) | 0 | 0 | 0 | 0 | 0 | 0 | 0 | 0 | 0 | 0 | 0 | 0 | 0 | 0 | 0 | 0 | 0
Bridgwater / Taunton 132kV | North Street Langport | Primary Substation | 11 | Best View | Headroom (MW) | 0 | 0 | 0 | 0 | 0 | 0 | 0 | 0 | 0 | 0 | 0 | 0 | 0 | 0 | 0 | 0 | 0
Bridgwater / Taunton 132kV | North Street Langport | Primary Substation | 11 | Consumer Transformation | Headroom (MW) | 0 | 0 | 0 | 0 | 0 | 0 | 0 | 0 | 0 | 0 | 0 | 0 | 0 | 0 | 0 | 0 | 0
Bridgwater / Taunton 132kV | North Street Langport | Primary Substation | 11 | Falling Short | Headroom (MW) | 0 | 0 | 0 | 0 | 0 | 0 | 0 | 0 | 0 | 0 | 0 | 0 | 0 | 0 | 0 | 0 | 0
Bridgwater / Taunton 132kV | North Street Langport | Primary Substation | 11 | Leading the Way | Headroom (MW) | 0 | 0 | 0 | 0 | 0 | 0 | 0 | 0 | 0 | 0 | 0 | 0 | 0 | 0 | 0 | 0 | 0
Bridgwater / Taunton 132kV | North Street Langport | Primary Substation | 11 | System Transformation | Headroom (MW) | 0 | 0 | 0 | 0 | 0 | 0 | 0 | 0 | 0 | 0 | 0 | 0 | 0 | 0 | 0 | 0 | 0
Alverdiscott / Indian Queens 132kV | North Tawton | Primary Substation | 11 | Best View | Headroom (MW) | 2.9229 | 2.8457 | 2.8366 | 2.8009 | 2.7537 | 2.6494 | 2.5488 | 2.4299 | 2.3226 | 2.2601 | 2.1962 | 2.2007 | 2.2853 | 2.4098 | 1.9446 | 1.4994 | 1.1188
Alverdiscott / Indian Queens 132kV | North Tawton | Primary Substation | 11 | Consumer Transformation | Headroom (MW) | 2.9229 | 2.7927 | 2.6983 | 2.5968 | 2.4795 | 2.3483 | 2.1889 | 2.0431 | 1.8181 | 1.6244 | 1.4623 | 1.3757 | 1.2749 | 1.2284 | 0 | 0 | 0
Alverdiscott / Indian Queens 132kV | North Tawton | Primary Substation | 11 | Falling Short | Headroom (MW) | 2.9229 | 2.9021 | 2.9406 | 2.979 | 2.9273 | 2.8811 | 2.8446 | 2.7744 | 2.7066 | 2.5419 | 2.3974 | 2.2441 | 2.0966 | 1.9663 | 0 | 0 | 0
Alverdiscott / Indian Queens 132kV | North Tawton | Primary Substation | 11 | Leading the Way | Headroom (MW) | 2.9229 | 2.7274 | 2.623 | 2.4764 | 2.3805 | 2.2355 | 2.0966 | 1.8874 | 1.594 | 1.4601 | 1.3293 | 1.2357 | 1.191 | 1.1977 | 0.13753 | 0 | 0
Alverdiscott / Indian Queens 132kV | North Tawton | Primary Substation | 11 | System Transformation | Headroom (MW) | 2.9229 | 2.8288 | 2.8282 | 2.8195 | 2.7744 | 2.6902 | 2.6077 | 2.5034 | 2.3571 | 2.2193 | 2.0484 | 1.8904 | 1.7574 | 1.67 | 0 | 0 | 0
Alverdiscott / Indian Queens 132kV | North Tawton Bsp | Bulk Supply Point | 33 | Best View | Headroom (MW) | 2.9472 | 2.8693 | 2.8602 | 2.8242 | 2.7766 | 2.6714 | 2.57 | 2.4501 | 2.3419 | 2.2789 | 2.2144 | 2.219 | 2.3043 | 2.4298 | 1.9607 | 1.5119 | 1.1281
Alverdiscott / Indian Queens 132kV | North Tawton Bsp | Bulk Supply Point | 33 | Consumer Transformation | Headroom (MW) | 2.9472 | 2.8159 | 2.7208 | 2.6184 | 2.5001 | 2.3678 | 2.2071 | 2.0601 | 1.8333 | 1.638 | 1.4744 | 1.3871 | 1.2855 | 1.2386 | 0 | 0 | 0
Alverdiscott / Indian Queens 132kV | North Tawton Bsp | Bulk Supply Point | 33 | Falling Short | Headroom (MW) | 2.9472 | 2.9262 | 2.965 | 3.0037 | 2.9517 | 2.9051 | 2.8683 | 2.7974 | 2.7291 | 2.563 | 2.4173 | 2.2627 | 2.1141 | 1.9826 | 0 | 0 | 0
Alverdiscott / Indian Queens 132kV | North Tawton Bsp | Bulk Supply Point | 33 | Leading the Way | Headroom (MW) | 2.9472 | 2.75 | 2.6447 | 2.497 | 2.4003 | 2.2541 | 2.114 | 1.9031 | 1.6072 | 1.4722 | 1.3404 | 1.246 | 1.2009 | 1.2077 | 0.13868 | 0 | 0
Alverdiscott / Indian Queens 132kV | North Tawton Bsp | Bulk Supply Point | 33 | System Transformation | Headroom (MW) | 2.9472 | 2.8523 | 2.8517 | 2.8429 | 2.7975 | 2.7125 | 2.6294 | 2.5242 | 2.3767 | 2.2377 | 2.0655 | 1.9061 | 1.772 | 1.6839 | 0 | 0 | 0
Alverdiscott / Indian Queens 132kV | Northam | Primary Substation | 11 | Best View | Headroom (MW) | 11.4035 | 10.9657 | 9.6668 | 8.1658 | 6.7429 | 3.6321 | 1.9436 | 0 | 0 | 0 | 0 | 0 | 0 | 0 | 0 | 0 | 0
Alverdiscott / Indian Queens 132kV | Northam | Primary Substation | 11 | Consumer Transformation | Headroom (MW) | 11.4035 | 10.4257 | 8.3702 | 6.0142 | 2.7719 | 0 | 0 | 0 | 0 | 0 | 0 | 0 | 0 | 0 | 0 | 0 | 0
Alverdiscott / Indian Queens 132kV | Northam | Primary Substation | 11 | Falling Short | Headroom (MW) | 11.4035 | 11.0945 | 10.2881 | 9.1589 | 8.1521 | 7.2216 | 6.2884 | 4.1494 | 2.158 | 0 | 0 | 0 | 0 | 0 | 0 | 0 | 0
Alverdiscott / Indian Queens 132kV | Northam | Primary Substation | 11 | Leading the Way | Headroom (MW) | 11.4035 | 9.5853 | 6.9473 | 3.7361 | 1.321 | 0 | 0 | 0 | 0 | 0 | 0 | 0 | 0 | 0 | 0 | 0 | 0
Alverdiscott / Indian Queens 132kV | Northam | Primary Substation | 11 | System Transformation | Headroom (MW) | 11.4035 | 10.9214 | 9.5865 | 8.0442 | 7.0283 | 4.2712 | 3.1433 | 0.091215 | 0 | 0 | 0 | 0 | 0 | 0 | 0 | 0 | 0
Abham / Exeter / Landulph 132kV | Offwell | Primary Substation | 11 | Best View | Headroom (MW) | 0.80648 | 0.72616 | 0.53881 | 0 | 0 | 0 | 0 | 0 | 0 | 0 | 0 | 0 | 0 | 0 | 0 | 0 | 0
Abham / Exeter / Landulph 132kV | Offwell | Primary Substation | 11 | Consumer Transformation | Headroom (MW) | 0.80648 | 0.46682 | 0 | 0 | 0 | 0 | 0 | 0 | 0 | 0 | 0 | 0 | 0 | 0 | 0 | 0 | 0
Abham / Exeter / Landulph 132kV | Offwell | Primary Substation | 11 | Falling Short | Headroom (MW) | 0.80648 | 0.80078 | 0.78897 | 0.72294 | 0 | 0 | 0 | 0 | 0 | 0 | 0 | 0 | 0 | 0 | 0 | 0 | 0
Abham / Exeter / Landulph 132kV | Offwell | Primary Substation | 11 | Leading the Way | Headroom (MW) | 0.80648 | 0.14665 | 0 | 0 | 0 | 0 | 0 | 0 | 0 | 0 | 0 | 0 | 0 | 0 | 0 | 0 | 0
Abham / Exeter / Landulph 132kV | Offwell | Primary Substation | 11 | System Transformation | Headroom (MW) | 0.80648 | 0.74087 | 0.58146 | 0 | 0 | 0 | 0 | 0 | 0 | 0 | 0 | 0 | 0 | 0 | 0 | 0 | 0
Alverdiscott / Indian Queens 132kV | Okehampton | Primary Substation | 11 | Best View | Headroom (MW) | 3.9554 | 3.8896 | 3.8289 | 3.6219 | 3.1962 | 2.9653 | 2.7326 | 2.4889 | 2.2404 | 2.0396 | 1.8834 | 1.8603 | 1.894 | 1.9767 | 1.0352 | 0.4344 | 0
Alverdiscott / Indian Queens 132kV | Okehampton | Primary Substation | 11 | Consumer Transformation | Headroom (MW) | 3.9554 | 3.8185 | 3.6693 | 3.3979 | 2.8595 | 2.5459 | 2.1763 | 1.8734 | 1.4952 | 1.0287 | 0.64517 | 0.39461 | 0.16401 | 0 | 0 | 0 | 0
Alverdiscott / Indian Queens 132kV | Okehampton | Primary Substation | 11 | Falling Short | Headroom (MW) | 3.9554 | 3.9189 | 3.9032 | 3.7842 | 3.4581 | 3.32 | 3.193 | 3.0463 | 2.9011 | 2.69 | 2.4886 | 2.2914 | 2.102 | 1.9261 | 0.001027 | 0 | 0
Alverdiscott / Indian Queens 132kV | Okehampton | Primary Substation | 11 | Leading the Way | Headroom (MW) | 3.9554 | 3.7258 | 3.5299 | 3.1725 | 2.657 | 2.316 | 1.9829 | 1.6175 | 1.2422 | 0.88321 | 0.56656 | 0.35724 | 0.25586 | 0.24304 | 0 | 0 | 0
Alverdiscott / Indian Queens 132kV | Okehampton | Primary Substation | 11 | System Transformation | Headroom (MW) | 3.9554 | 3.8926 | 3.8356 | 3.6631 | 3.2697 | 3.0871 | 2.9271 | 2.7487 | 2.5322 | 2.3088 | 2.0586 | 1.8687 | 1.7221 | 1.647 | 0 | 0 | 0
Abham / Exeter / Landulph 132kV | Old Laira Road | Primary Substation | 11 | Best View | Headroom (MW) | 0 | 0 | 0 | 0 | 0 | 0 | 0 | 0 | 0 | 0 | 0 | 0 | 0 | 0 | 0 | 0 | 0
Abham / Exeter / Landulph 132kV | Old Laira Road | Primary Substation | 11 | Consumer Transformation | Headroom (MW) | 0 | 0 | 0 | 0 | 0 | 0 | 0 | 0 | 0 | 0 | 0 | 0 | 0 | 0 | 0 | 0 | 0
Abham / Exeter / Landulph 132kV | Old Laira Road | Primary Substation | 11 | Falling Short | Headroom (MW) | 0 | 0 | 0 | 0 | 0 | 0 | 0 | 0 | 0 | 0 | 0 | 0 | 0 | 0 | 0 | 0 | 0
Abham / Exeter / Landulph 132kV | Old Laira Road | Primary Substation | 11 | Leading the Way | Headroom (MW) | 0 | 0 | 0 | 0 | 0 | 0 | 0 | 0 | 0 | 0 | 0 | 0 | 0 | 0 | 0 | 0 | 0
Abham / Exeter / Landulph 132kV | Old Laira Road | Primary Substation | 11 | System Transformation | Headroom (MW) | 0 | 0 | 0 | 0 | 0 | 0 | 0 | 0 | 0 | 0 | 0 | 0 | 0 | 0 | 0 | 0 | 0
Melksham | Oldfield Park | Primary Substation | 6.6 | Best View | Headroom (MW) | 2.9743 | 2.9511 | 2.9105 | 2.8099 | 2.6427 | 1.9222 | 0 | 0 | 0 | 0 | 0 | 0 | 0 | 0 | 0 | 0 | 0
Melksham | Oldfield Park | Primary Substation | 6.6 | Consumer Transformation | Headroom (MW) | 2.9743 | 2.87 | 2.7292 | 2.5611 | 0.89745 | 0 | 0 | 0 | 0 | 0 | 0 | 0 | 0 | 0 | 0 | 0 | 0
Melksham | Oldfield Park | Primary Substation | 6.6 | Falling Short | Headroom (MW) | 2.9743 | 2.9635 | 2.9708 | 2.973 | 2.9006 | 2.8026 | 2.7018 | 2.5798 | 2.3437 | 0.17976 | 0 | 0 | 0 | 0 | 0 | 0 | 0
Melksham | Oldfield Park | Primary Substation | 6.6 | Leading the Way | Headroom (MW) | 2.9743 | 2.7655 | 2.5822 | 2.1839 | 0.28393 | 0 | 0 | 0 | 0 | 0 | 0 | 0 | 0 | 0 | 0 | 0 | 0
Melksham | Oldfield Park | Primary Substation | 6.6 | System Transformation | Headroom (MW) | 2.9743 | 2.9496 | 2.9324 | 2.9081 | 2.8508 | 2.763 | 2.6555 | 2.5198 | 0.93731 | 0 | 0 | 0 | 0 | 0 | 0 | 0 | 0
Abham / Exeter / Landulph 132kV | Ottery St Mary | Primary Substation | 11 | Best View | Headroom (MW) | 0.81947 | 0.73786 | 0.54749 | 0 | 0 | 0 | 0 | 0 | 0 | 0 | 0 | 0 | 0 | 0 | 0 | 0 | 0
Abham / Exeter / Landulph 132kV | Ottery St Mary | Primary Substation | 11 | Consumer Transformation | Headroom (MW) | 0.81947 | 0.47434 | 0 | 0 | 0 | 0 | 0 | 0 | 0 | 0 | 0 | 0 | 0 | 0 | 0 | 0 | 0
Abham / Exeter / Landulph 132kV | Ottery St Mary | Primary Substation | 11 | Falling Short | Headroom (MW) | 0.81947 | 0.81367 | 0.80168 | 0.73458 | 0 | 0 | 0 | 0 | 0 | 0 | 0 | 0 | 0 | 0 | 0 | 0 | 0
Abham / Exeter / Landulph 132kV | Ottery St Mary | Primary Substation | 11 | Leading the Way | Headroom (MW) | 0.81947 | 0.14901 | 0 | 0 | 0 | 0 | 0 | 0 | 0 | 0 | 0 | 0 | 0 | 0 | 0 | 0 | 0
Abham / Exeter / Landulph 132kV | Ottery St Mary | Primary Substation | 11 | System Transformation | Headroom (MW) | 0.81947 | 0.75281 | 0.59083 | 0 | 0 | 0 | 0 | 0 | 0 | 0 | 0 | 0 | 0 | 0 | 0 | 0 | 0
Alverdiscott / Indian Queens 132kV | Padstow | Primary Substation | 11 | Best View | Headroom (MW) | 5.4114 | 5.4693 | 5.5139 | 5.557 | 5.4775 | 5.3912 | 5.3 | 5.1691 | 5.0644 | 4.8888 | 4.7553 | 4.6441 | 4.5626 | 4.5381 | 3.8215 | 3.5 | 3.5855
Alverdiscott / Indian Queens 132kV | Padstow | Primary Substation | 11 | Consumer Transformation | Headroom (MW) | 5.4114 | 5.4379 | 5.4351 | 5.4135 | 5.2526 | 5.1271 | 4.9693 | 4.8409 | 4.6876 | 4.4477 | 4.2515 | 4.1099 | 3.6374 | 3.4092 | 0 | 0 | 0
Alverdiscott / Indian Queens 132kV | Padstow | Primary Substation | 11 | Falling Short | Headroom (MW) | 5.4114 | 5.5094 | 5.5988 | 5.6855 | 5.6529 | 5.671 | 5.6778 | 5.6726 | 5.653 | 5.613 | 5.5686 | 5.5178 | 5.4501 | 5.3845 | 4.1382 | 3.1615 | 1.6629
Alverdiscott / Indian Queens 132kV | Padstow | Primary Substation | 11 | Leading the Way | Headroom (MW) | 5.4114 | 5.3501 | 5.2926 | 5.2083 | 5.1176 | 5.0091 | 4.8915 | 4.7388 | 4.5854 | 4.3985 | 4.2499 | 4.1191 | 3.6202 | 3.5193 | 0.093692 | 0 | 0
Alverdiscott / Indian Queens 132kV | Padstow | Primary Substation | 11 | System Transformation | Headroom (MW) | 5.4114 | 5.5197 | 5.6075 | 5.6846 | 5.6856 | 5.6933 | 5.6999 | 5.6863 | 5.6663 | 5.6095 | 5.5389 | 5.4743 | 5.3512 | 5.2838 | 1.3585 | 0 | 0
Abham / Exeter / Landulph 132kV | Paignton 33/11kv S/S | Primary Substation | 11 | Best View | Headroom (MW) | 13.6324 | 13.3066 | 12.325 | 11.9387 | 11.7235 | 11.5962 | 11.4564 | 11.3001 | 9.4342 | 6.9803 | 5.7171 | 5.1181 | 4.441 | 4.225 | 0 | 0 | 0
Abham / Exeter / Landulph 132kV | Paignton 33/11kv S/S | Primary Substation | 11 | Consumer Transformation | Headroom (MW) | 13.6324 | 13.2587 | 12.2293 | 11.789 | 11.4639 | 11.2555 | 8.492 | 5.7877 | 2.6241 | 0 | 0 | 0 | 0 | 0 | 0 | 0 | 0
Abham / Exeter / Landulph 132kV | Paignton 33/11kv S/S | Primary Substation | 11 | Falling Short | Headroom (MW) | 13.6324 | 13.4177 | 12.7741 | 12.4638 | 12.3116 | 12.2449 | 12.1835 | 12.1043 | 12.0066 | 11.8649 | 11.7163 | 11.5694 | 11.4251 | 11.3527 | 2.5394 | 0 | 0
Abham / Exeter / Landulph 132kV | Paignton 33/11kv S/S | Primary Substation | 11 | Leading the Way | Headroom (MW) | 13.6324 | 13.1799 | 12.1533 | 11.5789 | 11.2405 | 11.0126 | 8.7158 | 5.5766 | 2.5801 | 0 | 0 | 0 | 0 | 0 | 0 | 0 | 0
Abham / Exeter / Landulph 132kV | Paignton 33/11kv S/S | Primary Substation | 11 | System Transformation | Headroom (MW) | 13.6324 | 13.327 | 12.3694 | 12.0338 | 11.8797 | 11.834 | 11.7788 | 11.7187 | 11.6241 | 11.5194 | 11.4054 | 11.3004 | 11.2293 | 11.2138 | 0 | 0 | 0
Abham / Exeter / Landulph 132kV | Paignton Bsp | Bulk Supply Point | 33 | Best View | Headroom (MW) | 24.7244 | 22.9484 | 13.2241 | 4.4065 | 0 | 0 | 0 | 0 | 0 | 0 | 0 | 0 | 0 | 0 | 0 | 0 | 0
Abham / Exeter / Landulph 132kV | Paignton Bsp | Bulk Supply Point | 33 | Consumer Transformation | Headroom (MW) | 24.7244 | 20.0425 | 6.6526 | 0 | 0 | 0 | 0 | 0 | 0 | 0 | 0 | 0 | 0 | 0 | 0 | 0 | 0
Abham / Exeter / Landulph 132kV | Paignton Bsp | Bulk Supply Point | 33 | Falling Short | Headroom (MW) | 24.7244 | 24.1376 | 21.226 | 18.4377 | 13.4088 | 9.2901 | 6.9832 | 3.6086 | 0.2684 | 0 | 0 | 0 | 0 | 0 | 0 | 0 | 0
Abham / Exeter / Landulph 132kV | Paignton Bsp | Bulk Supply Point | 33 | Leading the Way | Headroom (MW) | 24.7244 | 16.1334 | 4.185 | 0 | 0 | 0 | 0 | 0 | 0 | 0 | 0 | 0 | 0 | 0 | 0 | 0 | 0
Abham / Exeter / Landulph 132kV | Paignton Bsp | Bulk Supply Point | 33 | System Transformation | Headroom (MW) | 24.7244 | 23.2507 | 17.6843 | 13.8136 | 8.3476 | 4.1354 | 1.3307 | 0 | 0 | 0 | 0 | 0 | 0 | 0 | 0 | 0 | 0
Alverdiscott / Indian Queens 132kV | Par Harbour | Primary Substation | 11 | Best View | Headroom (MW) | 12.6166 | 12.6083 | 12.5537 | 12.454 | 12.1395 | 10.9937 | 9.9887 | 8.9711 | 8.2686 | 7.1505 | 5.6206 | 2.9802 | 0.26756 | 0 | 0 | 0 | 0
Alverdiscott / Indian Queens 132kV | Par Harbour | Primary Substation | 11 | Consumer Transformation | Headroom (MW) | 12.6166 | 12.5872 | 12.4841 | 11.9865 | 11.253 | 9.5972 | 8.1901 | 6.9977 | 6.1624 | 4.0949 | 1.079 | 0 | 0 | 0 | 0 | 0 | 0
Alverdiscott / Indian Queens 132kV | Par Harbour | Primary Substation | 11 | Falling Short | Headroom (MW) | 12.6166 | 12.6696 | 12.7042 | 12.7063 | 12.5542 | 12.3711 | 12.049 | 11.6182 | 11.4768 | 11.2939 | 10.6388 | 10.4633 | 10.2968 | 9.7778 | 7.0125 | 3.7466 | 0
Alverdiscott / Indian Queens 132kV | Par Harbour | Primary Substation | 11 | Leading the Way | Headroom (MW) | 12.6166 | 12.4864 | 12.3137 | 12.0593 | 11.6852 | 10.462 | 9.3823 | 8.5511 | 7.7116 | 6.5649 | 2.1049 | 0 | 0 | 0 | 0 | 0 | 0
Alverdiscott / Indian Queens 132kV | Par Harbour | Primary Substation | 11 | System Transformation | Headroom (MW) | 12.6166 | 12.6742 | 12.6726 | 12.6412 | 11.0666 | 9.1654 | 8.1355 | 6.9972 | 5.8225 | 4.9127 | 3.5781 | 3.0515 | 1.8472 | 1.4187 | 0 | 0 | 0
Alverdiscott / Indian Queens 132kV | Park Lane SWEB | Primary Substation | 11 | Best View | Headroom (MW) | 0 | 0 | 0 | 0 | 0 | 0 | 0 | 0 | 0 | 0 | 0 | 0 | 0 | 0 | 0 | 0 | 0
Alverdiscott / Indian Queens 132kV | Park Lane SWEB | Primary Substation | 11 | Consumer Transformation | Headroom (MW) | 0 | 0 | 0 | 0 | 0 | 0 | 0 | 0 | 0 | 0 | 0 | 0 | 0 | 0 | 0 | 0 | 0
Alverdiscott / Indian Queens 132kV | Park Lane SWEB | Primary Substation | 11 | Falling Short | Headroom (MW) | 0 | 0 | 0 | 0 | 0 | 0 | 0 | 0 | 0 | 0 | 0 | 0 | 0 | 0 | 0 | 0 | 0
Alverdiscott / Indian Queens 132kV | Park Lane SWEB | Primary Substation | 11 | Leading the Way | Headroom (MW) | 0 | 0 | 0 | 0 | 0 | 0 | 0 | 0 | 0 | 0 | 0 | 0 | 0 | 0 | 0 | 0 | 0
Alverdiscott / Indian Queens 132kV | Park Lane SWEB | Primary Substation | 11 | System Transformation | Headroom (MW) | 0 | 0 | 0 | 0 | 0 | 0 | 0 | 0 | 0 | 0 | 0 | 0 | 0 | 0 | 0 | 0 | 0
Melksham | Park Street | Primary Substation | 6.6 | Best View | Headroom (MW) | 1.8186 | 1.927 | 1.9796 | 1.9916 | 1.8737 | 1.6729 | 0 | 0 | 0 | 0 | 0 | 0 | 0 | 0 | 0 | 0 | 0
Melksham | Park Street | Primary Substation | 6.6 | Consumer Transformation | Headroom (MW) | 1.8186 | 1.8218 | 1.7634 | 1.6624 | 0.89294 | 0 | 0 | 0 | 0 | 0 | 0 | 0 | 0 | 0 | 0 | 0 | 0
Melksham | Park Street | Primary Substation | 6.6 | Falling Short | Headroom (MW) | 1.8186 | 1.9129 | 2.0082 | 2.085 | 2.0457 | 1.9853 | 1.9093 | 1.8127 | 1.5999 | 0.17885 | 0 | 0 | 0 | 0 | 0 | 0 | 0
Melksham | Park Street | Primary Substation | 6.6 | Leading the Way | Headroom (MW) | 1.8186 | 1.7044 | 1.569 | 1.3894 | 0.2825 | 0 | 0 | 0 | 0 | 0 | 0 | 0 | 0 | 0 | 0 | 0 | 0
Melksham | Park Street | Primary Substation | 6.6 | System Transformation | Headroom (MW) | 1.8186 | 1.936 | 2.0546 | 2.1395 | 2.1743 | 2.145 | 2.0947 | 2.0391 | 0.93259 | 0 | 0 | 0 | 0 | 0 | 0 | 0 | 0
Iron Acton 132kV | Patchway Primary | Primary Substation | 11 | Best View | Headroom (MW) | 4.6066 | 4.7113 | 4.7926 | 4.8517 | 4.879 | 2.4455 | 0 | 0 | 0 | 0 | 0 | 0 | 0 | 0 | 0 | 0 | 0
Iron Acton 132kV | Patchway Primary | Primary Substation | 11 | Consumer Transformation | Headroom (MW) | 4.6066 | 4.6889 | 4.745 | 4.7834 | 0.011116 | 0 | 0 | 0 | 0 | 0 | 0 | 0 | 0 | 0 | 0 | 0 | 0
Iron Acton 132kV | Patchway Primary | Primary Substation | 11 | Falling Short | Headroom (MW) | 4.6066 | 4.7174 | 4.801 | 4.8908 | 4.9462 | 5.0028 | 5.0508 | 3.6858 | 0 | 0 | 0 | 0 | 0 | 0 | 0 | 0 | 0
Iron Acton 132kV | Patchway Primary | Primary Substation | 11 | Leading the Way | Headroom (MW) | 4.6066 | 4.6363 | 4.652 | 4.632 | 0 | 0 | 0 | 0 | 0 | 0 | 0 | 0 | 0 | 0 | 0 | 0 | 0
Iron Acton 132kV | Patchway Primary | Primary Substation | 11 | System Transformation | Headroom (MW) | 4.6066 | 4.7224 | 4.8135 | 4.8929 | 4.9711 | 4.0892 | 2.3669 | 0.27056 | 0 | 0 | 0 | 0 | 0 | 0 | 0 | 0 | 0
Seabank 132kV | Paulton | Primary Substation | 11 | Best View | Headroom (MW) | 2.3391 | 2.3704 | 2.3848 | 0.80145 | 0 | 0 | 0 | 0 | 0 | 0 | 0 | 0 | 0 | 0 | 0 | 0 | 0
Seabank 132kV | Paulton | Primary Substation | 11 | Consumer Transformation | Headroom (MW) | 2.3391 | 2.3355 | 2.0384 | 0 | 0 | 0 | 0 | 0 | 0 | 0 | 0 | 0 | 0 | 0 | 0 | 0 | 0
Seabank 132kV | Paulton | Primary Substation | 11 | Falling Short | Headroom (MW) | 2.3391 | 2.3707 | 2.3961 | 2.4202 | 2.3842 | 2.3468 | 2.2631 | 1.354 | 0.1645 | 0 | 0 | 0 | 0 | 0 | 0 | 0 | 0
Seabank 132kV | Paulton | Primary Substation | 11 | Leading the Way | Headroom (MW) | 2.3391 | 2.2909 | 2.2462 | 0.19961 | 0 | 0 | 0 | 0 | 0 | 0 | 0 | 0 | 0 | 0 | 0 | 0 | 0
Seabank 132kV | Paulton | Primary Substation | 11 | System Transformation | Headroom (MW) | 2.3391 | 2.3619 | 2.3896 | 2.4048 | 2.3789 | 0 | 0 | 0 | 0 | 0 | 0 | 0 | 0 | 0 | 0 | 0 | 0
Seabank 132kV | Peasedown | Primary Substation | 11 | Best View | Headroom (MW) | 0.99387 | 1.0105 | 1.009 | 0.8016 | 0 | 0 | 0 | 0 | 0 | 0 | 0 | 0 | 0 | 0 | 0 | 0 | 0
Seabank 132kV | Peasedown | Primary Substation | 11 | Consumer Transformation | Headroom (MW) | 0.99387 | 0.96957 | 0.90314 | 0 | 0 | 0 | 0 | 0 | 0 | 0 | 0 | 0 | 0 | 0 | 0 | 0 | 0
Seabank 132kV | Peasedown | Primary Substation | 11 | Falling Short | Headroom (MW) | 0.99387 | 1.0084 | 1.0266 | 1.0276 | 0.99169 | 0.95259 | 0.9052 | 0.8592 | 0.16453 | 0 | 0 | 0 | 0 | 0 | 0 | 0 | 0
Seabank 132kV | Peasedown | Primary Substation | 11 | Leading the Way | Headroom (MW) | 0.99387 | 0.93215 | 0.86015 | 0.19965 | 0 | 0 | 0 | 0 | 0 | 0 | 0 | 0 | 0 | 0 | 0 | 0 | 0
Seabank 132kV | Peasedown | Primary Substation | 11 | System Transformation | Headroom (MW) | 0.99387 | 1.0017 | 1.0007 | 0.99368 | 0.95183 | 0 | 0 | 0 | 0 | 0 | 0 | 0 | 0 | 0 | 0 | 0 | 0
Axminster 132kV | Penn Cross | Primary Substation | 11 | Best View | Headroom (MW) | 8.1073 | 8.1415 | 8.157 | 8.1783 | 8.1332 | 8.0665 | 7.997 | 7.874 | 7.7671 | 7.6855 | 7.6552 | 7.6842 | 7.7426 | 7.8425 | 7.1849 | 6.7986 | 4.7073
Axminster 132kV | Penn Cross | Primary Substation | 11 | Consumer Transformation | Headroom (MW) | 8.1073 | 8.0771 | 8.0209 | 7.9631 | 7.7798 | 7.6024 | 7.4133 | 7.2279 | 7.001 | 3.5715 | 0 | 0 | 0 | 0 | 0 | 0 | 0
Axminster 132kV | Penn Cross | Primary Substation | 11 | Falling Short | Headroom (MW) | 8.1073 | 8.1443 | 8.1836 | 8.218 | 8.1815 | 8.1456 | 8.114 | 8.0706 | 8.0184 | 7.9205 | 7.8307 | 7.7365 | 7.6587 | 7.5683 | 0 | 0 | 0
Axminster 132kV | Penn Cross | Primary Substation | 11 | Leading the Way | Headroom (MW) | 8.1073 | 7.9953 | 7.8869 | 7.76 | 7.6177 | 7.4363 | 7.2632 | 7.0359 | 6.1648 | 1.9357 | 0 | 0 | 0 | 0 | 0 | 0 | 0
Axminster 132kV | Penn Cross | Primary Substation | 11 | System Transformation | Headroom (MW) | 8.1073 | 8.1503 | 8.1753 | 8.2099 | 8.1937 | 8.1806 | 8.1648 | 8.1241 | 8.0414 | 7.9446 | 7.8288 | 7.7363 | 7.6732 | 7.6498 | 0 | 0 | 0
Alverdiscott / Indian Queens 132kV | Penryn | Primary Substation | 11 | Best View | Headroom (MW) | 7.504 | 7.5428 | 7.0542 | 6.6187 | 6.4132 | 6.2862 | 5.9443 | 5.6634 | 3.3066 | 0.14802 | 0 | 0 | 0 | 0 | 0 | 0 | 0
Alverdiscott / Indian Queens 132kV | Penryn | Primary Substation | 11 | Consumer Transformation | Headroom (MW) | 7.504 | 7.5128 | 6.9395 | 6.5115 | 6.2764 | 6.141 | 4.605 | 1.9913 | 0 | 0 | 0 | 0 | 0 | 0 | 0 | 0 | 0
Alverdiscott / Indian Queens 132kV | Penryn | Primary Substation | 11 | Falling Short | Headroom (MW) | 7.504 | 7.593 | 7.2864 | 6.9976 | 6.8581 | 6.8197 | 6.6199 | 6.4721 | 6.2981 | 6.1532 | 6.0162 | 5.8679 | 5.7171 | 5.6115 | 0 | 0 | 0
Alverdiscott / Indian Queens 132kV | Penryn | Primary Substation | 11 | Leading the Way | Headroom (MW) | 7.504 | 7.4426 | 6.8666 | 6.3155 | 6.0929 | 5.9457 | 4.292 | 1.3844 | 0 | 0 | 0 | 0 | 0 | 0 | 0 | 0 | 0
Alverdiscott / Indian Queens 132kV | Penryn | Primary Substation | 11 | System Transformation | Headroom (MW) | 7.504 | 7.5742 | 7.0802 | 6.7463 | 6.615 | 6.5924 | 6.365 | 6.1756 | 5.9505 | 5.8347 | 5.7157 | 5.2004 | 3.0047 | 1.4036 | 0 | 0 | 0
Abham / Exeter / Landulph 132kV | Pensilva | Primary Substation | 11 | Best View | Headroom (MW) | 0 | 0 | 0 | 0 | 0 | 0 | 0 | 0 | 0 | 0 | 0 | 0 | 0 | 0 | 0 | 0 | 0
Abham / Exeter / Landulph 132kV | Pensilva | Primary Substation | 11 | Consumer Transformation | Headroom (MW) | 0 | 0 | 0 | 0 | 0 | 0 | 0 | 0 | 0 | 0 | 0 | 0 | 0 | 0 | 0 | 0 | 0
Abham / Exeter / Landulph 132kV | Pensilva | Primary Substation | 11 | Falling Short | Headroom (MW) | 0 | 0 | 0 | 0 | 0 | 0 | 0 | 0 | 0 | 0 | 0 | 0 | 0 | 0 | 0 | 0 | 0
Abham / Exeter / Landulph 132kV | Pensilva | Primary Substation | 11 | Leading the Way | Headroom (MW) | 0 | 0 | 0 | 0 | 0 | 0 | 0 | 0 | 0 | 0 | 0 | 0 | 0 | 0 | 0 | 0 | 0
Abham / Exeter / Landulph 132kV | Pensilva | Primary Substation | 11 | System Transformation | Headroom (MW) | 0 | 0 | 0 | 0 | 0 | 0 | 0 | 0 | 0 | 0 | 0 | 0 | 0 | 0 | 0 | 0 | 0
Alverdiscott / Indian Queens 132kV | Penzance Causewayhead | Primary Substation | 11 | Best View | Headroom (MW) | 0 | 0 | 0 | 0 | 0 | 0 | 0 | 0 | 0 | 0 | 0 | 0 | 0 | 0 | 0 | 0 | 0
Alverdiscott / Indian Queens 132kV | Penzance Causewayhead | Primary Substation | 11 | Consumer Transformation | Headroom (MW) | 0 | 0 | 0 | 0 | 0 | 0 | 0 | 0 | 0 | 0 | 0 | 0 | 0 | 0 | 0 | 0 | 0
Alverdiscott / Indian Queens 132kV | Penzance Causewayhead | Primary Substation | 11 | Falling Short | Headroom (MW) | 0 | 0 | 0 | 0 | 0 | 0 | 0 | 0 | 0 | 0 | 0 | 0 | 0 | 0 | 0 | 0 | 0
Alverdiscott / Indian Queens 132kV | Penzance Causewayhead | Primary Substation | 11 | Leading the Way | Headroom (MW) | 0 | 0 | 0 | 0 | 0 | 0 | 0 | 0 | 0 | 0 | 0 | 0 | 0 | 0 | 0 | 0 | 0
Alverdiscott / Indian Queens 132kV | Penzance Causewayhead | Primary Substation | 11 | System Transformation | Headroom (MW) | 0 | 0 | 0 | 0 | 0 | 0 | 0 | 0 | 0 | 0 | 0 | 0 | 0 | 0 | 0 | 0 | 0
Alverdiscott / Indian Queens 132kV | Penzance Heamoor | Primary Substation | 11 | Best View | Headroom (MW) | 0 | 0 | 0 | 0 | 0 | 0 | 0 | 0 | 0 | 0 | 0 | 0 | 0 | 0 | 0 | 0 | 0
Alverdiscott / Indian Queens 132kV | Penzance Heamoor | Primary Substation | 11 | Consumer Transformation | Headroom (MW) | 0 | 0 | 0 | 0 | 0 | 0 | 0 | 0 | 0 | 0 | 0 | 0 | 0 | 0 | 0 | 0 | 0
Alverdiscott / Indian Queens 132kV | Penzance Heamoor | Primary Substation | 11 | Falling Short | Headroom (MW) | 0 | 0 | 0 | 0 | 0 | 0 | 0 | 0 | 0 | 0 | 0 | 0 | 0 | 0 | 0 | 0 | 0
Alverdiscott / Indian Queens 132kV | Penzance Heamoor | Primary Substation | 11 | Leading the Way | Headroom (MW) | 0 | 0 | 0 | 0 | 0 | 0 | 0 | 0 | 0 | 0 | 0 | 0 | 0 | 0 | 0 | 0 | 0
Alverdiscott / Indian Queens 132kV | Penzance Heamoor | Primary Substation | 11 | System Transformation | Headroom (MW) | 0 | 0 | 0 | 0 | 0 | 0 | 0 | 0 | 0 | 0 | 0 | 0 | 0 | 0 | 0 | 0 | 0
Bridgwater / Taunton 132kV | Periton | Primary Substation | 11 | Best View | Headroom (MW) | 2.388 | 2.4575 | 1.7146 | 0.9581 | 0 | 0 | 0 | 0 | 0 | 0 | 0 | 0 | 0 | 0 | 0 | 0 | 0
Bridgwater / Taunton 132kV | Periton | Primary Substation | 11 | Consumer Transformation | Headroom (MW) | 2.388 | 2.2553 | 1.2833 | 0.28022 | 0 | 0 | 0 | 0 | 0 | 0 | 0 | 0 | 0 | 0 | 0 | 0 | 0
Bridgwater / Taunton 132kV | Periton | Primary Substation | 11 | Falling Short | Headroom (MW) | 2.388 | 2.4305 | 2.4009 | 2.3746 | 1.9981 | 1.842 | 1.6433 | 1.3964 | 1.1306 | 0.82092 | 0.52404 | 0.19183 | 0 | 0 | 0 | 0 | 0
Bridgwater / Taunton 132kV | Periton | Primary Substation | 11 | Leading the Way | Headroom (MW) | 2.388 | 2.0866 | 1.7049 | 1.2379 | 0.56713 | 0 | 0 | 0 | 0 | 0 | 0 | 0 | 0 | 0 | 0 | 0 | 0
Bridgwater / Taunton 132kV | Periton | Primary Substation | 11 | System Transformation | Headroom (MW) | 2.388 | 2.3918 | 2.2991 | 2.2059 | 1.7948 | 1.0124 | 0.8007 | 0.51825 | 0 | 0 | 0 | 0 | 0 | 0 | 0 | 0 | 0
Alverdiscott / Indian Queens 132kV | Perranporth | Primary Substation | 11 | Best View | Headroom (MW) | 4.7812 | 4.8863 | 4.5103 | 4.484 | 4.312 | 3.4365 | 2.9136 | 2.3449 | 1.7997 | 1.0248 | 0.28137 | 0 | 0 | 0 | 0 | 0 | 0
Alverdiscott / Indian Queens 132kV | Perranporth | Primary Substation | 11 | Consumer Transformation | Headroom (MW) | 4.7812 | 4.8188 | 4.3166 | 4.1819 | 3.5656 | 2.6617 | 2.0126 | 1.428 | 0.71283 | 0 | 0 | 0 | 0 | 0 | 0 | 0 | 0
Alverdiscott / Indian Queens 132kV | Perranporth | Primary Substation | 11 | Falling Short | Headroom (MW) | 4.7812 | 4.986 | 4.863 | 4.9758 | 4.8785 | 4.8459 | 4.8148 | 4.7796 | 4.6958 | 4.5955 | 4.5041 | 4.4055 | 4.2922 | 4.1946 | 1.7791 | 0 | 0
Alverdiscott / Indian Queens 132kV | Perranporth | Primary Substation | 11 | Leading the Way | Headroom (MW) | 4.7812 | 4.6712 | 4.0983 | 3.8175 | 3.6479 | 2.7506 | 2.2102 | 1.5954 | 0.85946 | 0.033848 | 0 | 0 | 0 | 0 | 0 | 0 | 0
Alverdiscott / Indian Queens 132kV | Perranporth | Primary Substation | 11 | System Transformation | Headroom (MW) | 4.7812 | 4.9764 | 4.6748 | 4.756 | 4.7023 | 4.6501 | 4.4212 | 4.3465 | 4.2108 | 4.0802 | 3.064 | 2.5616 | 2.0828 | 1.7119 | 0 | 0 | 0
Abham / Exeter / Landulph 132kV | Pinhoe | Primary Substation | 11 | Best View | Headroom (MW) | 3.6601 | 3.627 | 2.41 | 0 | 0 | 0 | 0 | 0 | 0 | 0 | 0 | 0 | 0 | 0 | 0 | 0 | 0
Abham / Exeter / Landulph 132kV | Pinhoe | Primary Substation | 11 | Consumer Transformation | Headroom (MW) | 3.6601 | 3.5321 | 0.9733 | 0 | 0 | 0 | 0 | 0 | 0 | 0 | 0 | 0 | 0 | 0 | 0 | 0 | 0
Abham / Exeter / Landulph 132kV | Pinhoe | Primary Substation | 11 | Falling Short | Headroom (MW) | 3.6601 | 3.6493 | 3.3816 | 2.0287 | 0 | 0 | 0 | 0 | 0 | 0 | 0 | 0 | 0 | 0 | 0 | 0 | 0
Abham / Exeter / Landulph 132kV | Pinhoe | Primary Substation | 11 | Leading the Way | Headroom (MW) | 3.6601 | 3.3711 | 0.48402 | 0 | 0 | 0 | 0 | 0 | 0 | 0 | 0 | 0 | 0 | 0 | 0 | 0 | 0
Abham / Exeter / Landulph 132kV | Pinhoe | Primary Substation | 11 | System Transformation | Headroom (MW) | 3.6601 | 3.6385 | 2.5226 | 0 | 0 | 0 | 0 | 0 | 0 | 0 | 0 | 0 | 0 | 0 | 0 | 0 | 0
Abham / Exeter / Landulph 132kV | Plymouth 33 (New) | Bulk Supply Point | 33 | Best View | Headroom (MW) | 9.2367 | 11.0972 | 8.7718 | 6.5933 | 0 | 0 | 0 | 0 | 0 | 0 | 0 | 0 | 0 | 0 | 0 | 0 | 0
Abham / Exeter / Landulph 132kV | Plymouth 33 (New) | Bulk Supply Point | 33 | Consumer Transformation | Headroom (MW) | 9.2367 | 9.1421 | 0 | 0 | 0 | 0 | 0 | 0 | 0 | 0 | 0 | 0 | 0 | 0 | 0 | 0 | 0
Abham / Exeter / Landulph 132kV | Plymouth 33 (New) | Bulk Supply Point | 33 | Falling Short | Headroom (MW) | 9.2367 | 11.594 | 13.114 | 13.96 | 3.1914 | 5.2351 | 3.5155 | 1.4648 | 0 | 0 | 0 | 0 | 0 | 0 | 0 | 0 | 0
Abham / Exeter / Landulph 132kV | Plymouth 33 (New) | Bulk Supply Point | 33 | Leading the Way | Headroom (MW) | 9.2367 | 5.5278 | 0 | 0 | 0 | 0 | 0 | 0 | 0 | 0 | 0 | 0 | 0 | 0 | 0 | 0 | 0
Abham / Exeter / Landulph 132kV | Plymouth 33 (New) | Bulk Supply Point | 33 | System Transformation | Headroom (MW) | 9.2367 | 11.6942 | 12.5728 | 2.0737 | 1.7094 | 6.8709 | 3.4046 | 0 | 0 | 0 | 0 | 0 | 0 | 0 | 0 | 0 | 0
Abham / Exeter / Landulph 132kV | Plympton Bsp | Bulk Supply Point | 33 | Best View | Headroom (MW) | 0 | 0 | 0 | 0 | 0 | 0 | 0 | 0 | 0 | 0 | 0 | 0 | 0 | 0 | 0 | 0 | 0
Abham / Exeter / Landulph 132kV | Plympton Bsp | Bulk Supply Point | 33 | Consumer Transformation | Headroom (MW) | 0 | 0 | 0 | 0 | 0 | 0 | 0 | 0 | 0 | 0 | 0 | 0 | 0 | 0 | 0 | 0 | 0
Abham / Exeter / Landulph 132kV | Plympton Bsp | Bulk Supply Point | 33 | Falling Short | Headroom (MW) | 0 | 0 | 0 | 0 | 0 | 0 | 0 | 0 | 0 | 0 | 0 | 0 | 0 | 0 | 0 | 0 | 0
Abham / Exeter / Landulph 132kV | Plympton Bsp | Bulk Supply Point | 33 | Leading the Way | Headroom (MW) | 0 | 0 | 0 | 0 | 0 | 0 | 0 | 0 | 0 | 0 | 0 | 0 | 0 | 0 | 0 | 0 | 0
Abham / Exeter / Landulph 132kV | Plympton Bsp | Bulk Supply Point | 33 | System Transformation | Headroom (MW) | 0 | 0 | 0 | 0 | 0 | 0 | 0 | 0 | 0 | 0 | 0 | 0 | 0 | 0 | 0 | 0 | 0
Abham / Exeter / Landulph 132kV | Plymstock South | Primary Substation | 11 | Best View | Headroom (MW) | 0 | 0 | 0 | 0 | 0 | 0 | 0 | 0 | 0 | 0 | 0 | 0 | 0 | 0 | 0 | 0 | 0
Abham / Exeter / Landulph 132kV | Plymstock South | Primary Substation | 11 | Consumer Transformation | Headroom (MW) | 0 | 0 | 0 | 0 | 0 | 0 | 0 | 0 | 0 | 0 | 0 | 0 | 0 | 0 | 0 | 0 | 0
Abham / Exeter / Landulph 132kV | Plymstock South | Primary Substation | 11 | Falling Short | Headroom (MW) | 0 | 0 | 0 | 0 | 0 | 0 | 0 | 0 | 0 | 0 | 0 | 0 | 0 | 0 | 0 | 0 | 0
Abham / Exeter / Landulph 132kV | Plymstock South | Primary Substation | 11 | Leading the Way | Headroom (MW) | 0 | 0 | 0 | 0 | 0 | 0 | 0 | 0 | 0 | 0 | 0 | 0 | 0 | 0 | 0 | 0 | 0
Abham / Exeter / Landulph 132kV | Plymstock South | Primary Substation | 11 | System Transformation | Headroom (MW) | 0 | 0 | 0 | 0 | 0 | 0 | 0 | 0 | 0 | 0 | 0 | 0 | 0 | 0 | 0 | 0 | 0
Alverdiscott / Indian Queens 132kV | Polzeath | Primary Substation | 11 | Best View | Headroom (MW) | 0.93223 | 0.87692 | 0.77259 | 0.64403 | 0 | 0 | 0 | 0 | 0 | 0 | 0 | 0 | 0 | 0 | 0 | 0 | 0
Alverdiscott / Indian Queens 132kV | Polzeath | Primary Substation | 11 | Consumer Transformation | Headroom (MW) | 0.93223 | 0.67704 | 0.22055 | 0 | 0 | 0 | 0 | 0 | 0 | 0 | 0 | 0 | 0 | 0 | 0 | 0 | 0
Alverdiscott / Indian Queens 132kV | Polzeath | Primary Substation | 11 | Falling Short | Headroom (MW) | 0.93223 | 1.2354 | 1.5524 | 1.8825 | 1.4563 | 1.2045 | 0.95225 | 0.62694 | 0.27693 | 0 | 0 | 0 | 0 | 0 | 0 | 0 | 0
Alverdiscott / Indian Queens 132kV | Polzeath | Primary Substation | 11 | Leading the Way | Headroom (MW) | 0.93223 | 0.19713 | 0 | 0 | 0 | 0 | 0 | 0 | 0 | 0 | 0 | 0 | 0 | 0 | 0 | 0 | 0
Alverdiscott / Indian Queens 132kV | Polzeath | Primary Substation | 11 | System Transformation | Headroom (MW) | 0.93223 | 1.1271 | 1.2715 | 1.4187 | 1.0672 | 0 | 0 | 0 | 0 | 0 | 0 | 0 | 0 | 0 | 0 | 0 | 0
Seabank 132kV | Portishead Ashlands | Primary Substation | 11 | Best View | Headroom (MW) | 8.386 | 8.3897 | 8.3773 | 8.3326 | 8.267 | 8.1765 | 8.0779 | 7.89 | 7.7889 | 7.6684 | 7.546 | 7.4746 | 7.4864 | 7.5674 | 5.4325 | 2.3332 | 0
Seabank 132kV | Portishead Ashlands | Primary Substation | 11 | Consumer Transformation | Headroom (MW) | 8.386 | 8.3443 | 8.2762 | 8.1884 | 8.0858 | 7.9754 | 7.5257 | 5.3138 | 2.564 | 0.60802 | 0 | 0 | 0 | 0 | 0 | 0 | 0
Seabank 132kV | Portishead Ashlands | Primary Substation | 11 | Falling Short | Headroom (MW) | 8.386 | 8.3822 | 8.3739 | 8.3574 | 8.309 | 8.2672 | 8.2225 | 8.1244 | 8.052 | 7.9386 | 7.8202 | 7.6754 | 7.5231 | 7.4278 | 1.1696 | 0 | 0
Seabank 132kV | Portishead Ashlands | Primary Substation | 11 | Leading the Way | Headroom (MW) | 8.386 | 8.2907 | 8.1875 | 8.0611 | 7.9622 | 7.8416 | 7.6972 | 6.7742 | 4.9931 | 3.4927 | 2.279 | 1.4568 | 1.0863 | 1.0438 | 0 | 0 | 0
Seabank 132kV | Portishead Ashlands | Primary Substation | 11 | System Transformation | Headroom (MW) | 8.386 | 8.3868 | 8.3765 | 8.3645 | 8.3283 | 8.2874 | 8.2371 | 8.0961 | 8.0201 | 7.8833 | 7.7164 | 7.5704 | 7.4913 | 7.5253 | 2.6975 | 0.050727 | 0
Seabank 132kV | Portishead New Bsp | Bulk Supply Point | 33 | Best View | Headroom (MW) | 13.7203 | 14.1014 | 14.2509 | 14.1428 | 13.6829 | 12.7633 | 11.723 | 10.458 | 9.2932 | 8.6368 | 8.2291 | 7.6462 | 8.226 | 9.0619 | 5.4575 | 2.3439 | 0
Seabank 132kV | Portishead New Bsp | Bulk Supply Point | 33 | Consumer Transformation | Headroom (MW) | 13.7203 | 13.7511 | 13.4711 | 13.0019 | 11.5712 | 9.7699 | 7.5604 | 5.3383 | 2.5758 | 0.61082 | 0 | 0 | 0 | 0 | 0 | 0 | 0
Seabank 132kV | Portishead New Bsp | Bulk Supply Point | 33 | Falling Short | Headroom (MW) | 13.7203 | 14.1022 | 14.3918 | 14.654 | 14.6472 | 14.3616 | 14.0291 | 13.5385 | 13.1077 | 12.4484 | 11.7596 | 10.3628 | 9.6115 | 9.0168 | 1.175 | 0 | 0
Seabank 132kV | Portishead New Bsp | Bulk Supply Point | 33 | Leading the Way | Headroom (MW) | 13.7203 | 13.344 | 12.8313 | 11.9805 | 11.0364 | 9.9042 | 8.6082 | 6.8054 | 5.0161 | 3.5087 | 2.2895 | 1.4635 | 1.0913 | 1.0486 | 0 | 0 | 0
Seabank 132kV | Portishead New Bsp | Bulk Supply Point | 33 | System Transformation | Headroom (MW) | 13.7203 | 14.128 | 14.4109 | 14.6228 | 14.6818 | 14.5823 | 14.3185 | 13.8615 | 13.1052 | 12.4568 | 11.6619 | 10.9759 | 10.5995 | 10.7178 | 2.71 | 0.05096 | 0
Abham / Exeter / Landulph 132kV | Prince Rock | Primary Substation | 11 | Best View | Headroom (MW) | 9.2287 | 9.6936 | 9.1206 | 8.5936 | 7.6964 | 6.2848 | 4.8642 | 4.1372 | 3.0427 | 1.6003 | 1.4132 | 2.4213 | 3.1669 | 4.1579 | 0 | 0 | 0
Abham / Exeter / Landulph 132kV | Prince Rock | Primary Substation | 11 | Consumer Transformation | Headroom (MW) | 9.2287 | 9.2071 | 8.1442 | 6.7038 | 4.0577 | 1.1524 | 0 | 0 | 0 | 0 | 0 | 0 | 0 | 0 | 0 | 0 | 0
Abham / Exeter / Landulph 132kV | Prince Rock | Primary Substation | 11 | Falling Short | Headroom (MW) | 9.2287 | 9.8176 | 10.1977 | 10.4108 | 10.146 | 10.0028 | 9.7663 | 9.4302 | 9.0166 | 8.1979 | 7.3696 | 6.5192 | 5.7195 | 5.1599 | 0 | 0 | 0
Abham / Exeter / Landulph 132kV | Prince Rock | Primary Substation | 11 | Leading the Way | Headroom (MW) | 9.2287 | 8.3123 | 6.9924 | 4.947 | 2.729 | 0 | 0 | 0 | 0 | 0 | 0 | 0 | 0 | 0 | 0 | 0 | 0
Abham / Exeter / Landulph 132kV | Prince Rock | Primary Substation | 11 | System Transformation | Headroom (MW) | 9.2287 | 9.8426 | 10.0629 | 9.9847 | 9.5438 | 9.232 | 8.4795 | 7.8056 | 6.5273 | 5.7782 | 4.5175 | 3.5659 | 2.96 | 3.2136 | 0 | 0 | 0
Bridgwater / Taunton 132kV | Priorswood | Primary Substation | 11 | Best View | Headroom (MW) | 0 | 0 | 0 | 0 | 0 | 0 | 0 | 0 | 0 | 0 | 0 | 0 | 0 | 0 | 0 | 0 | 0
Bridgwater / Taunton 132kV | Priorswood | Primary Substation | 11 | Consumer Transformation | Headroom (MW) | 0 | 0 | 0 | 0 | 0 | 0 | 0 | 0 | 0 | 0 | 0 | 0 | 0 | 0 | 0 | 0 | 0
Bridgwater / Taunton 132kV | Priorswood | Primary Substation | 11 | Falling Short | Headroom (MW) | 0 | 0 | 0 | 0 | 0 | 0 | 0 | 0 | 0 | 0 | 0 | 0 | 0 | 0 | 0 | 0 | 0
Bridgwater / Taunton 132kV | Priorswood | Primary Substation | 11 | Leading the Way | Headroom (MW) | 0 | 0 | 0 | 0 | 0 | 0 | 0 | 0 | 0 | 0 | 0 | 0 | 0 | 0 | 0 | 0 | 0
Bridgwater / Taunton 132kV | Priorswood | Primary Substation | 11 | System Transformation | Headroom (MW) | 0 | 0 | 0 | 0 | 0 | 0 | 0 | 0 | 0 | 0 | 0 | 0 | 0 | 0 | 0 | 0 | 0
Alverdiscott / Indian Queens 132kV | Probus 33 | Primary Substation | 11 | Best View | Headroom (MW) | 0 | 0 | 0 | 0 | 0 | 0 | 0 | 0 | 0 | 0 | 0 | 0 | 0 | 0 | 0 | 0 | 0
Alverdiscott / Indian Queens 132kV | Probus 33 | Primary Substation | 11 | Consumer Transformation | Headroom (MW) | 0 | 0 | 0 | 0 | 0 | 0 | 0 | 0 | 0 | 0 | 0 | 0 | 0 | 0 | 0 | 0 | 0
Alverdiscott / Indian Queens 132kV | Probus 33 | Primary Substation | 11 | Falling Short | Headroom (MW) | 0 | 0 | 0 | 0 | 0 | 0 | 0 | 0 | 0 | 0 | 0 | 0 | 0 | 0 | 0 | 0 | 0
Alverdiscott / Indian Queens 132kV | Probus 33 | Primary Substation | 11 | Leading the Way | Headroom (MW) | 0 | 0 | 0 | 0 | 0 | 0 | 0 | 0 | 0 | 0 | 0 | 0 | 0 | 0 | 0 | 0 | 0
Alverdiscott / Indian Queens 132kV | Probus 33 | Primary Substation | 11 | System Transformation | Headroom (MW) | 0 | 0 | 0 | 0 | 0 | 0 | 0 | 0 | 0 | 0 | 0 | 0 | 0 | 0 | 0 | 0 | 0
Alverdiscott / Indian Queens 132kV | Pyworthy Bsp | Bulk Supply Point | 33 | Best View | Headroom (MW) | 53.6553 | 53.3202 | 52.9008 | 52.7702 | 52.0047 | 49.8357 | 48.241 | 46.6404 | 44.8898 | 42.3226 | 40.0994 | 37.4833 | 35.5037 | 33.7142 | 23.3478 | 17.2754 | 16.849
Alverdiscott / Indian Queens 132kV | Pyworthy Bsp | Bulk Supply Point | 33 | Consumer Transformation | Headroom (MW) | 53.6553 | 52.9867 | 51.8619 | 50.6442 | 48.862 | 46.4789 | 44.5087 | 42.6178 | 40.2421 | 37.0817 | 34.5306 | 32.7078 | 30.1221 | 26.563 | 3.0139 | 0 | 0
Alverdiscott / Indian Queens 132kV | Pyworthy Bsp | Bulk Supply Point | 33 | Falling Short | Headroom (MW) | 53.6553 | 53.5393 | 53.445 | 53.5642 | 53.1949 | 52.9492 | 52.6028 | 52.2657 | 51.8377 | 51.2021 | 50.6278 | 49.9643 | 49.3198 | 48.0893 | 37.488 | 28.6516 | 18.1423
Alverdiscott / Indian Queens 132kV | Pyworthy Bsp | Bulk Supply Point | 33 | Leading the Way | Headroom (MW) | 53.6553 | 52.5648 | 51.4965 | 50.5601 | 49.8204 | 47.4355 | 45.617 | 43.488 | 40.9999 | 38.1978 | 35.4342 | 32.1718 | 29.9544 | 27.589 | 11.677 | 0 | 0
Alverdiscott / Indian Queens 132kV | Pyworthy Bsp | Bulk Supply Point | 33 | System Transformation | Headroom (MW) | 53.6553 | 53.2865 | 52.8972 | 52.8136 | 52.261 | 50.6339 | 49.9758 | 49.2981 | 47.4847 | 45.1347 | 43.5017 | 41.9252 | 39.3942 | 37.6948 | 23.7133 | 11.4601 | 0
Seabank 132kV | Radstock Bsp 132kv | Bulk Supply Point | 33 | Best View | Headroom (MW) | 7.11 | 5.6341 | 3.438 | 0.82473 | 0 | 0 | 0 | 0 | 0 | 0 | 0 | 0 | 0 | 0 | 0 | 0 | 0
Seabank 132kV | Radstock Bsp 132kv | Bulk Supply Point | 33 | Consumer Transformation | Headroom (MW) | 7.11 | 5.0318 | 2.0976 | 0 | 0 | 0 | 0 | 0 | 0 | 0 | 0 | 0 | 0 | 0 | 0 | 0 | 0
Seabank 132kV | Radstock Bsp 132kv | Bulk Supply Point | 33 | Falling Short | Headroom (MW) | 7.11 | 6.0322 | 5.6063 | 5.2338 | 4.2362 | 3.0441 | 2.3289 | 1.3933 | 0.16927 | 0 | 0 | 0 | 0 | 0 | 0 | 0 | 0
Seabank 132kV | Radstock Bsp 132kv | Bulk Supply Point | 33 | Leading the Way | Headroom (MW) | 7.11 | 4.3102 | 2.4702 | 0.20541 | 0 | 0 | 0 | 0 | 0 | 0 | 0 | 0 | 0 | 0 | 0 | 0 | 0
Seabank 132kV | Radstock Bsp 132kv | Bulk Supply Point | 33 | System Transformation | Headroom (MW) | 7.11 | 5.5622 | 4.7951 | 4.1991 | 2.4859 | 0 | 0 | 0 | 0 | 0 | 0 | 0 | 0 | 0 | 0 | 0 | 0
Alverdiscott / Indian Queens 132kV | Rame Bsp | Bulk Supply Point | 33 | Best View | Headroom (MW) | 14.0819 | 14.1752 | 13.7044 | 13.1673 | 12.2631 | 10.0225 | 8.0556 | 5.9514 | 3.4615 | 0.15496 | 0 | 0 | 0 | 0 | 0 | 0 | 0
Alverdiscott / Indian Queens 132kV | Rame Bsp | Bulk Supply Point | 33 | Consumer Transformation | Headroom (MW) | 14.0819 | 13.9451 | 13.0129 | 11.8798 | 10.1074 | 7.7815 | 4.8208 | 2.0846 | 0 | 0 | 0 | 0 | 0 | 0 | 0 | 0 | 0
Alverdiscott / Indian Queens 132kV | Rame Bsp | Bulk Supply Point | 33 | Falling Short | Headroom (MW) | 14.0819 | 14.5429 | 14.625 | 14.6962 | 14.2715 | 13.8645 | 13.3085 | 12.8095 | 12.2134 | 11.3939 | 10.6229 | 9.7835 | 8.9432 | 8.2038 | 0 | 0 | 0
Alverdiscott / Indian Queens 132kV | Rame Bsp | Bulk Supply Point | 33 | Leading the Way | Headroom (MW) | 14.0819 | 13.359 | 12.1625 | 10.673 | 9.6297 | 7.1999 | 4.4931 | 1.4492 | 0 | 0 | 0 | 0 | 0 | 0 | 0 | 0 | 0
Alverdiscott / Indian Queens 132kV | Rame Bsp | Bulk Supply Point | 33 | System Transformation | Headroom (MW) | 14.0819 | 14.4292 | 14.2427 | 14.1224 | 13.7833 | 13.2896 | 12.5479 | 11.4956 | 10.5951 | 9.6693 | 8.1442 | 5.4441 | 3.1455 | 1.4694 | 0 | 0 | 0
Alverdiscott / Indian Queens 132kV | Redruth | Primary Substation | 11 | Best View | Headroom (MW) | 7.4808 | 7.066 | 7.023 | 6.9604 | 6.7769 | 5.7102 | 5.0056 | 4.3175 | 3.677 | 2.5956 | 1.5808 | 0.28464 | 0 | 0 | 0 | 0 | 0
Alverdiscott / Indian Queens 132kV | Redruth | Primary Substation | 11 | Consumer Transformation | Headroom (MW) | 7.4808 | 7.0512 | 6.5959 | 5.7488 | 4.3835 | 2.9642 | 1.7821 | 0.38238 | 0 | 0 | 0 | 0 | 0 | 0 | 0 | 0 | 0
Alverdiscott / Indian Queens 132kV | Redruth | Primary Substation | 11 | Falling Short | Headroom (MW) | 7.4808 | 7.2606 | 7.335 | 7.4112 | 7.3751 | 7.1963 | 7.0729 | 6.9666 | 6.8763 | 6.7227 | 6.2216 | 5.6772 | 5.1539 | 4.6413 | 0.69546 | 0 | 0
Alverdiscott / Indian Queens 132kV | Redruth | Primary Substation | 11 | Leading the Way | Headroom (MW) | 7.4808 | 6.8706 | 6.6505 | 6.3621 | 6.1628 | 5.0669 | 4.1025 | 3.3708 | 2.6064 | 1.4811 | 0 | 0 | 0 | 0 | 0 | 0 | 0
Alverdiscott / Indian Queens 132kV | Redruth | Primary Substation | 11 | System Transformation | Headroom (MW) | 7.4808 | 7.1766 | 7.2477 | 7.2926 | 7.3083 | 6.2427 | 6.1093 | 5.6412 | 5.1561 | 4.2696 | 3.1886 | 2.6269 | 2.0649 | 1.2238 | 0 | 0 | 0
Alverdiscott / Indian Queens 132kV | Rock Park | Primary Substation | 11 | Best View | Headroom (MW) | 0 | 0 | 0 | 0 | 0 | 0 | 0 | 0 | 0 | 0 | 0 | 0 | 0 | 0 | 0 | 0 | 0
Alverdiscott / Indian Queens 132kV | Rock Park | Primary Substation | 11 | Consumer Transformation | Headroom (MW) | 0 | 0 | 0 | 0 | 0 | 0 | 0 | 0 | 0 | 0 | 0 | 0 | 0 | 0 | 0 | 0 | 0
Alverdiscott / Indian Queens 132kV | Rock Park | Primary Substation | 11 | Falling Short | Headroom (MW) | 0 | 0 | 0 | 0 | 0 | 0 | 0 | 0 | 0 | 0 | 0 | 0 | 0 | 0 | 0 | 0 | 0
Alverdiscott / Indian Queens 132kV | Rock Park | Primary Substation | 11 | Leading the Way | Headroom (MW) | 0 | 0 | 0 | 0 | 0 | 0 | 0 | 0 | 0 | 0 | 0 | 0 | 0 | 0 | 0 | 0 | 0
Alverdiscott / Indian Queens 132kV | Rock Park | Primary Substation | 11 | System Transformation | Headroom (MW) | 0 | 0 | 0 | 0 | 0 | 0 | 0 | 0 | 0 | 0 | 0 | 0 | 0 | 0 | 0 | 0 | 0
Alverdiscott / Indian Queens 132kV | Roseland | Primary Substation | 11 | Best View | Headroom (MW) | 0 | 0 | 0 | 0 | 0 | 0 | 0 | 0 | 0 | 0 | 0 | 0 | 0 | 0 | 0 | 0 | 0
Alverdiscott / Indian Queens 132kV | Roseland | Primary Substation | 11 | Consumer Transformation | Headroom (MW) | 0 | 0 | 0 | 0 | 0 | 0 | 0 | 0 | 0 | 0 | 0 | 0 | 0 | 0 | 0 | 0 | 0
Alverdiscott / Indian Queens 132kV | Roseland | Primary Substation | 11 | Falling Short | Headroom (MW) | 0 | 0 | 0 | 0 | 0 | 0 | 0 | 0 | 0 | 0 | 0 | 0 | 0 | 0 | 0 | 0 | 0
Alverdiscott / Indian Queens 132kV | Roseland | Primary Substation | 11 | Leading the Way | Headroom (MW) | 0 | 0 | 0 | 0 | 0 | 0 | 0 | 0 | 0 | 0 | 0 | 0 | 0 | 0 | 0 | 0 | 0
Alverdiscott / Indian Queens 132kV | Roseland | Primary Substation | 11 | System Transformation | Headroom (MW) | 0 | 0 | 0 | 0 | 0 | 0 | 0 | 0 | 0 | 0 | 0 | 0 | 0 | 0 | 0 | 0 | 0
Alverdiscott / Indian Queens 132kV | Roundswell | Primary Substation | 11 | Best View | Headroom (MW) | 0 | 0 | 0 | 0 | 0 | 0 | 0 | 0 | 0 | 0 | 0 | 0 | 0 | 0 | 0 | 0 | 0
Alverdiscott / Indian Queens 132kV | Roundswell | Primary Substation | 11 | Consumer Transformation | Headroom (MW) | 0 | 0 | 0 | 0 | 0 | 0 | 0 | 0 | 0 | 0 | 0 | 0 | 0 | 0 | 0 | 0 | 0
Alverdiscott / Indian Queens 132kV | Roundswell | Primary Substation | 11 | Falling Short | Headroom (MW) | 0 | 0 | 0 | 0 | 0 | 0 | 0 | 0 | 0 | 0 | 0 | 0 | 0 | 0 | 0 | 0 | 0
Alverdiscott / Indian Queens 132kV | Roundswell | Primary Substation | 11 | Leading the Way | Headroom (MW) | 0 | 0 | 0 | 0 | 0 | 0 | 0 | 0 | 0 | 0 | 0 | 0 | 0 | 0 | 0 | 0 | 0
Alverdiscott / Indian Queens 132kV | Roundswell | Primary Substation | 11 | System Transformation | Headroom (MW) | 0 | 0 | 0 | 0 | 0 | 0 | 0 | 0 | 0 | 0 | 0 | 0 | 0 | 0 | 0 | 0 | 0
Seabank 132kV | Royal Portbury Dock | Primary Substation | 11 | Best View | Headroom (MW) | 12.2419 | 12.3632 | 12.4706 | 12.577 | 12.6823 | 12.5764 | 11.6515 | 10.3941 | 9.2365 | 8.5841 | 8.1788 | 7.5996 | 8.1758 | 9.0066 | 5.4242 | 2.3296 | 0
Seabank 132kV | Royal Portbury Dock | Primary Substation | 11 | Consumer Transformation | Headroom (MW) | 12.2419 | 12.3632 | 12.4706 | 12.577 | 11.5006 | 9.7103 | 7.5142 | 5.3057 | 2.5601 | 0.60709 | 0 | 0 | 0 | 0 | 0 | 0 | 0
Seabank 132kV | Royal Portbury Dock | Primary Substation | 11 | Falling Short | Headroom (MW) | 12.2419 | 12.3632 | 12.4706 | 12.577 | 12.6823 | 12.5764 | 12.469 | 12.3581 | 12.4594 | 12.3724 | 11.6878 | 10.2995 | 9.5528 | 8.9617 | 1.1678 | 0 | 0
Seabank 132kV | Royal Portbury Dock | Primary Substation | 11 | Leading the Way | Headroom (MW) | 12.2419 | 12.3632 | 12.4706 | 11.9074 | 10.969 | 9.8437 | 8.5557 | 6.7638 | 4.9854 | 3.4873 | 2.2755 | 1.4546 | 1.0846 | 1.0422 | 0 | 0 | 0
Seabank 132kV | Royal Portbury Dock | Primary Substation | 11 | System Transformation | Headroom (MW) | 12.2419 | 12.3632 | 12.4706 | 12.577 | 12.6823 | 12.7866 | 12.8899 | 12.9921 | 13.0252 | 12.3807 | 11.5907 | 10.9089 | 10.5348 | 10.6524 | 2.6934 | 0.050649 | 0
Abham / Exeter / Landulph 132kV | Salcombe 340038 | Primary Substation | 11 | Best View | Headroom (MW) | 2.8335 | 2.9804 | 2.5864 | 2.1954 | 1.0786 | 0 | 0 | 0 | 0 | 0 | 0 | 0 | 0 | 0 | 0 | 0 | 0
Abham / Exeter / Landulph 132kV | Salcombe 340038 | Primary Substation | 11 | Consumer Transformation | Headroom (MW) | 2.8335 | 2.3975 | 1.3333 | 0.25045 | 0 | 0 | 0 | 0 | 0 | 0 | 0 | 0 | 0 | 0 | 0 | 0 | 0
Abham / Exeter / Landulph 132kV | Salcombe 340038 | Primary Substation | 11 | Falling Short | Headroom (MW) | 2.8335 | 2.981 | 3.1027 | 3.1963 | 2.5448 | 1.9314 | 1.2947 | 0.6254 | 0 | 0 | 0 | 0 | 0 | 0 | 0 | 0 | 0
Abham / Exeter / Landulph 132kV | Salcombe 340038 | Primary Substation | 11 | Leading the Way | Headroom (MW) | 2.8335 | 1.9047 | 0.96739 | 0 | 0 | 0 | 0 | 0 | 0 | 0 | 0 | 0 | 0 | 0 | 0 | 0 | 0
Abham / Exeter / Landulph 132kV | Salcombe 340038 | Primary Substation | 11 | System Transformation | Headroom (MW) | 2.8335 | 2.8698 | 2.8009 | 2.7557 | 2.1729 | 1.0932 | 0.39498 | 0 | 0 | 0 | 0 | 0 | 0 | 0 | 0 | 0 | 0
Abham / Exeter / Landulph 132kV | Saltash Dunheved Rd | Primary Substation | 11 | Best View | Headroom (MW) | 0 | 0 | 0 | 0 | 0 | 0 | 0 | 0 | 0 | 0 | 0 | 0 | 0 | 0 | 0 | 0 | 0
Abham / Exeter / Landulph 132kV | Saltash Dunheved Rd | Primary Substation | 11 | Consumer Transformation | Headroom (MW) | 0 | 0 | 0 | 0 | 0 | 0 | 0 | 0 | 0 | 0 | 0 | 0 | 0 | 0 | 0 | 0 | 0
Abham / Exeter / Landulph 132kV | Saltash Dunheved Rd | Primary Substation | 11 | Falling Short | Headroom (MW) | 0 | 0 | 0 | 0 | 0 | 0 | 0 | 0 | 0 | 0 | 0 | 0 | 0 | 0 | 0 | 0 | 0
Abham / Exeter / Landulph 132kV | Saltash Dunheved Rd | Primary Substation | 11 | Leading the Way | Headroom (MW) | 0 | 0 | 0 | 0 | 0 | 0 | 0 | 0 | 0 | 0 | 0 | 0 | 0 | 0 | 0 | 0 | 0
Abham / Exeter / Landulph 132kV | Saltash Dunheved Rd | Primary Substation | 11 | System Transformation | Headroom (MW) | 0 | 0 | 0 | 0 | 0 | 0 | 0 | 0 | 0 | 0 | 0 | 0 | 0 | 0 | 0 | 0 | 0
Abham / Exeter / Landulph 132kV | Saltash Whity Cross | Primary Substation | 11 | Best View | Headroom (MW) | 0 | 0 | 0 | 0 | 0 | 0 | 0 | 0 | 0 | 0 | 0 | 0 | 0 | 0 | 0 | 0 | 0
Abham / Exeter / Landulph 132kV | Saltash Whity Cross | Primary Substation | 11 | Consumer Transformation | Headroom (MW) | 0 | 0 | 0 | 0 | 0 | 0 | 0 | 0 | 0 | 0 | 0 | 0 | 0 | 0 | 0 | 0 | 0
Abham / Exeter / Landulph 132kV | Saltash Whity Cross | Primary Substation | 11 | Falling Short | Headroom (MW) | 0 | 0 | 0 | 0 | 0 | 0 | 0 | 0 | 0 | 0 | 0 | 0 | 0 | 0 | 0 | 0 | 0
Abham / Exeter / Landulph 132kV | Saltash Whity Cross | Primary Substation | 11 | Leading the Way | Headroom (MW) | 0 | 0 | 0 | 0 | 0 | 0 | 0 | 0 | 0 | 0 | 0 | 0 | 0 | 0 | 0 | 0 | 0
Abham / Exeter / Landulph 132kV | Saltash Whity Cross | Primary Substation | 11 | System Transformation | Headroom (MW) | 0 | 0 | 0 | 0 | 0 | 0 | 0 | 0 | 0 | 0 | 0 | 0 | 0 | 0 | 0 | 0 | 0
Alverdiscott / Indian Queens 132kV | Sawles Road | Primary Substation | 11 | Best View | Headroom (MW) | 16.0401 | 16.0565 | 15.7974 | 15.7723 | 15.6426 | 15.5405 | 15.4159 | 15.2829 | 15.147 | 11.7399 | 7.5072 | 3.0094 | 0.27019 | 0 | 0 | 0 | 0
Alverdiscott / Indian Queens 132kV | Sawles Road | Primary Substation | 11 | Consumer Transformation | Headroom (MW) | 16.0401 | 16.04 | 15.7258 | 15.6722 | 15.5115 | 15.3924 | 15.2362 | 12.8986 | 9.573 | 4.135 | 1.0896 | 0 | 0 | 0 | 0 | 0 | 0
Alverdiscott / Indian Queens 132kV | Sawles Road | Primary Substation | 11 | Falling Short | Headroom (MW) | 16.0401 | 16.0923 | 15.9461 | 15.9786 | 15.9222 | 15.8988 | 15.8729 | 15.8274 | 15.7806 | 15.7202 | 15.6609 | 15.6162 | 15.579 | 15.5581 | 14.3426 | 3.7833 | 0
Alverdiscott / Indian Queens 132kV | Sawles Road | Primary Substation | 11 | Leading the Way | Headroom (MW) | 16.0401 | 15.9685 | 15.6235 | 15.5001 | 15.3504 | 15.23 | 15.0832 | 14.9121 | 11.525 | 7.2109 | 2.1255 | 0 | 0 | 0 | 0 | 0 | 0
Alverdiscott / Indian Queens 132kV | Sawles Road | Primary Substation | 11 | System Transformation | Headroom (MW) | 16.0401 | 16.0967 | 15.8608 | 15.8912 | 15.849 | 15.8312 | 15.8008 | 15.7537 | 15.6958 | 15.6138 | 15.5144 | 12.4928 | 9.977 | 8.4928 | 0 | 0 | 0
Iron Acton 132kV | Seabank Bsp | Bulk Supply Point | 33 | Best View | Headroom (MW) | 47.9905 | 46.3859 | 44.717 | 42.548 | 40.7034 | 39.6317 | 38.3176 | 37.0029 | 35.5146 | 35.3428 | 35.2589 | 35.2173 | 35.2294 | 35.3818 | 36.1167 | 37.137 | 38.1824
Iron Acton 132kV | Seabank Bsp | Bulk Supply Point | 33 | Consumer Transformation | Headroom (MW) | 47.9905 | 46.3421 | 44.6191 | 42.3945 | 40.4684 | 39.345 | 37.9515 | 36.5919 | 34.9705 | 34.6458 | 34.4106 | 34.2339 | 34.092 | 34.0677 | 34.0028 | 34.5626 | 35.3285
Iron Acton 132kV | Seabank Bsp | Bulk Supply Point | 33 | Falling Short | Headroom (MW) | 47.9905 | 46.7878 | 45.6509 | 43.6105 | 42.2304 | 41.0473 | 39.8807 | 38.9041 | 37.7793 | 37.1406 | 36.5156 | 35.9014 | 35.3691 | 35.0359 | 35.3693 | 36.1922 | 36.8352
Iron Acton 132kV | Seabank Bsp | Bulk Supply Point | 33 | Leading the Way | Headroom (MW) | 47.9905 | 46.1915 | 44.5302 | 41.8584 | 39.8898 | 38.1992 | 36.6808 | 35.2526 | 33.9239 | 33.7794 | 33.716 | 33.8171 | 33.9577 | 34.1542 | 33.8254 | 34.6278 | 34.9226
Iron Acton 132kV | Seabank Bsp | Bulk Supply Point | 33 | System Transformation | Headroom (MW) | 47.9905 | 46.3779 | 44.723 | 42.5539 | 40.754 | 39.7283 | 38.4457 | 37.165 | 35.6585 | 35.4653 | 35.3251 | 35.1837 | 35.0473 | 35.0577 | 35.3792 | 36.3241 | 37.0038
Bridgwater / Taunton 132kV | Shapwick | Primary Substation | 11 | Best View | Headroom (MW) | 0.66316 | 0.64591 | 0 | 0 | 0 | 0 | 0 | 0 | 0 | 0 | 0 | 0 | 0 | 0 | 0 | 0 | 0
Bridgwater / Taunton 132kV | Shapwick | Primary Substation | 11 | Consumer Transformation | Headroom (MW) | 0.66316 | 0.037531 | 0 | 0 | 0 | 0 | 0 | 0 | 0 | 0 | 0 | 0 | 0 | 0 | 0 | 0 | 0
Bridgwater / Taunton 132kV | Shapwick | Primary Substation | 11 | Falling Short | Headroom (MW) | 0.66316 | 0.66668 | 0.47384 | 0.27678 | 0 | 0 | 0 | 0 | 0 | 0 | 0 | 0 | 0 | 0 | 0 | 0 | 0
Bridgwater / Taunton 132kV | Shapwick | Primary Substation | 11 | Leading the Way | Headroom (MW) | 0.66316 | 0 | 0 | 0 | 0 | 0 | 0 | 0 | 0 | 0 | 0 | 0 | 0 | 0 | 0 | 0 | 0
Bridgwater / Taunton 132kV | Shapwick | Primary Substation | 11 | System Transformation | Headroom (MW) | 0.66316 | 0.53187 | 0.060466 | 0 | 0 | 0 | 0 | 0 | 0 | 0 | 0 | 0 | 0 | 0 | 0 | 0 | 0
Alverdiscott / Indian Queens 132kV | Shebbear | Primary Substation | 11 | Best View | Headroom (MW) | 2.7553 | 2.777 | 2.7716 | 2.7314 | 2.6922 | 2.6621 | 2.631 | 2.5923 | 2.5398 | 0 | 0 | 0 | 0 | 0 | 0 | 0 | 0
Alverdiscott / Indian Queens 132kV | Shebbear | Primary Substation | 11 | Consumer Transformation | Headroom (MW) | 2.7553 | 2.7169 | 2.6478 | 2.5422 | 2.4664 | 2.4173 | 2.3547 | 1.7972 | 0 | 0 | 0 | 0 | 0 | 0 | 0 | 0 | 0
Alverdiscott / Indian Queens 132kV | Shebbear | Primary Substation | 11 | Falling Short | Headroom (MW) | 2.7553 | 2.7602 | 2.7525 | 2.7155 | 2.6718 | 2.6408 | 2.6108 | 2.5813 | 2.5361 | 2.4465 | 2.3668 | 2.2787 | 2.194 | 2.1156 | 0 | 0 | 0
Alverdiscott / Indian Queens 132kV | Shebbear | Primary Substation | 11 | Leading the Way | Headroom (MW) | 2.7553 | 2.6954 | 2.6283 | 2.4984 | 2.4347 | 2.3809 | 2.3235 | 2.2189 | 0 | 0 | 0 | 0 | 0 | 0 | 0 | 0 | 0
Alverdiscott / Indian Queens 132kV | Shebbear | Primary Substation | 11 | System Transformation | Headroom (MW) | 2.7553 | 2.7282 | 2.6929 | 2.6193 | 2.3527 | 2.31 | 2.0301 | 1.9512 | 1.1565 | 1.0506 | 0.23126 | 0 | 0 | 0 | 0 | 0 | 0
Seabank 132kV | Shepton Mallet | Primary Substation | 11 | Best View | Headroom (MW) | 2.4477 | 2.6799 | 0 | 0 | 0 | 0 | 0 | 0 | 0 | 0 | 0 | 0 | 0 | 0 | 0 | 0 | 0
Seabank 132kV | Shepton Mallet | Primary Substation | 11 | Consumer Transformation | Headroom (MW) | 2.4477 | 2.3997 | 0 | 0 | 0 | 0 | 0 | 0 | 0 | 0 | 0 | 0 | 0 | 0 | 0 | 0 | 0
Seabank 132kV | Shepton Mallet | Primary Substation | 11 | Falling Short | Headroom (MW) | 2.4477 | 2.6793 | 2.5972 | 2.9766 | 1.1732 | 0 | 0 | 0 | 0 | 0 | 0 | 0 | 0 | 0 | 0 | 0 | 0
Seabank 132kV | Shepton Mallet | Primary Substation | 11 | Leading the Way | Headroom (MW) | 2.4477 | 1.3254 | 0 | 0 | 0 | 0 | 0 | 0 | 0 | 0 | 0 | 0 | 0 | 0 | 0 | 0 | 0
Seabank 132kV | Shepton Mallet | Primary Substation | 11 | System Transformation | Headroom (MW) | 2.4477 | 2.6187 | 2.1925 | 1.1132 | 0 | 0 | 0 | 0 | 0 | 0 | 0 | 0 | 0 | 0 | 0 | 0 | 0
Abham / Exeter / Landulph 132kV | Sidmouth Town | Primary Substation | 11 | Best View | Headroom (MW) | 0 | 0 | 0 | 0 | 0 | 0 | 0 | 0 | 0 | 0 | 0 | 0 | 0 | 0 | 0 | 0 | 0
Abham / Exeter / Landulph 132kV | Sidmouth Town | Primary Substation | 11 | Consumer Transformation | Headroom (MW) | 0 | 0 | 0 | 0 | 0 | 0 | 0 | 0 | 0 | 0 | 0 | 0 | 0 | 0 | 0 | 0 | 0
Abham / Exeter / Landulph 132kV | Sidmouth Town | Primary Substation | 11 | Falling Short | Headroom (MW) | 0 | 0 | 0 | 0 | 0 | 0 | 0 | 0 | 0 | 0 | 0 | 0 | 0 | 0 | 0 | 0 | 0
Abham / Exeter / Landulph 132kV | Sidmouth Town | Primary Substation | 11 | Leading the Way | Headroom (MW) | 0 | 0 | 0 | 0 | 0 | 0 | 0 | 0 | 0 | 0 | 0 | 0 | 0 | 0 | 0 | 0 | 0
Abham / Exeter / Landulph 132kV | Sidmouth Town | Primary Substation | 11 | System Transformation | Headroom (MW) | 0 | 0 | 0 | 0 | 0 | 0 | 0 | 0 | 0 | 0 | 0 | 0 | 0 | 0 | 0 | 0 | 0
Bridgwater / Taunton 132kV | Somerton | Primary Substation | 11 | Best View | Headroom (MW) | 0.60503 | 0.58929 | 0 | 0 | 0 | 0 | 0 | 0 | 0 | 0 | 0 | 0 | 0 | 0 | 0 | 0 | 0
Bridgwater / Taunton 132kV | Somerton | Primary Substation | 11 | Consumer Transformation | Headroom (MW) | 0.60503 | 0.034242 | 0 | 0 | 0 | 0 | 0 | 0 | 0 | 0 | 0 | 0 | 0 | 0 | 0 | 0 | 0
Bridgwater / Taunton 132kV | Somerton | Primary Substation | 11 | Falling Short | Headroom (MW) | 0.60503 | 0.60825 | 0.43231 | 0.25252 | 0 | 0 | 0 | 0 | 0 | 0 | 0 | 0 | 0 | 0 | 0 | 0 | 0
Bridgwater / Taunton 132kV | Somerton | Primary Substation | 11 | Leading the Way | Headroom (MW) | 0.60503 | 0 | 0 | 0 | 0 | 0 | 0 | 0 | 0 | 0 | 0 | 0 | 0 | 0 | 0 | 0 | 0
Bridgwater / Taunton 132kV | Somerton | Primary Substation | 11 | System Transformation | Headroom (MW) | 0.60503 | 0.48525 | 0.055166 | 0 | 0 | 0 | 0 | 0 | 0 | 0 | 0 | 0 | 0 | 0 | 0 | 0 | 0
Abham / Exeter / Landulph 132kV | South Brent | Primary Substation | 11 | Best View | Headroom (MW) | 1.7635 | 1.8059 | 1.8262 | 1.8309 | 1.0908 | 0 | 0 | 0 | 0 | 0 | 0 | 0 | 0 | 0 | 0 | 0 | 0
Abham / Exeter / Landulph 132kV | South Brent | Primary Substation | 11 | Consumer Transformation | Headroom (MW) | 1.7635 | 1.7488 | 1.3234 | 0.25328 | 0 | 0 | 0 | 0 | 0 | 0 | 0 | 0 | 0 | 0 | 0 | 0 | 0
Abham / Exeter / Landulph 132kV | South Brent | Primary Substation | 11 | Falling Short | Headroom (MW) | 1.7635 | 1.7974 | 1.8289 | 1.8513 | 1.8118 | 1.7663 | 1.3094 | 0.63247 | 0 | 0 | 0 | 0 | 0 | 0 | 0 | 0 | 0
Abham / Exeter / Landulph 132kV | South Brent | Primary Substation | 11 | Leading the Way | Headroom (MW) | 1.7635 | 1.7039 | 0.97832 | 0 | 0 | 0 | 0 | 0 | 0 | 0 | 0 | 0 | 0 | 0 | 0 | 0 | 0
Abham / Exeter / Landulph 132kV | South Brent | Primary Substation | 11 | System Transformation | Headroom (MW) | 1.7635 | 1.7852 | 1.7999 | 1.8071 | 1.7762 | 1.0931 | 0.39944 | 0 | 0 | 0 | 0 | 0 | 0 | 0 | 0 | 0 | 0
Alverdiscott / Indian Queens 132kV | South Molton | Primary Substation | 11 | Best View | Headroom (MW) | 0 | 0 | 0 | 0 | 0 | 0 | 0 | 0 | 0 | 0 | 0 | 0 | 0 | 0 | 0 | 0 | 0
Alverdiscott / Indian Queens 132kV | South Molton | Primary Substation | 11 | Consumer Transformation | Headroom (MW) | 0 | 0 | 0 | 0 | 0 | 0 | 0 | 0 | 0 | 0 | 0 | 0 | 0 | 0 | 0 | 0 | 0
Alverdiscott / Indian Queens 132kV | South Molton | Primary Substation | 11 | Falling Short | Headroom (MW) | 0 | 0 | 0 | 0 | 0 | 0 | 0 | 0 | 0 | 0 | 0 | 0 | 0 | 0 | 0 | 0 | 0
Alverdiscott / Indian Queens 132kV | South Molton | Primary Substation | 11 | Leading the Way | Headroom (MW) | 0 | 0 | 0 | 0 | 0 | 0 | 0 | 0 | 0 | 0 | 0 | 0 | 0 | 0 | 0 | 0 | 0
Alverdiscott / Indian Queens 132kV | South Molton | Primary Substation | 11 | System Transformation | Headroom (MW) | 0 | 0 | 0 | 0 | 0 | 0 | 0 | 0 | 0 | 0 | 0 | 0 | 0 | 0 | 0 | 0 | 0
Abham / Exeter / Landulph 132kV | Southway | Primary Substation | 11 | Best View | Headroom (MW) | 5.9908 | 5.7442 | 5.5503 | 5.1691 | 4.3339 | 3.1782 | 1.9213 | 0.89413 | 0 | 0 | 0 | 0 | 0 | 0.68042 | 0 | 0 | 0
Abham / Exeter / Landulph 132kV | Southway | Primary Substation | 11 | Consumer Transformation | Headroom (MW) | 5.9908 | 5.419 | 4.8604 | 4.015 | 2.1674 | 0.030345 | 0 | 0 | 0 | 0 | 0 | 0 | 0 | 0 | 0 | 0 | 0
Abham / Exeter / Landulph 132kV | Southway | Primary Substation | 11 | Falling Short | Headroom (MW) | 5.9908 | 5.9909 | 6.1948 | 6.2844 | 5.7394 | 5.103 | 4.4557 | 3.7136 | 2.8229 | 1.6621 | 0.53063 | 0 | 0 | 0 | 0 | 0 | 0
Abham / Exeter / Landulph 132kV | Southway | Primary Substation | 11 | Leading the Way | Headroom (MW) | 5.9908 | 4.8114 | 3.9115 | 2.5173 | 0.65575 | 0 | 0 | 0 | 0 | 0 | 0 | 0 | 0 | 0 | 0 | 0 | 0
Abham / Exeter / Landulph 132kV | Southway | Primary Substation | 11 | System Transformation | Headroom (MW) | 5.9908 | 5.787 | 5.8638 | 5.7232 | 5.0696 | 4.1239 | 3.1855 | 2.1255 | 0.69515 | 0 | 0 | 0 | 0 | 0 | 0 | 0 | 0
Abham / Exeter / Landulph 132kV | Sowton | Primary Substation | 11 | Best View | Headroom (MW) | 8.6613 | 6.2509 | 2.4272 | 0 | 0 | 0 | 0 | 0 | 0 | 0 | 0 | 0 | 0 | 0 | 0 | 0 | 0
Abham / Exeter / Landulph 132kV | Sowton | Primary Substation | 11 | Consumer Transformation | Headroom (MW) | 8.6613 | 5.9383 | 0.98026 | 0 | 0 | 0 | 0 | 0 | 0 | 0 | 0 | 0 | 0 | 0 | 0 | 0 | 0
Abham / Exeter / Landulph 132kV | Sowton | Primary Substation | 11 | Falling Short | Headroom (MW) | 8.6613 | 6.8419 | 4.2855 | 2.0432 | 0 | 0 | 0 | 0 | 0 | 0 | 0 | 0 | 0 | 0 | 0 | 0 | 0
Abham / Exeter / Landulph 132kV | Sowton | Primary Substation | 11 | Leading the Way | Headroom (MW) | 8.6613 | 5.1614 | 0.48748 | 0 | 0 | 0 | 0 | 0 | 0 | 0 | 0 | 0 | 0 | 0 | 0 | 0 | 0
Abham / Exeter / Landulph 132kV | Sowton | Primary Substation | 11 | System Transformation | Headroom (MW) | 8.6613 | 6.2657 | 2.5406 | 0 | 0 | 0 | 0 | 0 | 0 | 0 | 0 | 0 | 0 | 0 | 0 | 0 | 0
Abham / Exeter / Landulph 132kV | Sowton B | Primary Substation | 11 | Best View | Headroom (MW) | 8.6504 | 6.243 | 2.4242 | 0 | 0 | 0 | 0 | 0 | 0 | 0 | 0 | 0 | 0 | 0 | 0 | 0 | 0
Abham / Exeter / Landulph 132kV | Sowton B | Primary Substation | 11 | Consumer Transformation | Headroom (MW) | 8.6504 | 5.9308 | 0.97902 | 0 | 0 | 0 | 0 | 0 | 0 | 0 | 0 | 0 | 0 | 0 | 0 | 0 | 0
Abham / Exeter / Landulph 132kV | Sowton B | Primary Substation | 11 | Falling Short | Headroom (MW) | 8.6504 | 6.8332 | 4.2801 | 2.0406 | 0 | 0 | 0 | 0 | 0 | 0 | 0 | 0 | 0 | 0 | 0 | 0 | 0
Abham / Exeter / Landulph 132kV | Sowton B | Primary Substation | 11 | Leading the Way | Headroom (MW) | 8.6504 | 5.1549 | 0.48686 | 0 | 0 | 0 | 0 | 0 | 0 | 0 | 0 | 0 | 0 | 0 | 0 | 0 | 0
Abham / Exeter / Landulph 132kV | Sowton B | Primary Substation | 11 | System Transformation | Headroom (MW) | 8.6504 | 6.2578 | 2.5374 | 0 | 0 | 0 | 0 | 0 | 0 | 0 | 0 | 0 | 0 | 0 | 0 | 0 | 0
Abham / Exeter / Landulph 132kV | Sowton Bsp | Bulk Supply Point | 33 | Best View | Headroom (MW) | 8.6467 | 0 | 0 | 0 | 0 | 0 | 0 | 0 | 0 | 0 | 0 | 0 | 0 | 0 | 0 | 0 | 0
Abham / Exeter / Landulph 132kV | Sowton Bsp | Bulk Supply Point | 33 | Consumer Transformation | Headroom (MW) | 8.6467 | 0 | 0 | 0 | 0 | 0 | 0 | 0 | 0 | 0 | 0 | 0 | 0 | 0 | 0 | 0 | 0
Abham / Exeter / Landulph 132kV | Sowton Bsp | Bulk Supply Point | 33 | Falling Short | Headroom (MW) | 8.6467 | 0 | 0 | 0 | 0 | 0 | 0 | 0 | 0 | 0 | 0 | 0 | 0 | 0 | 0 | 0 | 0
Abham / Exeter / Landulph 132kV | Sowton Bsp | Bulk Supply Point | 33 | Leading the Way | Headroom (MW) | 8.6467 | 0 | 0 | 0 | 0 | 0 | 0 | 0 | 0 | 0 | 0 | 0 | 0 | 0 | 0 | 0 | 0
Abham / Exeter / Landulph 132kV | Sowton Bsp | Bulk Supply Point | 33 | System Transformation | Headroom (MW) | 8.6467 | 0 | 0 | 0 | 0 | 0 | 0 | 0 | 0 | 0 | 0 | 0 | 0 | 0 | 0 | 0 | 0
Alverdiscott / Indian Queens 132kV | St Agnes | Primary Substation | 11 | Best View | Headroom (MW) | 4.7486 | 4.853 | 4.4796 | 4.4535 | 4.2826 | 3.4131 | 2.8938 | 2.329 | 1.7875 | 1.0178 | 0.27946 | 0 | 0 | 0 | 0 | 0 | 0
Alverdiscott / Indian Queens 132kV | St Agnes | Primary Substation | 11 | Consumer Transformation | Headroom (MW) | 4.7486 | 4.786 | 4.2872 | 4.1535 | 3.5414 | 2.6436 | 1.9989 | 1.4183 | 0.70799 | 0 | 0 | 0 | 0 | 0 | 0 | 0 | 0
Alverdiscott / Indian Queens 132kV | St Agnes | Primary Substation | 11 | Falling Short | Headroom (MW) | 4.7486 | 4.9521 | 4.8299 | 4.9419 | 4.8453 | 4.813 | 4.782 | 4.7471 | 4.6638 | 4.5643 | 4.4734 | 4.3756 | 4.263 | 4.1661 | 1.767 | 0 | 0
Alverdiscott / Indian Queens 132kV | St Agnes | Primary Substation | 11 | Leading the Way | Headroom (MW) | 4.7486 | 4.6395 | 4.0705 | 3.7916 | 3.623 | 2.7319 | 2.1952 | 1.5845 | 0.85361 | 0.033618 | 0 | 0 | 0 | 0 | 0 | 0 | 0
Alverdiscott / Indian Queens 132kV | St Agnes | Primary Substation | 11 | System Transformation | Headroom (MW) | 4.7486 | 4.9426 | 4.643 | 4.7236 | 4.6704 | 4.6185 | 4.3911 | 4.3169 | 4.1821 | 4.0524 | 3.0432 | 2.5442 | 2.0686 | 1.7002 | 0 | 0 | 0
Alverdiscott / Indian Queens 132kV | St Austell | Primary Substation | 11 | Best View | Headroom (MW) | 10.9801 | 10.9947 | 10.9585 | 10.7724 | 10.3029 | 9.2754 | 8.6619 | 8.1276 | 7.6399 | 7.0236 | 6.4967 | 2.998 | 0.26916 | 0 | 0 | 0 | 0
Alverdiscott / Indian Queens 132kV | St Austell | Primary Substation | 11 | Consumer Transformation | Headroom (MW) | 10.9801 | 10.9521 | 10.8449 | 10.5454 | 9.9644 | 9.083 | 8.2932 | 7.7021 | 6.9736 | 4.1193 | 1.0855 | 0 | 0 | 0 | 0 | 0 | 0
Alverdiscott / Indian Queens 132kV | St Austell | Primary Substation | 11 | Falling Short | Headroom (MW) | 10.9801 | 11.111 | 11.2369 | 11.2412 | 11.062 | 10.5832 | 10.3526 | 10.1833 | 9.9907 | 9.744 | 9.4906 | 9.2423 | 9.0016 | 8.8027 | 6.4993 | 3.7689 | 0
Alverdiscott / Indian Queens 132kV | St Austell | Primary Substation | 11 | Leading the Way | Headroom (MW) | 10.9801 | 10.762 | 10.5095 | 10.0342 | 9.5177 | 8.4136 | 7.7141 | 7.078 | 6.3995 | 5.7187 | 2.1174 | 0 | 0 | 0 | 0 | 0 | 0
Alverdiscott / Indian Queens 132kV | St Austell | Primary Substation | 11 | System Transformation | Headroom (MW) | 10.9801 | 11.1214 | 11.2504 | 11.2112 | 11.0492 | 10.5563 | 10.2681 | 9.8542 | 9.6011 | 9.2837 | 8.9 | 8.6043 | 8.3852 | 8.3026 | 0 | 0 | 0
Alverdiscott / Indian Queens 132kV | St Austell Bsp | Bulk Supply Point | 33 | Best View | Headroom (MW) | 29.1779 | 29.5832 | 29.5017 | 29.373 | 28.2986 | 24.0933 | 21.2651 | 18.4204 | 15.9271 | 11.8367 | 7.5691 | 3.0342 | 0.27242 | 0 | 0 | 0 | 0
Alverdiscott / Indian Queens 132kV | St Austell Bsp | Bulk Supply Point | 33 | Consumer Transformation | Headroom (MW) | 29.1779 | 29.3941 | 28.9328 | 27.1299 | 24.3631 | 19.7383 | 16.1464 | 13.0049 | 9.6519 | 4.1691 | 1.0986 | 0 | 0 | 0 | 0 | 0 | 0
Alverdiscott / Indian Queens 132kV | St Austell Bsp | Bulk Supply Point | 33 | Falling Short | Headroom (MW) | 29.1779 | 29.961 | 30.469 | 30.9585 | 30.6104 | 30.1427 | 29.6718 | 29.0692 | 28.7213 | 28.1736 | 27.1558 | 26.5997 | 26.0835 | 25.2752 | 14.4608 | 3.8145 | 0
Alverdiscott / Indian Queens 132kV | St Austell Bsp | Bulk Supply Point | 33 | Leading the Way | Headroom (MW) | 29.1779 | 28.7536 | 27.9579 | 26.8497 | 25.6272 | 21.1805 | 18.1088 | 15.1129 | 11.62 | 7.2703 | 2.143 | 0 | 0 | 0 | 0 | 0 | 0
Alverdiscott / Indian Queens 132kV | St Austell Bsp | Bulk Supply Point | 33 | System Transformation | Headroom (MW) | 29.1779 | 29.9491 | 30.2878 | 30.6325 | 29.0405 | 26.8587 | 25.3716 | 23.4922 | 21.8985 | 20.4884 | 17.0426 | 12.5957 | 10.0592 | 8.5628 | 0 | 0 | 0
Alverdiscott / Indian Queens 132kV | St Buryan | Primary Substation | 11 | Best View | Headroom (MW) | 0 | 0 | 0 | 0 | 0 | 0 | 0 | 0 | 0 | 0 | 0 | 0 | 0 | 0 | 0 | 0 | 0
Alverdiscott / Indian Queens 132kV | St Buryan | Primary Substation | 11 | Consumer Transformation | Headroom (MW) | 0 | 0 | 0 | 0 | 0 | 0 | 0 | 0 | 0 | 0 | 0 | 0 | 0 | 0 | 0 | 0 | 0
Alverdiscott / Indian Queens 132kV | St Buryan | Primary Substation | 11 | Falling Short | Headroom (MW) | 0 | 0 | 0 | 0 | 0 | 0 | 0 | 0 | 0 | 0 | 0 | 0 | 0 | 0 | 0 | 0 | 0
Alverdiscott / Indian Queens 132kV | St Buryan | Primary Substation | 11 | Leading the Way | Headroom (MW) | 0 | 0 | 0 | 0 | 0 | 0 | 0 | 0 | 0 | 0 | 0 | 0 | 0 | 0 | 0 | 0 | 0
Alverdiscott / Indian Queens 132kV | St Buryan | Primary Substation | 11 | System Transformation | Headroom (MW) | 0 | 0 | 0 | 0 | 0 | 0 | 0 | 0 | 0 | 0 | 0 | 0 | 0 | 0 | 0 | 0 | 0
Alverdiscott / Indian Queens 132kV | St Columb Major | Primary Substation | 11 | Best View | Headroom (MW) | 7.1483 | 7.2385 | 7.3164 | 7.3912 | 7.3293 | 7.1634 | 7.0259 | 6.8304 | 6.6847 | 6.4473 | 6.2568 | 6.1299 | 6.0379 | 6.0192 | 4.9964 | 4.3877 | 3.6732
Alverdiscott / Indian Queens 132kV | St Columb Major | Primary Substation | 11 | Consumer Transformation | Headroom (MW) | 7.1483 | 7.1982 | 7.2043 | 7.1785 | 7.0082 | 6.8074 | 6.5731 | 6.3886 | 6.1219 | 5.7574 | 4.8232 | 4.6114 | 3.7264 | 3.4926 | 0 | 0 | 0
Alverdiscott / Indian Queens 132kV | St Columb Major | Primary Substation | 11 | Falling Short | Headroom (MW) | 7.1483 | 7.3195 | 7.4748 | 7.6231 | 7.6192 | 7.6248 | 7.631 | 7.6222 | 7.5844 | 7.5203 | 7.4431 | 7.3508 | 7.2261 | 7.1123 | 5.4021 | 4.1292 | 1.7036
Alverdiscott / Indian Queens 132kV | St Columb Major | Primary Substation | 11 | Leading the Way | Headroom (MW) | 7.1483 | 7.0699 | 6.9944 | 6.8777 | 6.7954 | 6.5916 | 6.4159 | 6.1646 | 5.8377 | 5.5525 | 4.6787 | 4.4597 | 3.7087 | 3.6054 | 0.095984 | 0 | 0
Alverdiscott / Indian Queens 132kV | St Columb Major | Primary Substation | 11 | System Transformation | Headroom (MW) | 7.1483 | 7.3204 | 7.4599 | 7.578 | 7.6161 | 7.5895 | 7.3838 | 7.3562 | 7.2729 | 6.4984 | 6.3583 | 6.2353 | 5.4821 | 5.4131 | 1.3918 | 0 | 0
Alverdiscott / Indian Queens 132kV | St Germans Bsp | Bulk Supply Point | 33 | Best View | Headroom (MW) | 4.2118 | 3.7333 | 2.2297 | 0 | 0 | 0 | 0 | 0 | 0 | 0 | 0 | 0 | 0 | 0 | 0 | 0 | 0
Alverdiscott / Indian Queens 132kV | St Germans Bsp | Bulk Supply Point | 33 | Consumer Transformation | Headroom (MW) | 4.2118 | 2.0921 | 0 | 0 | 0 | 0 | 0 | 0 | 0 | 0 | 0 | 0 | 0 | 0 | 0 | 0 | 0
Alverdiscott / Indian Queens 132kV | St Germans Bsp | Bulk Supply Point | 33 | Falling Short | Headroom (MW) | 4.2118 | 6.5129 | 8.4082 | 9.9603 | 6.0079 | 1.9967 | 0 | 0 | 0 | 0 | 0 | 0 | 0 | 0 | 0 | 0 | 0
Alverdiscott / Indian Queens 132kV | St Germans Bsp | Bulk Supply Point | 33 | Leading the Way | Headroom (MW) | 4.2118 | 0 | 0 | 0 | 0 | 0 | 0 | 0 | 0 | 0 | 0 | 0 | 0 | 0 | 0 | 0 | 0
Alverdiscott / Indian Queens 132kV | St Germans Bsp | Bulk Supply Point | 33 | System Transformation | Headroom (MW) | 4.2118 | 5.8984 | 6.5438 | 6.439 | 2.8113 | 0 | 0 | 0 | 0 | 0 | 0 | 0 | 0 | 0 | 0 | 0 | 0
Alverdiscott / Indian Queens 132kV | St Ives | Primary Substation | 11 | Best View | Headroom (MW) | 0 | 0 | 0 | 0 | 0 | 0 | 0 | 0 | 0 | 0 | 0 | 0 | 0 | 0 | 0 | 0 | 0
Alverdiscott / Indian Queens 132kV | St Ives | Primary Substation | 11 | Consumer Transformation | Headroom (MW) | 0 | 0 | 0 | 0 | 0 | 0 | 0 | 0 | 0 | 0 | 0 | 0 | 0 | 0 | 0 | 0 | 0
Alverdiscott / Indian Queens 132kV | St Ives | Primary Substation | 11 | Falling Short | Headroom (MW) | 0 | 0 | 0 | 0 | 0 | 0 | 0 | 0 | 0 | 0 | 0 | 0 | 0 | 0 | 0 | 0 | 0
Alverdiscott / Indian Queens 132kV | St Ives | Primary Substation | 11 | Leading the Way | Headroom (MW) | 0 | 0 | 0 | 0 | 0 | 0 | 0 | 0 | 0 | 0 | 0 | 0 | 0 | 0 | 0 | 0 | 0
Alverdiscott / Indian Queens 132kV | St Ives | Primary Substation | 11 | System Transformation | Headroom (MW) | 0 | 0 | 0 | 0 | 0 | 0 | 0 | 0 | 0 | 0 | 0 | 0 | 0 | 0 | 0 | 0 | 0
Alverdiscott / Indian Queens 132kV | St Keverne | Primary Substation | 11 | Best View | Headroom (MW) | 9.016 | 9.0282 | 9.0423 | 9.0383 | 9.009 | 8.9551 | 8.1539 | 5.6401 | 3.2805 | 0.14685 | 0 | 0 | 0 | 0 | 0 | 0 | 0
Alverdiscott / Indian Queens 132kV | St Keverne | Primary Substation | 11 | Consumer Transformation | Headroom (MW) | 9.016 | 9.0059 | 8.9756 | 8.9312 | 8.8681 | 7.6943 | 4.5686 | 1.9756 | 0 | 0 | 0 | 0 | 0 | 0 | 0 | 0 | 0
Alverdiscott / Indian Queens 132kV | St Keverne | Primary Substation | 11 | Falling Short | Headroom (MW) | 9.016 | 9.0626 | 9.1004 | 9.1367 | 9.1099 | 9.1002 | 9.0893 | 9.0778 | 9.0467 | 8.9938 | 8.9463 | 8.8993 | 8.8412 | 8.6576 | 0 | 0 | 0
Alverdiscott / Indian Queens 132kV | St Keverne | Primary Substation | 11 | Leading the Way | Headroom (MW) | 9.016 | 8.9707 | 8.9328 | 8.8621 | 8.8307 | 7.1352 | 4.2581 | 1.3734 | 0 | 0 | 0 | 0 | 0 | 0 | 0 | 0 | 0
Alverdiscott / Indian Queens 132kV | St Keverne | Primary Substation | 11 | System Transformation | Headroom (MW) | 9.016 | 9.0428 | 9.0603 | 9.0735 | 9.0534 | 9.037 | 9.0061 | 8.9672 | 8.9162 | 8.8536 | 8.554 | 5.1593 | 2.981 | 1.3925 | 0 | 0 | 0
Abham / Exeter / Landulph 132kV | St Levan Road | Primary Substation | 11 | Best View | Headroom (MW) | 14.5619 | 14.7036 | 14.7013 | 14.7859 | 14.7977 | 14.7859 | 13.6384 | 12.4554 | 11.0876 | 9.668 | 7.9635 | 6.4285 | 5.5546 | 4.7356 | 3.5671 | 0.55589 | 0
Abham / Exeter / Landulph 132kV | St Levan Road | Primary Substation | 11 | Consumer Transformation | Headroom (MW) | 14.5619 | 14.6465 | 14.5892 | 14.6065 | 14.4465 | 14.3079 | 13.018 | 11.6753 | 10.1415 | 6.3491 | 2.523 | 0 | 0 | 0 | 0 | 0 | 0
Abham / Exeter / Landulph 132kV | St Levan Road | Primary Substation | 11 | Falling Short | Headroom (MW) | 14.5619 | 14.7002 | 14.7701 | 14.886 | 14.9304 | 14.9767 | 14.1633 | 13.4504 | 12.5988 | 11.5769 | 10.4068 | 9.0528 | 7.6009 | 6.0321 | 2.0317 | 0 | 0
Abham / Exeter / Landulph 132kV | St Levan Road | Primary Substation | 11 | Leading the Way | Headroom (MW) | 14.5619 | 14.5204 | 14.3842 | 14.2873 | 14.1757 | 14.0472 | 12.6384 | 9.6311 | 6.3473 | 2.6519 | 0 | 0 | 0 | 0 | 0 | 0 | 0
Abham / Exeter / Landulph 132kV | St Levan Road | Primary Substation | 11 | System Transformation | Headroom (MW) | 14.5619 | 14.7186 | 14.7855 | 14.908 | 15.0035 | 15.0664 | 14.0325 | 12.8727 | 11.5595 | 10.1418 | 8.3327 | 6.5753 | 5.5099 | 4.564 | 1.1758 | 0 | 0
Alverdiscott / Indian Queens 132kV | St Mawgan | Primary Substation | 11 | Best View | Headroom (MW) | 6.2129 | 6.1904 | 6.1541 | 6.1244 | 5.8148 | 5.7628 | 5.6954 | 5.6229 | 5.5358 | 5.4376 | 5.3525 | 5.3081 | 5.2963 | 5.3371 | 5.2741 | 5.2685 | 5.5273
Alverdiscott / Indian Queens 132kV | St Mawgan | Primary Substation | 11 | Consumer Transformation | Headroom (MW) | 6.2129 | 6.1869 | 6.1314 | 6.0773 | 5.7426 | 5.676 | 5.5786 | 5.4824 | 5.3607 | 5.2345 | 5.1207 | 5.04 | 4.995 | 4.9585 | 3.0736 | 0 | 0
Alverdiscott / Indian Queens 132kV | St Mawgan | Primary Substation | 11 | Falling Short | Headroom (MW) | 6.2129 | 6.2195 | 6.2259 | 6.2355 | 6.041 | 6.0221 | 6.0025 | 5.9789 | 5.9564 | 5.9086 | 5.8683 | 5.8353 | 5.816 | 5.7945 | 5.1666 | 4.756 | 4.3788
Alverdiscott / Indian Queens 132kV | St Mawgan | Primary Substation | 11 | Leading the Way | Headroom (MW) | 6.2129 | 6.1405 | 6.0626 | 5.9711 | 5.6574 | 5.5969 | 5.522 | 5.4342 | 5.3209 | 5.219 | 5.1022 | 5.0537 | 5.0427 | 5.0759 | 4.3615 | 0 | 0
Alverdiscott / Indian Queens 132kV | St Mawgan | Primary Substation | 11 | System Transformation | Headroom (MW) | 6.2129 | 6.2098 | 6.1972 | 6.1914 | 5.9194 | 5.9036 | 5.8832 | 5.8444 | 5.7964 | 5.7469 | 5.6809 | 5.6376 | 5.6066 | 5.593 | 4.7208 | 0.42031 | 0
Abham / Exeter / Landulph 132kV | St Neot | Primary Substation | 11 | Best View | Headroom (MW) | 0 | 0 | 0 | 0 | 0 | 0 | 0 | 0 | 0 | 0 | 0 | 0 | 0 | 0 | 0 | 0 | 0
Abham / Exeter / Landulph 132kV | St Neot | Primary Substation | 11 | Consumer Transformation | Headroom (MW) | 0 | 0 | 0 | 0 | 0 | 0 | 0 | 0 | 0 | 0 | 0 | 0 | 0 | 0 | 0 | 0 | 0
Abham / Exeter / Landulph 132kV | St Neot | Primary Substation | 11 | Falling Short | Headroom (MW) | 0 | 0 | 0 | 0 | 0 | 0 | 0 | 0 | 0 | 0 | 0 | 0 | 0 | 0 | 0 | 0 | 0
Abham / Exeter / Landulph 132kV | St Neot | Primary Substation | 11 | Leading the Way | Headroom (MW) | 0 | 0 | 0 | 0 | 0 | 0 | 0 | 0 | 0 | 0 | 0 | 0 | 0 | 0 | 0 | 0 | 0
Abham / Exeter / Landulph 132kV | St Neot | Primary Substation | 11 | System Transformation | Headroom (MW) | 0 | 0 | 0 | 0 | 0 | 0 | 0 | 0 | 0 | 0 | 0 | 0 | 0 | 0 | 0 | 0 | 0
Iron Acton 132kV | St Pauls Bsp 11kv | Primary Substation | 11 | Best View | Headroom (MW) | 0 | 0 | 0 | 0 | 0 | 0 | 0 | 0 | 0 | 0 | 0 | 0 | 0 | 0 | 0 | 0 | 0
Iron Acton 132kV | St Pauls Bsp 11kv | Primary Substation | 11 | Consumer Transformation | Headroom (MW) | 0 | 0 | 0 | 0 | 0 | 0 | 0 | 0 | 0 | 0 | 0 | 0 | 0 | 0 | 0 | 0 | 0
Iron Acton 132kV | St Pauls Bsp 11kv | Primary Substation | 11 | Falling Short | Headroom (MW) | 0 | 0 | 0 | 0 | 0 | 0 | 0 | 0 | 0 | 0 | 0 | 0 | 0 | 0 | 0 | 0 | 0
Iron Acton 132kV | St Pauls Bsp 11kv | Primary Substation | 11 | Leading the Way | Headroom (MW) | 0 | 0 | 0 | 0 | 0 | 0 | 0 | 0 | 0 | 0 | 0 | 0 | 0 | 0 | 0 | 0 | 0
Iron Acton 132kV | St Pauls Bsp 11kv | Primary Substation | 11 | System Transformation | Headroom (MW) | 0 | 0 | 0 | 0 | 0 | 0 | 0 | 0 | 0 | 0 | 0 | 0 | 0 | 0 | 0 | 0 | 0
Abham / Exeter / Landulph 132kV | St Thomas | Primary Substation | 11 | Best View | Headroom (MW) | 0 | 0 | 0 | 0 | 0 | 0 | 0 | 0 | 0 | 0 | 0 | 0 | 0 | 0 | 0 | 0 | 0
Abham / Exeter / Landulph 132kV | St Thomas | Primary Substation | 11 | Consumer Transformation | Headroom (MW) | 0 | 0 | 0 | 0 | 0 | 0 | 0 | 0 | 0 | 0 | 0 | 0 | 0 | 0 | 0 | 0 | 0
Abham / Exeter / Landulph 132kV | St Thomas | Primary Substation | 11 | Falling Short | Headroom (MW) | 0 | 0 | 0 | 0 | 0 | 0 | 0 | 0 | 0 | 0 | 0 | 0 | 0 | 0 | 0 | 0 | 0
Abham / Exeter / Landulph 132kV | St Thomas | Primary Substation | 11 | Leading the Way | Headroom (MW) | 0 | 0 | 0 | 0 | 0 | 0 | 0 | 0 | 0 | 0 | 0 | 0 | 0 | 0 | 0 | 0 | 0
Abham / Exeter / Landulph 132kV | St Thomas | Primary Substation | 11 | System Transformation | Headroom (MW) | 0 | 0 | 0 | 0 | 0 | 0 | 0 | 0 | 0 | 0 | 0 | 0 | 0 | 0 | 0 | 0 | 0
Alverdiscott / Indian Queens 132kV | St Tudy | Primary Substation | 11 | Best View | Headroom (MW) | 1.0176 | 0.95724 | 0.84336 | 0.70302 | 0 | 0 | 0 | 0 | 0 | 0 | 0 | 0 | 0 | 0 | 0 | 0 | 0
Alverdiscott / Indian Queens 132kV | St Tudy | Primary Substation | 11 | Consumer Transformation | Headroom (MW) | 1.0176 | 0.73906 | 0.24075 | 0 | 0 | 0 | 0 | 0 | 0 | 0 | 0 | 0 | 0 | 0 | 0 | 0 | 0
Alverdiscott / Indian Queens 132kV | St Tudy | Primary Substation | 11 | Falling Short | Headroom (MW) | 1.0176 | 1.3486 | 1.6946 | 2.0549 | 1.5897 | 1.3148 | 1.0395 | 0.68437 | 0.30229 | 0 | 0 | 0 | 0 | 0 | 0 | 0 | 0
Alverdiscott / Indian Queens 132kV | St Tudy | Primary Substation | 11 | Leading the Way | Headroom (MW) | 1.0176 | 0.21518 | 0 | 0 | 0 | 0 | 0 | 0 | 0 | 0 | 0 | 0 | 0 | 0 | 0 | 0 | 0
Alverdiscott / Indian Queens 132kV | St Tudy | Primary Substation | 11 | System Transformation | Headroom (MW) | 1.0176 | 1.2304 | 1.3879 | 1.5487 | 1.1649 | 0 | 0 | 0 | 0 | 0 | 0 | 0 | 0 | 0 | 0 | 0 | 0
Alverdiscott / Indian Queens 132kV | St Tudy Bsp | Bulk Supply Point | 33 | Best View | Headroom (MW) | 1.0232 | 0.96252 | 0.84801 | 0.7069 | 0 | 0 | 0 | 0 | 0 | 0 | 0 | 0 | 0 | 0 | 0 | 0 | 0
Alverdiscott / Indian Queens 132kV | St Tudy Bsp | Bulk Supply Point | 33 | Consumer Transformation | Headroom (MW) | 1.0232 | 0.74313 | 0.24208 | 0 | 0 | 0 | 0 | 0 | 0 | 0 | 0 | 0 | 0 | 0 | 0 | 0 | 0
Alverdiscott / Indian Queens 132kV | St Tudy Bsp | Bulk Supply Point | 33 | Falling Short | Headroom (MW) | 1.0232 | 1.356 | 1.7039 | 2.0663 | 1.5985 | 1.322 | 1.0452 | 0.68814 | 0.30396 | 0 | 0 | 0 | 0 | 0 | 0 | 0 | 0
Alverdiscott / Indian Queens 132kV | St Tudy Bsp | Bulk Supply Point | 33 | Leading the Way | Headroom (MW) | 1.0232 | 0.21637 | 0 | 0 | 0 | 0 | 0 | 0 | 0 | 0 | 0 | 0 | 0 | 0 | 0 | 0 | 0
Alverdiscott / Indian Queens 132kV | St Tudy Bsp | Bulk Supply Point | 33 | System Transformation | Headroom (MW) | 1.0232 | 1.2372 | 1.3956 | 1.5572 | 1.1714 | 0 | 0 | 0 | 0 | 0 | 0 | 0 | 0 | 0 | 0 | 0 | 0
Bridgwater / Taunton 132kV | Staplegrove | Primary Substation | 11 | Best View | Headroom (MW) | 0 | 0 | 0 | 0 | 0 | 0 | 0 | 0 | 0 | 0 | 0 | 0 | 0 | 0 | 0 | 0 | 0
Bridgwater / Taunton 132kV | Staplegrove | Primary Substation | 11 | Consumer Transformation | Headroom (MW) | 0 | 0 | 0 | 0 | 0 | 0 | 0 | 0 | 0 | 0 | 0 | 0 | 0 | 0 | 0 | 0 | 0
Bridgwater / Taunton 132kV | Staplegrove | Primary Substation | 11 | Falling Short | Headroom (MW) | 0 | 0 | 0 | 0 | 0 | 0 | 0 | 0 | 0 | 0 | 0 | 0 | 0 | 0 | 0 | 0 | 0
Bridgwater / Taunton 132kV | Staplegrove | Primary Substation | 11 | Leading the Way | Headroom (MW) | 0 | 0 | 0 | 0 | 0 | 0 | 0 | 0 | 0 | 0 | 0 | 0 | 0 | 0 | 0 | 0 | 0
Bridgwater / Taunton 132kV | Staplegrove | Primary Substation | 11 | System Transformation | Headroom (MW) | 0 | 0 | 0 | 0 | 0 | 0 | 0 | 0 | 0 | 0 | 0 | 0 | 0 | 0 | 0 | 0 | 0
Abham / Exeter / Landulph 132kV | Stentaway | Primary Substation | 11 | Best View | Headroom (MW) | 0 | 0 | 0 | 0 | 0 | 0 | 0 | 0 | 0 | 0 | 0 | 0 | 0 | 0 | 0 | 0 | 0
Abham / Exeter / Landulph 132kV | Stentaway | Primary Substation | 11 | Consumer Transformation | Headroom (MW) | 0 | 0 | 0 | 0 | 0 | 0 | 0 | 0 | 0 | 0 | 0 | 0 | 0 | 0 | 0 | 0 | 0
Abham / Exeter / Landulph 132kV | Stentaway | Primary Substation | 11 | Falling Short | Headroom (MW) | 0 | 0 | 0 | 0 | 0 | 0 | 0 | 0 | 0 | 0 | 0 | 0 | 0 | 0 | 0 | 0 | 0
Abham / Exeter / Landulph 132kV | Stentaway | Primary Substation | 11 | Leading the Way | Headroom (MW) | 0 | 0 | 0 | 0 | 0 | 0 | 0 | 0 | 0 | 0 | 0 | 0 | 0 | 0 | 0 | 0 | 0
Abham / Exeter / Landulph 132kV | Stentaway | Primary Substation | 11 | System Transformation | Headroom (MW) | 0 | 0 | 0 | 0 | 0 | 0 | 0 | 0 | 0 | 0 | 0 | 0 | 0 | 0 | 0 | 0 | 0
Seabank 132kV | Stoke Bishop | Primary Substation | 11 | Best View | Headroom (MW) | 0 | 0 | 0 | 0 | 0 | 0 | 0 | 0 | 0 | 0 | 0 | 0 | 0 | 0 | 0 | 0 | 0
Seabank 132kV | Stoke Bishop | Primary Substation | 11 | Consumer Transformation | Headroom (MW) | 0 | 0 | 0 | 0 | 0 | 0 | 0 | 0 | 0 | 0 | 0 | 0 | 0 | 0 | 0 | 0 | 0
Seabank 132kV | Stoke Bishop | Primary Substation | 11 | Falling Short | Headroom (MW) | 0 | 0 | 0 | 0 | 0 | 0 | 0 | 0 | 0 | 0 | 0 | 0 | 0 | 0 | 0 | 0 | 0
Seabank 132kV | Stoke Bishop | Primary Substation | 11 | Leading the Way | Headroom (MW) | 0 | 0 | 0 | 0 | 0 | 0 | 0 | 0 | 0 | 0 | 0 | 0 | 0 | 0 | 0 | 0 | 0
Seabank 132kV | Stoke Bishop | Primary Substation | 11 | System Transformation | Headroom (MW) | 0 | 0 | 0 | 0 | 0 | 0 | 0 | 0 | 0 | 0 | 0 | 0 | 0 | 0 | 0 | 0 | 0
Abham / Exeter / Landulph 132kV | Stokenham | Primary Substation | 11 | Best View | Headroom (MW) | 3.083 | 3.1132 | 3.1249 | 3.1345 | 3.1181 | 3.0925 | 3.0672 | 3.0361 | 3.0112 | 3.0054 | 3.0093 | 3.0362 | 3.081 | 3.1373 | 0 | 0 | 0
Abham / Exeter / Landulph 132kV | Stokenham | Primary Substation | 11 | Consumer Transformation | Headroom (MW) | 3.083 | 3.0609 | 3.0083 | 2.9526 | 2.8879 | 2.8449 | 2.7977 | 2.7505 | 2.3057 | 0 | 0 | 0 | 0 | 0 | 0 | 0 | 0
Abham / Exeter / Landulph 132kV | Stokenham | Primary Substation | 11 | Falling Short | Headroom (MW) | 3.083 | 3.0974 | 3.1091 | 3.1128 | 3.0756 | 3.0498 | 3.0325 | 3.0085 | 2.9842 | 2.9432 | 2.9119 | 2.8746 | 2.838 | 2.8096 | 2.2312 | 0 | 0
Abham / Exeter / Landulph 132kV | Stokenham | Primary Substation | 11 | Leading the Way | Headroom (MW) | 3.083 | 3.0229 | 2.9543 | 2.8715 | 2.8257 | 2.7891 | 2.742 | 2.6934 | 2.2671 | 0 | 0 | 0 | 0 | 0 | 0 | 0 | 0
Abham / Exeter / Landulph 132kV | Stokenham | Primary Substation | 11 | System Transformation | Headroom (MW) | 3.083 | 3.0822 | 3.0722 | 3.0505 | 3.0139 | 2.9878 | 2.9667 | 2.9448 | 2.9123 | 2.8684 | 2.8138 | 2.768 | 2.7256 | 2.7095 | 0 | 0 | 0
Alverdiscott / Indian Queens 132kV | Stratton | Primary Substation | 11 | Best View | Headroom (MW) | 10.0573 | 9.7958 | 9.72 | 9.6853 | 9.463 | 8.532 | 7.9196 | 7.2959 | 6.6719 | 5.6319 | 4.6455 | 3.3957 | 2.5797 | 1.8325 | 0 | 0 | 0
Alverdiscott / Indian Queens 132kV | Stratton | Primary Substation | 11 | Consumer Transformation | Headroom (MW) | 10.0573 | 9.754 | 9.5972 | 9.1123 | 8.4252 | 7.4426 | 6.7209 | 6.0813 | 5.2769 | 4.0467 | 3.2897 | 2.6629 | 1.6213 | 0.14305 | 0 | 0 | 0
Alverdiscott / Indian Queens 132kV | Stratton | Primary Substation | 11 | Falling Short | Headroom (MW) | 10.0573 | 9.947 | 9.9928 | 10.0646 | 9.9659 | 9.8657 | 9.7639 | 9.6703 | 9.5608 | 9.387 | 9.2229 | 9.0238 | 8.8247 | 8.3104 | 4.671 | 1.3069 | 0
Alverdiscott / Indian Queens 132kV | Stratton | Primary Substation | 11 | Leading the Way | Headroom (MW) | 10.0573 | 9.6075 | 9.3656 | 9.1119 | 8.8541 | 7.8731 | 7.1952 | 6.4981 | 5.6909 | 4.5984 | 3.5402 | 2.2135 | 1.2928 | 0.45975 | 0 | 0 | 0
Alverdiscott / Indian Queens 132kV | Stratton | Primary Substation | 11 | System Transformation | Headroom (MW) | 10.0573 | 9.8523 | 9.8561 | 9.8714 | 9.7794 | 9.0154 | 8.9109 | 8.5902 | 8.0787 | 7.1989 | 6.6198 | 6.0552 | 4.9198 | 4.4585 | 0.14767 | 0 | 0
Bridgwater / Taunton 132kV | Street Bsp | Bulk Supply Point | 33 | Best View | Headroom (MW) | 0.67638 | 0.65879 | 0 | 0 | 0 | 0 | 0 | 0 | 0 | 0 | 0 | 0 | 0 | 0 | 0 | 0 | 0
Bridgwater / Taunton 132kV | Street Bsp | Bulk Supply Point | 33 | Consumer Transformation | Headroom (MW) | 0.67638 | 0.038279 | 0 | 0 | 0 | 0 | 0 | 0 | 0 | 0 | 0 | 0 | 0 | 0 | 0 | 0 | 0
Bridgwater / Taunton 132kV | Street Bsp | Bulk Supply Point | 33 | Falling Short | Headroom (MW) | 0.67638 | 0.67997 | 0.48329 | 0.28229 | 0 | 0 | 0 | 0 | 0 | 0 | 0 | 0 | 0 | 0 | 0 | 0 | 0
Bridgwater / Taunton 132kV | Street Bsp | Bulk Supply Point | 33 | Leading the Way | Headroom (MW) | 0.67638 | 0 | 0 | 0 | 0 | 0 | 0 | 0 | 0 | 0 | 0 | 0 | 0 | 0 | 0 | 0 | 0
Bridgwater / Taunton 132kV | Street Bsp | Bulk Supply Point | 33 | System Transformation | Headroom (MW) | 0.67638 | 0.54248 | 0.061672 | 0 | 0 | 0 | 0 | 0 | 0 | 0 | 0 | 0 | 0 | 0 | 0 | 0 | 0
Bridgwater / Taunton 132kV | Taunton Local | Primary Substation | 11 | Best View | Headroom (MW) | 0 | 0 | 0 | 0 | 0 | 0 | 0 | 0 | 0 | 0 | 0 | 0 | 0 | 0 | 0 | 0 | 0
Bridgwater / Taunton 132kV | Taunton Local | Primary Substation | 11 | Consumer Transformation | Headroom (MW) | 0 | 0 | 0 | 0 | 0 | 0 | 0 | 0 | 0 | 0 | 0 | 0 | 0 | 0 | 0 | 0 | 0
Bridgwater / Taunton 132kV | Taunton Local | Primary Substation | 11 | Falling Short | Headroom (MW) | 0 | 0 | 0 | 0 | 0 | 0 | 0 | 0 | 0 | 0 | 0 | 0 | 0 | 0 | 0 | 0 | 0
Bridgwater / Taunton 132kV | Taunton Local | Primary Substation | 11 | Leading the Way | Headroom (MW) | 0 | 0 | 0 | 0 | 0 | 0 | 0 | 0 | 0 | 0 | 0 | 0 | 0 | 0 | 0 | 0 | 0
Bridgwater / Taunton 132kV | Taunton Local | Primary Substation | 11 | System Transformation | Headroom (MW) | 0 | 0 | 0 | 0 | 0 | 0 | 0 | 0 | 0 | 0 | 0 | 0 | 0 | 0 | 0 | 0 | 0
Bridgwater / Taunton 132kV | Taunton Main Bsp | Bulk Supply Point | 33 | Best View | Headroom (MW) | 0 | 0 | 0 | 0 | 0 | 0 | 0 | 0 | 0 | 0 | 0 | 0 | 0 | 0 | 0 | 0 | 0
Bridgwater / Taunton 132kV | Taunton Main Bsp | Bulk Supply Point | 33 | Consumer Transformation | Headroom (MW) | 0 | 0 | 0 | 0 | 0 | 0 | 0 | 0 | 0 | 0 | 0 | 0 | 0 | 0 | 0 | 0 | 0
Bridgwater / Taunton 132kV | Taunton Main Bsp | Bulk Supply Point | 33 | Falling Short | Headroom (MW) | 0 | 0 | 0 | 0 | 0 | 0 | 0 | 0 | 0 | 0 | 0 | 0 | 0 | 0 | 0 | 0 | 0
Bridgwater / Taunton 132kV | Taunton Main Bsp | Bulk Supply Point | 33 | Leading the Way | Headroom (MW) | 0 | 0 | 0 | 0 | 0 | 0 | 0 | 0 | 0 | 0 | 0 | 0 | 0 | 0 | 0 | 0 | 0
Bridgwater / Taunton 132kV | Taunton Main Bsp | Bulk Supply Point | 33 | System Transformation | Headroom (MW) | 0 | 0 | 0 | 0 | 0 | 0 | 0 | 0 | 0 | 0 | 0 | 0 | 0 | 0 | 0 | 0 | 0
Abham / Exeter / Landulph 132kV | Tavistock | Primary Substation | 11 | Best View | Headroom (MW) | 0 | 0 | 0 | 0 | 0 | 0 | 0 | 0 | 0 | 0 | 0 | 0 | 0 | 0 | 0 | 0 | 0
Abham / Exeter / Landulph 132kV | Tavistock | Primary Substation | 11 | Consumer Transformation | Headroom (MW) | 0 | 0 | 0 | 0 | 0 | 0 | 0 | 0 | 0 | 0 | 0 | 0 | 0 | 0 | 0 | 0 | 0
Abham / Exeter / Landulph 132kV | Tavistock | Primary Substation | 11 | Falling Short | Headroom (MW) | 0 | 0 | 0 | 0 | 0 | 0 | 0 | 0 | 0 | 0 | 0 | 0 | 0 | 0 | 0 | 0 | 0
Abham / Exeter / Landulph 132kV | Tavistock | Primary Substation | 11 | Leading the Way | Headroom (MW) | 0 | 0 | 0 | 0 | 0 | 0 | 0 | 0 | 0 | 0 | 0 | 0 | 0 | 0 | 0 | 0 | 0
Abham / Exeter / Landulph 132kV | Tavistock | Primary Substation | 11 | System Transformation | Headroom (MW) | 0 | 0 | 0 | 0 | 0 | 0 | 0 | 0 | 0 | 0 | 0 | 0 | 0 | 0 | 0 | 0 | 0
Abham / Exeter / Landulph 132kV | Teignmouth Gasworks | Primary Substation | 11 | Best View | Headroom (MW) | 0 | 0 | 0 | 0 | 0 | 0 | 0 | 0 | 0 | 0 | 0 | 0 | 0 | 0 | 0 | 0 | 0
Abham / Exeter / Landulph 132kV | Teignmouth Gasworks | Primary Substation | 11 | Consumer Transformation | Headroom (MW) | 0 | 0 | 0 | 0 | 0 | 0 | 0 | 0 | 0 | 0 | 0 | 0 | 0 | 0 | 0 | 0 | 0
Abham / Exeter / Landulph 132kV | Teignmouth Gasworks | Primary Substation | 11 | Falling Short | Headroom (MW) | 0 | 0 | 0 | 0 | 0 | 0 | 0 | 0 | 0 | 0 | 0 | 0 | 0 | 0 | 0 | 0 | 0
Abham / Exeter / Landulph 132kV | Teignmouth Gasworks | Primary Substation | 11 | Leading the Way | Headroom (MW) | 0 | 0 | 0 | 0 | 0 | 0 | 0 | 0 | 0 | 0 | 0 | 0 | 0 | 0 | 0 | 0 | 0
Abham / Exeter / Landulph 132kV | Teignmouth Gasworks | Primary Substation | 11 | System Transformation | Headroom (MW) | 0 | 0 | 0 | 0 | 0 | 0 | 0 | 0 | 0 | 0 | 0 | 0 | 0 | 0 | 0 | 0 | 0
Alverdiscott / Indian Queens 132kV | Tinkers Cross | Primary Substation | 11 | Best View | Headroom (MW) | 0 | 0 | 0 | 0 | 0 | 0 | 0 | 0 | 0 | 0 | 0 | 0 | 0 | 0 | 0 | 0 | 0
Alverdiscott / Indian Queens 132kV | Tinkers Cross | Primary Substation | 11 | Consumer Transformation | Headroom (MW) | 0 | 0 | 0 | 0 | 0 | 0 | 0 | 0 | 0 | 0 | 0 | 0 | 0 | 0 | 0 | 0 | 0
Alverdiscott / Indian Queens 132kV | Tinkers Cross | Primary Substation | 11 | Falling Short | Headroom (MW) | 0 | 0 | 0 | 0 | 0 | 0 | 0 | 0 | 0 | 0 | 0 | 0 | 0 | 0 | 0 | 0 | 0
Alverdiscott / Indian Queens 132kV | Tinkers Cross | Primary Substation | 11 | Leading the Way | Headroom (MW) | 0 | 0 | 0 | 0 | 0 | 0 | 0 | 0 | 0 | 0 | 0 | 0 | 0 | 0 | 0 | 0 | 0
Alverdiscott / Indian Queens 132kV | Tinkers Cross | Primary Substation | 11 | System Transformation | Headroom (MW) | 0 | 0 | 0 | 0 | 0 | 0 | 0 | 0 | 0 | 0 | 0 | 0 | 0 | 0 | 0 | 0 | 0
Abham / Exeter / Landulph 132kV | Tiverton Bsp | Bulk Supply Point | 33 | Best View | Headroom (MW) | 0 | 0 | 0 | 0 | 0 | 0 | 0 | 0 | 0 | 0 | 0 | 0 | 0 | 0 | 0 | 0 | 0
Abham / Exeter / Landulph 132kV | Tiverton Bsp | Bulk Supply Point | 33 | Consumer Transformation | Headroom (MW) | 0 | 0 | 0 | 0 | 0 | 0 | 0 | 0 | 0 | 0 | 0 | 0 | 0 | 0 | 0 | 0 | 0
Abham / Exeter / Landulph 132kV | Tiverton Bsp | Bulk Supply Point | 33 | Falling Short | Headroom (MW) | 0 | 0 | 0 | 0 | 0 | 0 | 0 | 0 | 0 | 0 | 0 | 0 | 0 | 0 | 0 | 0 | 0
Abham / Exeter / Landulph 132kV | Tiverton Bsp | Bulk Supply Point | 33 | Leading the Way | Headroom (MW) | 0 | 0 | 0 | 0 | 0 | 0 | 0 | 0 | 0 | 0 | 0 | 0 | 0 | 0 | 0 | 0 | 0
Abham / Exeter / Landulph 132kV | Tiverton Bsp | Bulk Supply Point | 33 | System Transformation | Headroom (MW) | 0 | 0 | 0 | 0 | 0 | 0 | 0 | 0 | 0 | 0 | 0 | 0 | 0 | 0 | 0 | 0 | 0
Abham / Exeter / Landulph 132kV | Tiverton Junction | Primary Substation | 11 | Best View | Headroom (MW) | 0 | 0 | 0 | 0 | 0 | 0 | 0 | 0 | 0 | 0 | 0 | 0 | 0 | 0 | 0 | 0 | 0
Abham / Exeter / Landulph 132kV | Tiverton Junction | Primary Substation | 11 | Consumer Transformation | Headroom (MW) | 0 | 0 | 0 | 0 | 0 | 0 | 0 | 0 | 0 | 0 | 0 | 0 | 0 | 0 | 0 | 0 | 0
Abham / Exeter / Landulph 132kV | Tiverton Junction | Primary Substation | 11 | Falling Short | Headroom (MW) | 0 | 0 | 0 | 0 | 0 | 0 | 0 | 0 | 0 | 0 | 0 | 0 | 0 | 0 | 0 | 0 | 0
Abham / Exeter / Landulph 132kV | Tiverton Junction | Primary Substation | 11 | Leading the Way | Headroom (MW) | 0 | 0 | 0 | 0 | 0 | 0 | 0 | 0 | 0 | 0 | 0 | 0 | 0 | 0 | 0 | 0 | 0
Abham / Exeter / Landulph 132kV | Tiverton Junction | Primary Substation | 11 | System Transformation | Headroom (MW) | 0 | 0 | 0 | 0 | 0 | 0 | 0 | 0 | 0 | 0 | 0 | 0 | 0 | 0 | 0 | 0 | 0
Abham / Exeter / Landulph 132kV | Tiverton Moorhayes | Primary Substation | 11 | Best View | Headroom (MW) | 0 | 0 | 0 | 0 | 0 | 0 | 0 | 0 | 0 | 0 | 0 | 0 | 0 | 0 | 0 | 0 | 0
Abham / Exeter / Landulph 132kV | Tiverton Moorhayes | Primary Substation | 11 | Consumer Transformation | Headroom (MW) | 0 | 0 | 0 | 0 | 0 | 0 | 0 | 0 | 0 | 0 | 0 | 0 | 0 | 0 | 0 | 0 | 0
Abham / Exeter / Landulph 132kV | Tiverton Moorhayes | Primary Substation | 11 | Falling Short | Headroom (MW) | 0 | 0 | 0 | 0 | 0 | 0 | 0 | 0 | 0 | 0 | 0 | 0 | 0 | 0 | 0 | 0 | 0
Abham / Exeter / Landulph 132kV | Tiverton Moorhayes | Primary Substation | 11 | Leading the Way | Headroom (MW) | 0 | 0 | 0 | 0 | 0 | 0 | 0 | 0 | 0 | 0 | 0 | 0 | 0 | 0 | 0 | 0 | 0
Abham / Exeter / Landulph 132kV | Tiverton Moorhayes | Primary Substation | 11 | System Transformation | Headroom (MW) | 0 | 0 | 0 | 0 | 0 | 0 | 0 | 0 | 0 | 0 | 0 | 0 | 0 | 0 | 0 | 0 | 0
Abham / Exeter / Landulph 132kV | Tiverton South | Primary Substation | 11 | Best View | Headroom (MW) | 0 | 0 | 0 | 0 | 0 | 0 | 0 | 0 | 0 | 0 | 0 | 0 | 0 | 0 | 0 | 0 | 0
Abham / Exeter / Landulph 132kV | Tiverton South | Primary Substation | 11 | Consumer Transformation | Headroom (MW) | 0 | 0 | 0 | 0 | 0 | 0 | 0 | 0 | 0 | 0 | 0 | 0 | 0 | 0 | 0 | 0 | 0
Abham / Exeter / Landulph 132kV | Tiverton South | Primary Substation | 11 | Falling Short | Headroom (MW) | 0 | 0 | 0 | 0 | 0 | 0 | 0 | 0 | 0 | 0 | 0 | 0 | 0 | 0 | 0 | 0 | 0
Abham / Exeter / Landulph 132kV | Tiverton South | Primary Substation | 11 | Leading the Way | Headroom (MW) | 0 | 0 | 0 | 0 | 0 | 0 | 0 | 0 | 0 | 0 | 0 | 0 | 0 | 0 | 0 | 0 | 0
Abham / Exeter / Landulph 132kV | Tiverton South | Primary Substation | 11 | System Transformation | Headroom (MW) | 0 | 0 | 0 | 0 | 0 | 0 | 0 | 0 | 0 | 0 | 0 | 0 | 0 | 0 | 0 | 0 | 0
Abham / Exeter / Landulph 132kV | Topsham | Primary Substation | 11 | Best View | Headroom (MW) | 1.5083 | 1.3495 | 1.2129 | 0 | 0 | 0 | 0 | 0 | 0 | 0 | 0 | 0 | 0 | 0 | 0 | 0 | 0
Abham / Exeter / Landulph 132kV | Topsham | Primary Substation | 11 | Consumer Transformation | Headroom (MW) | 1.5083 | 1.3391 | 0.8166 | 0 | 0 | 0 | 0 | 0 | 0 | 0 | 0 | 0 | 0 | 0 | 0 | 0 | 0
Abham / Exeter / Landulph 132kV | Topsham | Primary Substation | 11 | Falling Short | Headroom (MW) | 1.5083 | 1.3967 | 1.3087 | 1.2692 | 0 | 0 | 0 | 0 | 0 | 0 | 0 | 0 | 0 | 0 | 0 | 0 | 0
Abham / Exeter / Landulph 132kV | Topsham | Primary Substation | 11 | Leading the Way | Headroom (MW) | 1.5083 | 1.2773 | 0.4808 | 0 | 0 | 0 | 0 | 0 | 0 | 0 | 0 | 0 | 0 | 0 | 0 | 0 | 0
Abham / Exeter / Landulph 132kV | Topsham | Primary Substation | 11 | System Transformation | Headroom (MW) | 1.5083 | 1.369 | 1.2482 | 0 | 0 | 0 | 0 | 0 | 0 | 0 | 0 | 0 | 0 | 0 | 0 | 0 | 0
Abham / Exeter / Landulph 132kV | Torpoint Antony | Primary Substation | 11 | Best View | Headroom (MW) | 0 | 0 | 0 | 0 | 0 | 0 | 0 | 0 | 0 | 0 | 0 | 0 | 0 | 0 | 0 | 0 | 0
Abham / Exeter / Landulph 132kV | Torpoint Antony | Primary Substation | 11 | Consumer Transformation | Headroom (MW) | 0 | 0 | 0 | 0 | 0 | 0 | 0 | 0 | 0 | 0 | 0 | 0 | 0 | 0 | 0 | 0 | 0
Abham / Exeter / Landulph 132kV | Torpoint Antony | Primary Substation | 11 | Falling Short | Headroom (MW) | 0 | 0 | 0 | 0 | 0 | 0 | 0 | 0 | 0 | 0 | 0 | 0 | 0 | 0 | 0 | 0 | 0
Abham / Exeter / Landulph 132kV | Torpoint Antony | Primary Substation | 11 | Leading the Way | Headroom (MW) | 0 | 0 | 0 | 0 | 0 | 0 | 0 | 0 | 0 | 0 | 0 | 0 | 0 | 0 | 0 | 0 | 0
Abham / Exeter / Landulph 132kV | Torpoint Antony | Primary Substation | 11 | System Transformation | Headroom (MW) | 0 | 0 | 0 | 0 | 0 | 0 | 0 | 0 | 0 | 0 | 0 | 0 | 0 | 0 | 0 | 0 | 0
Abham / Exeter / Landulph 132kV | Torpoint Town | Primary Substation | 11 | Best View | Headroom (MW) | 0 | 0 | 0 | 0 | 0 | 0 | 0 | 0 | 0 | 0 | 0 | 0 | 0 | 0 | 0 | 0 | 0
Abham / Exeter / Landulph 132kV | Torpoint Town | Primary Substation | 11 | Consumer Transformation | Headroom (MW) | 0 | 0 | 0 | 0 | 0 | 0 | 0 | 0 | 0 | 0 | 0 | 0 | 0 | 0 | 0 | 0 | 0
Abham / Exeter / Landulph 132kV | Torpoint Town | Primary Substation | 11 | Falling Short | Headroom (MW) | 0 | 0 | 0 | 0 | 0 | 0 | 0 | 0 | 0 | 0 | 0 | 0 | 0 | 0 | 0 | 0 | 0
Abham / Exeter / Landulph 132kV | Torpoint Town | Primary Substation | 11 | Leading the Way | Headroom (MW) | 0 | 0 | 0 | 0 | 0 | 0 | 0 | 0 | 0 | 0 | 0 | 0 | 0 | 0 | 0 | 0 | 0
Abham / Exeter / Landulph 132kV | Torpoint Town | Primary Substation | 11 | System Transformation | Headroom (MW) | 0 | 0 | 0 | 0 | 0 | 0 | 0 | 0 | 0 | 0 | 0 | 0 | 0 | 0 | 0 | 0 | 0
Abham / Exeter / Landulph 132kV | Torquay Bsp | Bulk Supply Point | 33 | Best View | Headroom (MW) | 41.9639 | 41.2 | 41.5264 | 37.9465 | 35.2557 | 30.5542 | 25.1236 | 18.4649 | 12.4364 | 7.9033 | 5.2653 | 5.7716 | 8.8901 | 13.1105 | 0 | 0 | 0
Abham / Exeter / Landulph 132kV | Torquay Bsp | Bulk Supply Point | 33 | Consumer Transformation | Headroom (MW) | 41.9639 | 39.2483 | 37.2296 | 31.3307 | 23.9194 | 15.6324 | 5.2844 | 0 | 0 | 0 | 0 | 0 | 0 | 0 | 0 | 0 | 0
Abham / Exeter / Landulph 132kV | Torquay Bsp | Bulk Supply Point | 33 | Falling Short | Headroom (MW) | 41.9639 | 41.9855 | 43.3295 | 41.7287 | 40.619 | 38.837 | 37.0253 | 34.4223 | 31.8879 | 28.1299 | 24.4335 | 20.6403 | 17.0501 | 14.0066 | 0 | 0 | 0
Abham / Exeter / Landulph 132kV | Torquay Bsp | Bulk Supply Point | 33 | Leading the Way | Headroom (MW) | 41.9639 | 36.096 | 32.0796 | 23.1035 | 16.8521 | 8.0094 | 0 | 0 | 0 | 0 | 0 | 0 | 0 | 0 | 0 | 0 | 0
Abham / Exeter / Landulph 132kV | Torquay Bsp | Bulk Supply Point | 33 | System Transformation | Headroom (MW) | 41.9639 | 41.9082 | 43.2026 | 41.1555 | 41.1232 | 39.7014 | 37.5339 | 34.2973 | 31.1261 | 27.163 | 22.5572 | 19.1704 | 17.0564 | 17.1787 | 0 | 0 | 0
Abham / Exeter / Landulph 132kV | Torwood | Primary Substation | 11 | Best View | Headroom (MW) | 6.1047 | 6.1946 | 6.2513 | 6.2672 | 6.2012 | 6.0443 | 5.8466 | 5.6079 | 5.4415 | 5.3565 | 5.3189 | 5.3355 | 5.4225 | 5.528 | 5.0372 | 4.7719 | 4.6401
Abham / Exeter / Landulph 132kV | Torwood | Primary Substation | 11 | Consumer Transformation | Headroom (MW) | 6.1047 | 6.1166 | 6.0717 | 5.9916 | 5.7629 | 5.4798 | 5.088 | 4.7355 | 4.3908 | 4.0532 | 3.8202 | 3.6899 | 3.5402 | 3.4268 | 2.0479 | 1.3706 | 1.2414
Abham / Exeter / Landulph 132kV | Torwood | Primary Substation | 11 | Falling Short | Headroom (MW) | 6.1047 | 6.1902 | 6.2631 | 6.3226 | 6.2874 | 6.2281 | 6.1503 | 6.036 | 5.9856 | 5.9249 | 5.8768 | 5.8116 | 5.7504 | 5.6972 | 4.8064 | 4.207 | 3.5096
Abham / Exeter / Landulph 132kV | Torwood | Primary Substation | 11 | Leading the Way | Headroom (MW) | 6.1047 | 6.0079 | 5.8938 | 5.7247 | 5.5225 | 5.2078 | 4.8285 | 4.4012 | 4.0698 | 3.8411 | 3.6544 | 3.5265 | 3.484 | 3.4868 | 2.5578 | 2.4712 | 2.4447
Abham / Exeter / Landulph 132kV | Torwood | Primary Substation | 11 | System Transformation | Headroom (MW) | 6.1047 | 6.2152 | 6.2883 | 6.3318 | 6.3329 | 6.2775 | 6.1883 | 6.0673 | 6.0114 | 5.9398 | 5.8603 | 5.7991 | 5.7627 | 5.7832 | 4.9146 | 4.832 | 4.5714
Abham / Exeter / Landulph 132kV | Torycombe | Primary Substation | 11 | Best View | Headroom (MW) | 15.8841 | 15.953 | 15.9233 | 15.708 | 15.588 | 15.4364 | 15.2798 | 15.1212 | 14.9661 | 14.7938 | 14.635 | 14.5125 | 14.5315 | 14.5592 | 14.5764 | 14.8025 | 14.962
Abham / Exeter / Landulph 132kV | Torycombe | Primary Substation | 11 | Consumer Transformation | Headroom (MW) | 15.8841 | 15.9135 | 15.8458 | 15.5537 | 15.3183 | 15.0648 | 14.5212 | 14.1545 | 12.224 | 7.4305 | 2.9527 | 0 | 0 | 0 | 0 | 0 | 0
Abham / Exeter / Landulph 132kV | Torycombe | Primary Substation | 11 | Falling Short | Headroom (MW) | 15.8841 | 15.9461 | 15.9307 | 15.7296 | 15.5884 | 15.4392 | 15.2845 | 15.1248 | 14.9439 | 14.7413 | 14.5466 | 14.3498 | 14.2193 | 14.1202 | 8.6102 | 0 | 0
Abham / Exeter / Landulph 132kV | Torycombe | Primary Substation | 11 | Leading the Way | Headroom (MW) | 15.8841 | 15.8947 | 15.793 | 15.4244 | 14.8375 | 14.1606 | 13.4421 | 11.2714 | 7.4283 | 3.1035 | 0 | 0 | 0 | 0 | 0 | 0 | 0
Abham / Exeter / Landulph 132kV | Torycombe | Primary Substation | 11 | System Transformation | Headroom (MW) | 15.8841 | 15.9349 | 15.8965 | 15.6344 | 15.0968 | 14.6535 | 14.4324 | 13.8135 | 13.5284 | 13.2237 | 12.8824 | 12.5765 | 11.8755 | 11.8095 | 6.5159 | 1.9087 | 0
Abham / Exeter / Landulph 132kV | Totnes | Primary Substation | 11 | Best View | Headroom (MW) | 0 | 0 | 0 | 0 | 0 | 0 | 0 | 0 | 0 | 0 | 0 | 0 | 0 | 0 | 0 | 0 | 0
Abham / Exeter / Landulph 132kV | Totnes | Primary Substation | 11 | Consumer Transformation | Headroom (MW) | 0 | 0 | 0 | 0 | 0 | 0 | 0 | 0 | 0 | 0 | 0 | 0 | 0 | 0 | 0 | 0 | 0
Abham / Exeter / Landulph 132kV | Totnes | Primary Substation | 11 | Falling Short | Headroom (MW) | 0 | 0 | 0 | 0 | 0 | 0 | 0 | 0 | 0 | 0 | 0 | 0 | 0 | 0 | 0 | 0 | 0
Abham / Exeter / Landulph 132kV | Totnes | Primary Substation | 11 | Leading the Way | Headroom (MW) | 0 | 0 | 0 | 0 | 0 | 0 | 0 | 0 | 0 | 0 | 0 | 0 | 0 | 0 | 0 | 0 | 0
Abham / Exeter / Landulph 132kV | Totnes | Primary Substation | 11 | System Transformation | Headroom (MW) | 0 | 0 | 0 | 0 | 0 | 0 | 0 | 0 | 0 | 0 | 0 | 0 | 0 | 0 | 0 | 0 | 0
Abham / Exeter / Landulph 132kV | Totnes Bsp | Bulk Supply Point | 33 | Best View | Headroom (MW) | 3.0005 | 3.7773 | 1.68 | 0 | 0 | 0 | 0 | 0 | 0 | 0 | 0 | 0 | 0 | 0 | 0 | 0 | 0
Abham / Exeter / Landulph 132kV | Totnes Bsp | Bulk Supply Point | 33 | Consumer Transformation | Headroom (MW) | 3.0005 | 0.684 | 0 | 0 | 0 | 0 | 0 | 0 | 0 | 0 | 0 | 0 | 0 | 0 | 0 | 0 | 0
Abham / Exeter / Landulph 132kV | Totnes Bsp | Bulk Supply Point | 33 | Falling Short | Headroom (MW) | 3.0005 | 3.7806 | 4.4225 | 4.9135 | 1.4351 | 0 | 0 | 0 | 0 | 0 | 0 | 0 | 0 | 0 | 0 | 0 | 0
Abham / Exeter / Landulph 132kV | Totnes Bsp | Bulk Supply Point | 33 | Leading the Way | Headroom (MW) | 3.0005 | 0 | 0 | 0 | 0 | 0 | 0 | 0 | 0 | 0 | 0 | 0 | 0 | 0 | 0 | 0 | 0
Abham / Exeter / Landulph 132kV | Totnes Bsp | Bulk Supply Point | 33 | System Transformation | Headroom (MW) | 3.0005 | 3.1909 | 2.8203 | 2.5709 | 0 | 0 | 0 | 0 | 0 | 0 | 0 | 0 | 0 | 0 | 0 | 0 | 0
Alverdiscott / Indian Queens 132kV | Trebal | Primary Substation | 11 | Best View | Headroom (MW) | 8.357 | 8.3876 | 8.4147 | 8.4416 | 8.4681 | 8.4945 | 8.5206 | 8.5464 | 8.572 | 8.5963 | 7.499 | 3.0062 | 0.26989 | 0 | 0 | 0 | 0
Alverdiscott / Indian Queens 132kV | Trebal | Primary Substation | 11 | Consumer Transformation | Headroom (MW) | 8.357 | 8.3876 | 8.4147 | 8.4416 | 8.4682 | 8.4945 | 8.5206 | 8.5436 | 8.5634 | 4.1305 | 1.0884 | 0 | 0 | 0 | 0 | 0 | 0
Alverdiscott / Indian Queens 132kV | Trebal | Primary Substation | 11 | Falling Short | Headroom (MW) | 8.357 | 8.3876 | 8.4147 | 8.4415 | 8.4681 | 8.4945 | 8.5205 | 8.5464 | 8.5719 | 8.5963 | 8.6204 | 8.6442 | 8.6688 | 8.6922 | 8.8084 | 3.7792 | 0
Alverdiscott / Indian Queens 132kV | Trebal | Primary Substation | 11 | Leading the Way | Headroom (MW) | 8.357 | 8.3876 | 8.4147 | 8.4416 | 8.4681 | 8.4945 | 8.5206 | 8.5445 | 8.5633 | 7.203 | 2.1232 | 0 | 0 | 0 | 0 | 0 | 0
Alverdiscott / Indian Queens 132kV | Trebal | Primary Substation | 11 | System Transformation | Headroom (MW) | 8.357 | 8.3876 | 8.4147 | 8.4416 | 8.4681 | 8.4945 | 8.5206 | 8.5454 | 8.5691 | 8.5934 | 8.6175 | 8.6414 | 8.665 | 8.4836 | 0 | 0 | 0
Bridgwater / Taunton 132kV | Trull | Primary Substation | 11 | Best View | Headroom (MW) | 0 | 0 | 0 | 0 | 0 | 0 | 0 | 0 | 0 | 0 | 0 | 0 | 0 | 0 | 0 | 0 | 0
Bridgwater / Taunton 132kV | Trull | Primary Substation | 11 | Consumer Transformation | Headroom (MW) | 0 | 0 | 0 | 0 | 0 | 0 | 0 | 0 | 0 | 0 | 0 | 0 | 0 | 0 | 0 | 0 | 0
Bridgwater / Taunton 132kV | Trull | Primary Substation | 11 | Falling Short | Headroom (MW) | 0 | 0 | 0 | 0 | 0 | 0 | 0 | 0 | 0 | 0 | 0 | 0 | 0 | 0 | 0 | 0 | 0
Bridgwater / Taunton 132kV | Trull | Primary Substation | 11 | Leading the Way | Headroom (MW) | 0 | 0 | 0 | 0 | 0 | 0 | 0 | 0 | 0 | 0 | 0 | 0 | 0 | 0 | 0 | 0 | 0
Bridgwater / Taunton 132kV | Trull | Primary Substation | 11 | System Transformation | Headroom (MW) | 0 | 0 | 0 | 0 | 0 | 0 | 0 | 0 | 0 | 0 | 0 | 0 | 0 | 0 | 0 | 0 | 0
Alverdiscott / Indian Queens 132kV | Truro Bsp | Bulk Supply Point | 33 | Best View | Headroom (MW) | 24.5829 | 24.6724 | 24.1608 | 24.025 | 23.4893 | 22.0706 | 20.9394 | 19.7415 | 18.606 | 17.2074 | 15.9796 | 14.6593 | 13.9461 | 13.391 | 8.5721 | 5.9791 | 6.2877
Alverdiscott / Indian Queens 132kV | Truro Bsp | Bulk Supply Point | 33 | Consumer Transformation | Headroom (MW) | 24.5829 | 24.5178 | 23.7142 | 23.2649 | 22.0913 | 20.5434 | 19.0857 | 17.8647 | 16.3054 | 14.4868 | 13.3148 | 11.9213 | 10.6487 | 8.8833 | 0 | 0 | 0
Alverdiscott / Indian Queens 132kV | Truro Bsp | Bulk Supply Point | 33 | Falling Short | Headroom (MW) | 24.5829 | 24.9204 | 24.8763 | 25.0782 | 24.7873 | 24.5955 | 24.3524 | 24.0885 | 23.7527 | 23.3176 | 22.8822 | 22.425 | 21.9651 | 21.5344 | 14.7104 | 10.0821 | 5.0674
Alverdiscott / Indian Queens 132kV | Truro Bsp | Bulk Supply Point | 33 | Leading the Way | Headroom (MW) | 24.5829 | 24.1481 | 23.1615 | 22.4055 | 21.8158 | 20.2961 | 19.0505 | 17.6767 | 16.0857 | 14.544 | 12.3905 | 10.845 | 9.9195 | 8.3536 | 0.33204 | 0 | 0
Alverdiscott / Indian Queens 132kV | Truro Bsp | Bulk Supply Point | 33 | System Transformation | Headroom (MW) | 24.5829 | 24.8828 | 24.5901 | 24.7059 | 24.5027 | 24.2283 | 23.7213 | 23.3755 | 22.8529 | 22.3327 | 20.3017 | 19.3715 | 18.5274 | 17.3221 | 8.7941 | 2.9751 | 0
Alverdiscott / Indian Queens 132kV | Truro Shortlanesend | Primary Substation | 11 | Best View | Headroom (MW) | 0 | 0 | 0 | 0 | 0 | 0 | 0 | 0 | 0 | 0 | 0 | 0 | 0 | 0 | 0 | 0 | 0
Alverdiscott / Indian Queens 132kV | Truro Shortlanesend | Primary Substation | 11 | Consumer Transformation | Headroom (MW) | 0 | 0 | 0 | 0 | 0 | 0 | 0 | 0 | 0 | 0 | 0 | 0 | 0 | 0 | 0 | 0 | 0
Alverdiscott / Indian Queens 132kV | Truro Shortlanesend | Primary Substation | 11 | Falling Short | Headroom (MW) | 0 | 0 | 0 | 0 | 0 | 0 | 0 | 0 | 0 | 0 | 0 | 0 | 0 | 0 | 0 | 0 | 0
Alverdiscott / Indian Queens 132kV | Truro Shortlanesend | Primary Substation | 11 | Leading the Way | Headroom (MW) | 0 | 0 | 0 | 0 | 0 | 0 | 0 | 0 | 0 | 0 | 0 | 0 | 0 | 0 | 0 | 0 | 0
Alverdiscott / Indian Queens 132kV | Truro Shortlanesend | Primary Substation | 11 | System Transformation | Headroom (MW) | 0 | 0 | 0 | 0 | 0 | 0 | 0 | 0 | 0 | 0 | 0 | 0 | 0 | 0 | 0 | 0 | 0
Alverdiscott / Indian Queens 132kV | Truro Treyew Road | Primary Substation | 11 | Best View | Headroom (MW) | 23.8295 | 23.9162 | 23.4202 | 23.2886 | 22.7694 | 21.3942 | 20.2976 | 19.1365 | 18.0357 | 16.68 | 15.4898 | 14.21 | 13.5186 | 12.9806 | 8.3093 | 5.7958 | 6.095
Alverdiscott / Indian Queens 132kV | Truro Treyew Road | Primary Substation | 11 | Consumer Transformation | Headroom (MW) | 23.8295 | 23.7663 | 22.9874 | 22.5518 | 21.4142 | 19.9138 | 18.5007 | 17.3172 | 15.8057 | 14.0427 | 12.9067 | 11.5559 | 10.3223 | 8.611 | 0 | 0 | 0
Alverdiscott / Indian Queens 132kV | Truro Treyew Road | Primary Substation | 11 | Falling Short | Headroom (MW) | 23.8295 | 24.1566 | 24.1138 | 24.3096 | 24.0275 | 23.8416 | 23.606 | 23.3502 | 23.0247 | 22.6029 | 22.1808 | 21.7377 | 21.2919 | 20.8743 | 14.2595 | 9.7731 | 4.9121
Alverdiscott / Indian Queens 132kV | Truro Treyew Road | Primary Substation | 11 | Leading the Way | Headroom (MW) | 23.8295 | 23.408 | 22.4516 | 21.7187 | 21.1471 | 19.674 | 18.4666 | 17.1349 | 15.5926 | 14.0982 | 12.0107 | 10.5126 | 9.6155 | 8.0975 | 0.32186 | 0 | 0
Alverdiscott / Indian Queens 132kV | Truro Treyew Road | Primary Substation | 11 | System Transformation | Headroom (MW) | 23.8295 | 24.1201 | 23.8364 | 23.9486 | 23.7517 | 23.4857 | 22.9942 | 22.659 | 22.1525 | 21.6481 | 19.6794 | 18.7777 | 17.9596 | 16.7911 | 8.5246 | 2.8839 | 0
Alverdiscott / Indian Queens 132kV | Twelveheads. | Primary Substation | 11 | Best View | Headroom (MW) | 7.508 | 7.525 | 7.5194 | 7.5202 | 7.4328 | 7.2872 | 7.1792 | 7.049 | 6.9347 | 6.855 | 6.8028 | 6.8016 | 6.8425 | 6.9187 | 6.6253 | 5.668 | 5.9606
Alverdiscott / Indian Queens 132kV | Twelveheads. | Primary Substation | 11 | Consumer Transformation | Headroom (MW) | 7.508 | 7.492 | 7.4381 | 7.378 | 7.2353 | 7.0861 | 6.9373 | 6.814 | 6.6408 | 6.4827 | 6.3678 | 6.3045 | 6.2221 | 6.1774 | 0 | 0 | 0
Alverdiscott / Indian Queens 132kV | Twelveheads. | Primary Substation | 11 | Falling Short | Headroom (MW) | 7.508 | 7.5671 | 7.6234 | 7.6732 | 7.6046 | 7.5397 | 7.5123 | 7.4545 | 7.3956 | 7.3127 | 7.2336 | 7.1458 | 7.0643 | 6.9692 | 6.0362 | 5.7151 | 4.8037
Alverdiscott / Indian Queens 132kV | Twelveheads. | Primary Substation | 11 | Leading the Way | Headroom (MW) | 7.508 | 7.4316 | 7.3529 | 7.2453 | 7.1535 | 6.9906 | 6.8656 | 6.7082 | 6.5229 | 6.3942 | 6.2969 | 6.2416 | 6.2325 | 6.2552 | 0.31476 | 0 | 0
Alverdiscott / Indian Queens 132kV | Twelveheads. | Primary Substation | 11 | System Transformation | Headroom (MW) | 7.508 | 7.5634 | 7.5905 | 7.6227 | 7.5569 | 7.4763 | 7.4254 | 7.3664 | 7.2788 | 7.1727 | 7.0536 | 6.9316 | 6.839 | 6.7699 | 6.1126 | 2.8203 | 0
Melksham | Twerton | Primary Substation | 6.6 | Best View | Headroom (MW) | 5.91 | 6.2862 | 6.0345 | 5.3532 | 4.0698 | 1.9288 | 0 | 0 | 0 | 0 | 0 | 0 | 0 | 0 | 0 | 0 | 0
Melksham | Twerton | Primary Substation | 6.6 | Consumer Transformation | Headroom (MW) | 5.91 | 5.6801 | 4.656 | 3.323 | 0.90051 | 0 | 0 | 0 | 0 | 0 | 0 | 0 | 0 | 0 | 0 | 0 | 0
Melksham | Twerton | Primary Substation | 6.6 | Falling Short | Headroom (MW) | 5.91 | 6.2604 | 6.5421 | 6.7143 | 6.2789 | 5.7283 | 5.0799 | 3.942 | 2.5296 | 0.18037 | 0 | 0 | 0 | 0 | 0 | 0 | 0
Melksham | Twerton | Primary Substation | 6.6 | Leading the Way | Headroom (MW) | 5.91 | 4.9512 | 3.8342 | 2.1914 | 0.2849 | 0 | 0 | 0 | 0 | 0 | 0 | 0 | 0 | 0 | 0 | 0 | 0
Melksham | Twerton | Primary Substation | 6.6 | System Transformation | Headroom (MW) | 5.91 | 6.332 | 6.6283 | 6.7279 | 6.5827 | 5.4398 | 4.5475 | 3.1513 | 0.9405 | 0 | 0 | 0 | 0 | 0 | 0 | 0 | 0
Abham / Exeter / Landulph 132kV | Upton Valley | Primary Substation | 11 | Best View | Headroom (MW) | 9.4389 | 9.6342 | 9.7626 | 9.8296 | 9.7181 | 9.5646 | 9.3658 | 9.1137 | 8.8228 | 8.6041 | 8.47 | 8.4372 | 8.5271 | 8.6609 | 7.4848 | 6.7152 | 6.3096
Abham / Exeter / Landulph 132kV | Upton Valley | Primary Substation | 11 | Consumer Transformation | Headroom (MW) | 9.4389 | 9.5076 | 9.4917 | 9.4261 | 9.091 | 8.7807 | 8.378 | 8.0771 | 7.6432 | 7.0247 | 6.5673 | 6.2924 | 5.9391 | 5.6663 | 2.868 | 1.1836 | 0.77856
Abham / Exeter / Landulph 132kV | Upton Valley | Primary Substation | 11 | Falling Short | Headroom (MW) | 9.4389 | 9.6407 | 9.8079 | 9.9549 | 9.9447 | 9.914 | 9.8907 | 9.8487 | 9.7866 | 9.6908 | 9.5833 | 9.4626 | 9.3448 | 9.229 | 7.0758 | 5.106 | 3.1252
Abham / Exeter / Landulph 132kV | Upton Valley | Primary Substation | 11 | Leading the Way | Headroom (MW) | 9.4389 | 9.3278 | 9.1874 | 8.9868 | 8.771 | 8.4602 | 8.1416 | 7.7711 | 7.3443 | 6.8594 | 6.4439 | 6.122 | 5.9316 | 5.786 | 3.7689 | 3.2925 | 3.1157
Abham / Exeter / Landulph 132kV | Upton Valley | Primary Substation | 11 | System Transformation | Headroom (MW) | 9.4389 | 9.676 | 9.8736 | 10.0471 | 10.1375 | 10.1893 | 10.2163 | 10.201 | 10.1494 | 10.0289 | 9.8555 | 9.693 | 9.5675 | 9.5118 | 6.7548 | 6.2037 | 5.603
Alverdiscott / Indian Queens 132kV | Wadebridge | Primary Substation | 11 | Best View | Headroom (MW) | 0.90133 | 0.84785 | 0.74698 | 0.62268 | 0 | 0 | 0 | 0 | 0 | 0 | 0 | 0 | 0 | 0 | 0 | 0 | 0
Alverdiscott / Indian Queens 132kV | Wadebridge | Primary Substation | 11 | Consumer Transformation | Headroom (MW) | 0.90133 | 0.6546 | 0.21324 | 0 | 0 | 0 | 0 | 0 | 0 | 0 | 0 | 0 | 0 | 0 | 0 | 0 | 0
Alverdiscott / Indian Queens 132kV | Wadebridge | Primary Substation | 11 | Falling Short | Headroom (MW) | 0.90133 | 1.1945 | 1.501 | 1.8201 | 1.4081 | 1.1645 | 0.92069 | 0.60616 | 0.26775 | 0 | 0 | 0 | 0 | 0 | 0 | 0 | 0
Alverdiscott / Indian Queens 132kV | Wadebridge | Primary Substation | 11 | Leading the Way | Headroom (MW) | 0.90133 | 0.19059 | 0 | 0 | 0 | 0 | 0 | 0 | 0 | 0 | 0 | 0 | 0 | 0 | 0 | 0 | 0
Alverdiscott / Indian Queens 132kV | Wadebridge | Primary Substation | 11 | System Transformation | Headroom (MW) | 0.90133 | 1.0898 | 1.2293 | 1.3717 | 1.0318 | 0 | 0 | 0 | 0 | 0 | 0 | 0 | 0 | 0 | 0 | 0 | 0
Bridgwater / Taunton 132kV | Watchfield | Primary Substation | 11 | Best View | Headroom (MW) | 0 | 0 | 0 | 0 | 0 | 0 | 0 | 0 | 0 | 0 | 0 | 0 | 0 | 0 | 0 | 0 | 0
Bridgwater / Taunton 132kV | Watchfield | Primary Substation | 11 | Consumer Transformation | Headroom (MW) | 0 | 0 | 0 | 0 | 0 | 0 | 0 | 0 | 0 | 0 | 0 | 0 | 0 | 0 | 0 | 0 | 0
Bridgwater / Taunton 132kV | Watchfield | Primary Substation | 11 | Falling Short | Headroom (MW) | 0 | 0 | 0 | 0 | 0 | 0 | 0 | 0 | 0 | 0 | 0 | 0 | 0 | 0 | 0 | 0 | 0
Bridgwater / Taunton 132kV | Watchfield | Primary Substation | 11 | Leading the Way | Headroom (MW) | 0 | 0 | 0 | 0 | 0 | 0 | 0 | 0 | 0 | 0 | 0 | 0 | 0 | 0 | 0 | 0 | 0
Bridgwater / Taunton 132kV | Watchfield | Primary Substation | 11 | System Transformation | Headroom (MW) | 0 | 0 | 0 | 0 | 0 | 0 | 0 | 0 | 0 | 0 | 0 | 0 | 0 | 0 | 0 | 0 | 0
Axminster 132kV | Waterlake Primary | Primary Substation | 11 | Best View | Headroom (MW) | 4.7048 | 4.5767 | 4.3705 | 4.1501 | 3.6609 | 3.2312 | 2.352 | 1.509 | 0.62816 | 0 | 0 | 0 | 0 | 0 | 0 | 0 | 0
Axminster 132kV | Waterlake Primary | Primary Substation | 11 | Consumer Transformation | Headroom (MW) | 4.7048 | 4.3666 | 3.9334 | 3.4017 | 2.5916 | 1.9084 | 0.66404 | 0 | 0 | 0 | 0 | 0 | 0 | 0 | 0 | 0 | 0
Axminster 132kV | Waterlake Primary | Primary Substation | 11 | Falling Short | Headroom (MW) | 4.7048 | 4.6092 | 4.4905 | 4.3086 | 3.8523 | 3.5002 | 2.8136 | 2.2332 | 1.6014 | 0.83958 | 0.11935 | 0 | 0 | 0 | 0 | 0 | 0
Axminster 132kV | Waterlake Primary | Primary Substation | 11 | Leading the Way | Headroom (MW) | 4.7048 | 4.1959 | 3.6343 | 2.9251 | 2.1667 | 1.4042 | 0.12266 | 0 | 0 | 0 | 0 | 0 | 0 | 0 | 0 | 0 | 0
Axminster 132kV | Waterlake Primary | Primary Substation | 11 | System Transformation | Headroom (MW) | 4.7048 | 4.5526 | 4.3401 | 4.0472 | 3.5502 | 3.1513 | 2.3152 | 1.5085 | 0.6177 | 0 | 0 | 0 | 0 | 0 | 0 | 0 | 0
Bridgwater / Taunton 132kV | Wedmore | Primary Substation | 11 | Best View | Headroom (MW) | 0 | 0 | 0 | 0 | 0 | 0 | 0 | 0 | 0 | 0 | 0 | 0 | 0 | 0 | 0 | 0 | 0
Bridgwater / Taunton 132kV | Wedmore | Primary Substation | 11 | Consumer Transformation | Headroom (MW) | 0 | 0 | 0 | 0 | 0 | 0 | 0 | 0 | 0 | 0 | 0 | 0 | 0 | 0 | 0 | 0 | 0
Bridgwater / Taunton 132kV | Wedmore | Primary Substation | 11 | Falling Short | Headroom (MW) | 0 | 0 | 0 | 0 | 0 | 0 | 0 | 0 | 0 | 0 | 0 | 0 | 0 | 0 | 0 | 0 | 0
Bridgwater / Taunton 132kV | Wedmore | Primary Substation | 11 | Leading the Way | Headroom (MW) | 0 | 0 | 0 | 0 | 0 | 0 | 0 | 0 | 0 | 0 | 0 | 0 | 0 | 0 | 0 | 0 | 0
Bridgwater / Taunton 132kV | Wedmore | Primary Substation | 11 | System Transformation | Headroom (MW) | 0 | 0 | 0 | 0 | 0 | 0 | 0 | 0 | 0 | 0 | 0 | 0 | 0 | 0 | 0 | 0 | 0
Bridgwater / Taunton 132kV | Wellington Primary | Primary Substation | 11 | Best View | Headroom (MW) | 0 | 0 | 0 | 0 | 0 | 0 | 0 | 0 | 0 | 0 | 0 | 0 | 0 | 0 | 0 | 0 | 0
Bridgwater / Taunton 132kV | Wellington Primary | Primary Substation | 11 | Consumer Transformation | Headroom (MW) | 0 | 0 | 0 | 0 | 0 | 0 | 0 | 0 | 0 | 0 | 0 | 0 | 0 | 0 | 0 | 0 | 0
Bridgwater / Taunton 132kV | Wellington Primary | Primary Substation | 11 | Falling Short | Headroom (MW) | 0 | 0 | 0 | 0 | 0 | 0 | 0 | 0 | 0 | 0 | 0 | 0 | 0 | 0 | 0 | 0 | 0
Bridgwater / Taunton 132kV | Wellington Primary | Primary Substation | 11 | Leading the Way | Headroom (MW) | 0 | 0 | 0 | 0 | 0 | 0 | 0 | 0 | 0 | 0 | 0 | 0 | 0 | 0 | 0 | 0 | 0
Bridgwater / Taunton 132kV | Wellington Primary | Primary Substation | 11 | System Transformation | Headroom (MW) | 0 | 0 | 0 | 0 | 0 | 0 | 0 | 0 | 0 | 0 | 0 | 0 | 0 | 0 | 0 | 0 | 0
Bridgwater / Taunton 132kV | Wellington Town | Primary Substation | 11 | Best View | Headroom (MW) | 0 | 0 | 0 | 0 | 0 | 0 | 0 | 0 | 0 | 0 | 0 | 0 | 0 | 0 | 0 | 0 | 0
Bridgwater / Taunton 132kV | Wellington Town | Primary Substation | 11 | Consumer Transformation | Headroom (MW) | 0 | 0 | 0 | 0 | 0 | 0 | 0 | 0 | 0 | 0 | 0 | 0 | 0 | 0 | 0 | 0 | 0
Bridgwater / Taunton 132kV | Wellington Town | Primary Substation | 11 | Falling Short | Headroom (MW) | 0 | 0 | 0 | 0 | 0 | 0 | 0 | 0 | 0 | 0 | 0 | 0 | 0 | 0 | 0 | 0 | 0
Bridgwater / Taunton 132kV | Wellington Town | Primary Substation | 11 | Leading the Way | Headroom (MW) | 0 | 0 | 0 | 0 | 0 | 0 | 0 | 0 | 0 | 0 | 0 | 0 | 0 | 0 | 0 | 0 | 0
Bridgwater / Taunton 132kV | Wellington Town | Primary Substation | 11 | System Transformation | Headroom (MW) | 0 | 0 | 0 | 0 | 0 | 0 | 0 | 0 | 0 | 0 | 0 | 0 | 0 | 0 | 0 | 0 | 0
Bridgwater / Taunton 132kV | Wells | Primary Substation | 11 | Best View | Headroom (MW) | 0.64394 | 0.62719 | 0 | 0 | 0 | 0 | 0 | 0 | 0 | 0 | 0 | 0 | 0 | 0 | 0 | 0 | 0
Bridgwater / Taunton 132kV | Wells | Primary Substation | 11 | Consumer Transformation | Headroom (MW) | 0.64394 | 0.036443 | 0 | 0 | 0 | 0 | 0 | 0 | 0 | 0 | 0 | 0 | 0 | 0 | 0 | 0 | 0
Bridgwater / Taunton 132kV | Wells | Primary Substation | 11 | Falling Short | Headroom (MW) | 0.64394 | 0.64736 | 0.4601 | 0.26875 | 0 | 0 | 0 | 0 | 0 | 0 | 0 | 0 | 0 | 0 | 0 | 0 | 0
Bridgwater / Taunton 132kV | Wells | Primary Substation | 11 | Leading the Way | Headroom (MW) | 0.64394 | 0 | 0 | 0 | 0 | 0 | 0 | 0 | 0 | 0 | 0 | 0 | 0 | 0 | 0 | 0 | 0
Bridgwater / Taunton 132kV | Wells | Primary Substation | 11 | System Transformation | Headroom (MW) | 0.64394 | 0.51646 | 0.058713 | 0 | 0 | 0 | 0 | 0 | 0 | 0 | 0 | 0 | 0 | 0 | 0 | 0 | 0
Iron Acton 132kV | Western Approach | Primary Substation | 11 | Best View | Headroom (MW) | 13.0575 | 12.311 | 11.5274 | 10.5001 | 9.6219 | 9.1115 | 8.483 | 7.8526 | 7.1369 | 7.0568 | 7.0191 | 7.0019 | 7.0107 | 7.0873 | 7.4569 | 7.9643 | 8.4834
Iron Acton 132kV | Western Approach | Primary Substation | 11 | Consumer Transformation | Headroom (MW) | 13.0575 | 12.2904 | 11.4809 | 10.4268 | 9.5093 | 8.9737 | 8.3066 | 7.6542 | 6.8737 | 6.7195 | 6.6085 | 6.5258 | 6.4598 | 6.4508 | 6.4325 | 6.7165 | 7.1001
Iron Acton 132kV | Western Approach | Primary Substation | 11 | Falling Short | Headroom (MW) | 13.0575 | 12.5 | 11.9693 | 11.0064 | 10.3526 | 9.7906 | 9.2347 | 8.7688 | 8.2303 | 7.9254 | 7.6267 | 7.3329 | 7.0783 | 6.9198 | 7.095 | 7.5068 | 7.8309
Iron Acton 132kV | Western Approach | Primary Substation | 11 | Leading the Way | Headroom (MW) | 13.0575 | 12.2194 | 11.4388 | 10.1708 | 9.2317 | 8.4225 | 7.6939 | 7.0071 | 6.3671 | 6.3 | 6.2721 | 6.3239 | 6.3947 | 6.4927 | 6.3464 | 6.7482 | 6.9031
Iron Acton 132kV | Western Approach | Primary Substation | 11 | System Transformation | Headroom (MW) | 13.0575 | 12.3072 | 11.5302 | 10.5029 | 9.6462 | 9.1579 | 8.5446 | 7.9308 | 7.2064 | 7.116 | 7.0512 | 6.9857 | 6.9225 | 6.9304 | 7.0998 | 7.5706 | 7.9126
Sandford 132kV | Weston Bsp 132kv | Bulk Supply Point | 33 | Best View | Headroom (MW) | 0 | 0 | 0 | 0 | 0 | 0 | 0 | 0 | 0 | 0 | 0 | 0 | 0 | 0 | 0 | 0 | 0
Sandford 132kV | Weston Bsp 132kv | Bulk Supply Point | 33 | Consumer Transformation | Headroom (MW) | 0 | 0 | 0 | 0 | 0 | 0 | 0 | 0 | 0 | 0 | 0 | 0 | 0 | 0 | 0 | 0 | 0
Sandford 132kV | Weston Bsp 132kv | Bulk Supply Point | 33 | Falling Short | Headroom (MW) | 0 | 0 | 0 | 0 | 0 | 0 | 0 | 0 | 0 | 0 | 0 | 0 | 0 | 0 | 0 | 0 | 0
Sandford 132kV | Weston Bsp 132kv | Bulk Supply Point | 33 | Leading the Way | Headroom (MW) | 0 | 0 | 0 | 0 | 0 | 0 | 0 | 0 | 0 | 0 | 0 | 0 | 0 | 0 | 0 | 0 | 0
Sandford 132kV | Weston Bsp 132kv | Bulk Supply Point | 33 | System Transformation | Headroom (MW) | 0 | 0 | 0 | 0 | 0 | 0 | 0 | 0 | 0 | 0 | 0 | 0 | 0 | 0 | 0 | 0 | 0
Sandford 132kV | Weston Central | Primary Substation | 11 | Best View | Headroom (MW) | 0 | 0 | 0 | 0 | 0 | 0 | 0 | 0 | 0 | 0 | 0 | 0 | 0 | 0 | 0 | 0 | 0
Sandford 132kV | Weston Central | Primary Substation | 11 | Consumer Transformation | Headroom (MW) | 0 | 0 | 0 | 0 | 0 | 0 | 0 | 0 | 0 | 0 | 0 | 0 | 0 | 0 | 0 | 0 | 0
Sandford 132kV | Weston Central | Primary Substation | 11 | Falling Short | Headroom (MW) | 0 | 0 | 0 | 0 | 0 | 0 | 0 | 0 | 0 | 0 | 0 | 0 | 0 | 0 | 0 | 0 | 0
Sandford 132kV | Weston Central | Primary Substation | 11 | Leading the Way | Headroom (MW) | 0 | 0 | 0 | 0 | 0 | 0 | 0 | 0 | 0 | 0 | 0 | 0 | 0 | 0 | 0 | 0 | 0
Sandford 132kV | Weston Central | Primary Substation | 11 | System Transformation | Headroom (MW) | 0 | 0 | 0 | 0 | 0 | 0 | 0 | 0 | 0 | 0 | 0 | 0 | 0 | 0 | 0 | 0 | 0
Sandford 132kV | Weston Locking Rd | Primary Substation | 11 | Best View | Headroom (MW) | 0 | 0 | 0 | 0 | 0 | 0 | 0 | 0 | 0 | 0 | 0 | 0 | 0 | 0 | 0 | 0 | 0
Sandford 132kV | Weston Locking Rd | Primary Substation | 11 | Consumer Transformation | Headroom (MW) | 0 | 0 | 0 | 0 | 0 | 0 | 0 | 0 | 0 | 0 | 0 | 0 | 0 | 0 | 0 | 0 | 0
Sandford 132kV | Weston Locking Rd | Primary Substation | 11 | Falling Short | Headroom (MW) | 0 | 0 | 0 | 0 | 0 | 0 | 0 | 0 | 0 | 0 | 0 | 0 | 0 | 0 | 0 | 0 | 0
Sandford 132kV | Weston Locking Rd | Primary Substation | 11 | Leading the Way | Headroom (MW) | 0 | 0 | 0 | 0 | 0 | 0 | 0 | 0 | 0 | 0 | 0 | 0 | 0 | 0 | 0 | 0 | 0
Sandford 132kV | Weston Locking Rd | Primary Substation | 11 | System Transformation | Headroom (MW) | 0 | 0 | 0 | 0 | 0 | 0 | 0 | 0 | 0 | 0 | 0 | 0 | 0 | 0 | 0 | 0 | 0
Abham / Exeter / Landulph 132kV | Weston Mill | Primary Substation | 11 | Best View | Headroom (MW) | 5.6196 | 5.6364 | 5.551 | 5.5167 | 5.4544 | 5.3671 | 5.239 | 5.1908 | 5.1087 | 4.965 | 4.9689 | 5.1597 | 5.3523 | 5.5957 | 3.5358 | 0.55102 | 0
Abham / Exeter / Landulph 132kV | Weston Mill | Primary Substation | 11 | Consumer Transformation | Headroom (MW) | 5.6196 | 5.5736 | 5.4313 | 5.279 | 4.9615 | 4.6631 | 4.3168 | 4.0187 | 3.6724 | 3.121 | 2.5176 | 0 | 0 | 0 | 0 | 0 | 0
Abham / Exeter / Landulph 132kV | Weston Mill | Primary Substation | 11 | Falling Short | Headroom (MW) | 5.6196 | 5.6562 | 5.6605 | 5.6816 | 5.6476 | 5.6188 | 5.5805 | 5.5305 | 5.4648 | 5.3099 | 5.1626 | 5.0114 | 4.8661 | 4.7485 | 3.1017 | 0 | 0
Abham / Exeter / Landulph 132kV | Weston Mill | Primary Substation | 11 | Leading the Way | Headroom (MW) | 5.6196 | 5.4288 | 5.1818 | 4.9086 | 4.6194 | 4.3161 | 3.9895 | 3.6376 | 3.3106 | 2.6462 | 0 | 0 | 0 | 0 | 0 | 0 | 0
Abham / Exeter / Landulph 132kV | Weston Mill | Primary Substation | 11 | System Transformation | Headroom (MW) | 5.6196 | 5.6527 | 5.6378 | 5.6282 | 5.6143 | 5.5807 | 5.5287 | 5.4518 | 5.3523 | 5.1992 | 5.04 | 4.9273 | 4.8854 | 4.9835 | 1.1655 | 0 | 0
Seabank 132kV | Weston-In-Gordano | Primary Substation | 11 | Best View | Headroom (MW) | 0.7248 | 0.73902 | 0.72724 | 0.67485 | 0.60096 | 0.49488 | 0.38092 | 0.25675 | 0.14884 | 0.096994 | 0.098554 | 0.1612 | 0.28345 | 0.43967 | 0 | 0 | 0
Seabank 132kV | Weston-In-Gordano | Primary Substation | 11 | Consumer Transformation | Headroom (MW) | 0.7248 | 0.7145 | 0.66978 | 0.59319 | 0.44391 | 0.2828 | 0.07701 | 0 | 0 | 0 | 0 | 0 | 0 | 0 | 0 | 0 | 0
Seabank 132kV | Weston-In-Gordano | Primary Substation | 11 | Falling Short | Headroom (MW) | 0.7248 | 0.75465 | 0.76605 | 0.77353 | 0.75484 | 0.73144 | 0.69811 | 0.6546 | 0.6 | 0.49815 | 0.39817 | 0.29811 | 0.2112 | 0.13945 | 0 | 0 | 0
Seabank 132kV | Weston-In-Gordano | Primary Substation | 11 | Leading the Way | Headroom (MW) | 0.7248 | 0.67741 | 0.61375 | 0.49716 | 0.3393 | 0.1647 | 0 | 0 | 0 | 0 | 0 | 0 | 0 | 0 | 0 | 0 | 0
Seabank 132kV | Weston-In-Gordano | Primary Substation | 11 | System Transformation | Headroom (MW) | 0.7248 | 0.74997 | 0.75715 | 0.75539 | 0.73669 | 0.69905 | 0.64341 | 0.56938 | 0.47581 | 0.41677 | 0.35157 | 0.30586 | 0.29377 | 0.34596 | 0 | 0 | 0
Sandford 132kV | Westwick | Primary Substation | 11 | Best View | Headroom (MW) | 3.2468 | 2.6374 | 1.9298 | 0.4543 | 0 | 0 | 0 | 0 | 0 | 0 | 0 | 0 | 0 | 0 | 0 | 0 | 0
Sandford 132kV | Westwick | Primary Substation | 11 | Consumer Transformation | Headroom (MW) | 3.2468 | 1.517 | 0 | 0 | 0 | 0 | 0 | 0 | 0 | 0 | 0 | 0 | 0 | 0 | 0 | 0 | 0
Sandford 132kV | Westwick | Primary Substation | 11 | Falling Short | Headroom (MW) | 3.2468 | 2.6629 | 2.2679 | 1.7596 | 0.8456 | 0.1815 | 0 | 0 | 0 | 0 | 0 | 0 | 0 | 0 | 0 | 0 | 0
Sandford 132kV | Westwick | Primary Substation | 11 | Leading the Way | Headroom (MW) | 3.2468 | 0 | 0 | 0 | 0 | 0 | 0 | 0 | 0 | 0 | 0 | 0 | 0 | 0 | 0 | 0 | 0
Sandford 132kV | Westwick | Primary Substation | 11 | System Transformation | Headroom (MW) | 3.2468 | 0 | 0 | 0 | 0 | 0 | 0 | 0 | 0 | 0 | 0 | 0 | 0 | 0 | 0 | 0 | 0
Alverdiscott / Indian Queens 132kV | Wheal Reeth | Primary Substation | 11 | Best View | Headroom (MW) | 2.4441 | 2.4355 | 2.4219 | 2.3958 | 2.3473 | 2.2977 | 2.2437 | 2.1713 | 2.1134 | 0.1429 | 0 | 0 | 0 | 0 | 0 | 0 | 0
Alverdiscott / Indian Queens 132kV | Wheal Reeth | Primary Substation | 11 | Consumer Transformation | Headroom (MW) | 2.4441 | 2.4144 | 2.357 | 2.2922 | 2.2124 | 2.1464 | 2.0674 | 1.9224 | 0 | 0 | 0 | 0 | 0 | 0 | 0 | 0 | 0
Alverdiscott / Indian Queens 132kV | Wheal Reeth | Primary Substation | 11 | Falling Short | Headroom (MW) | 2.4441 | 2.4618 | 2.481 | 2.4931 | 2.4458 | 2.4159 | 2.3868 | 2.3485 | 2.32 | 2.2429 | 2.1716 | 2.0945 | 2.0085 | 1.9304 | 0 | 0 | 0
Alverdiscott / Indian Queens 132kV | Wheal Reeth | Primary Substation | 11 | Leading the Way | Headroom (MW) | 2.4441 | 2.3815 | 2.3219 | 2.2348 | 2.1822 | 2.1238 | 2.0551 | 1.3365 | 0 | 0 | 0 | 0 | 0 | 0 | 0 | 0 | 0
Alverdiscott / Indian Queens 132kV | Wheal Reeth | Primary Substation | 11 | System Transformation | Headroom (MW) | 2.4441 | 2.4339 | 2.429 | 2.4178 | 2.3674 | 2.3221 | 2.281 | 2.2391 | 2.1634 | 2.0773 | 1.9781 | 1.8889 | 1.8171 | 1.355 | 0 | 0 | 0
Alverdiscott / Indian Queens 132kV | Whiddon Down | Primary Substation | 11 | Best View | Headroom (MW) | 2.2098 | 2.2046 | 2.1815 | 2.1352 | 2.0742 | 2.0046 | 1.9238 | 1.8429 | 1.7589 | 1.7059 | 1.6707 | 1.6612 | 1.6969 | 1.7608 | 1.4215 | 1.1678 | 0.93831
Alverdiscott / Indian Queens 132kV | Whiddon Down | Primary Substation | 11 | Consumer Transformation | Headroom (MW) | 2.2098 | 2.1755 | 2.1143 | 2.0386 | 1.9395 | 1.8609 | 1.7516 | 1.6621 | 1.5362 | 1.4271 | 1.3408 | 1.2924 | 1.2511 | 1.2377 | 0 | 0 | 0
Alverdiscott / Indian Queens 132kV | Whiddon Down | Primary Substation | 11 | Falling Short | Headroom (MW) | 2.2098 | 2.2241 | 2.2317 | 2.2358 | 2.1839 | 2.1513 | 2.1216 | 2.0738 | 2.0265 | 1.9287 | 1.8445 | 1.7514 | 1.6663 | 1.5902 | 0 | 0 | 0
Alverdiscott / Indian Queens 132kV | Whiddon Down | Primary Substation | 11 | Leading the Way | Headroom (MW) | 2.2098 | 2.1416 | 2.0744 | 1.971 | 1.885 | 1.8009 | 1.7127 | 1.601 | 1.4593 | 1.3746 | 1.3091 | 1.2608 | 1.2152 | 1.2221 | 0.14033 | 0 | 0
Alverdiscott / Indian Queens 132kV | Whiddon Down | Primary Substation | 11 | System Transformation | Headroom (MW) | 2.2098 | 2.1962 | 2.1824 | 2.1531 | 2.0942 | 2.0405 | 1.9864 | 1.9234 | 1.8416 | 1.7481 | 1.6522 | 1.5615 | 1.4867 | 1.4468 | 0 | 0 | 0
Iron Acton 132kV | Whitchurch | Primary Substation | 11 | Best View | Headroom (MW) | 1.0142 | 1.0799 | 1.0904 | 0.92768 | 0.58222 | 0 | 0 | 0 | 0 | 0 | 0 | 0 | 0 | 0 | 0 | 0 | 0
Iron Acton 132kV | Whitchurch | Primary Substation | 11 | Consumer Transformation | Headroom (MW) | 1.0142 | 0.87378 | 0.29255 | 0 | 0 | 0 | 0 | 0 | 0 | 0 | 0 | 0 | 0 | 0 | 0 | 0 | 0
Iron Acton 132kV | Whitchurch | Primary Substation | 11 | Falling Short | Headroom (MW) | 1.0142 | 1.0835 | 1.1651 | 1.2136 | 1.0379 | 0.89294 | 0.77442 | 0.61785 | 0.35907 | 0 | 0 | 0 | 0 | 0 | 0 | 0 | 0
Iron Acton 132kV | Whitchurch | Primary Substation | 11 | Leading the Way | Headroom (MW) | 1.0142 | 0.55216 | 0.096649 | 0 | 0 | 0 | 0 | 0 | 0 | 0 | 0 | 0 | 0 | 0 | 0 | 0 | 0
Iron Acton 132kV | Whitchurch | Primary Substation | 11 | System Transformation | Headroom (MW) | 1.0142 | 1.0621 | 1.1029 | 1.0647 | 0.89858 | 0.68723 | 0.4587 | 0.21106 | 0 | 0 | 0 | 0 | 0 | 0 | 0 | 0 | 0
Sandford 132kV | Winscombe | Primary Substation | 11 | Best View | Headroom (MW) | 3.1269 | 2.54 | 1.8585 | 0.43753 | 0 | 0 | 0 | 0 | 0 | 0 | 0 | 0 | 0 | 0 | 0 | 0 | 0
Sandford 132kV | Winscombe | Primary Substation | 11 | Consumer Transformation | Headroom (MW) | 3.1269 | 1.461 | 0 | 0 | 0 | 0 | 0 | 0 | 0 | 0 | 0 | 0 | 0 | 0 | 0 | 0 | 0
Sandford 132kV | Winscombe | Primary Substation | 11 | Falling Short | Headroom (MW) | 3.1269 | 2.5645 | 2.1841 | 1.6946 | 0.81437 | 0.17479 | 0 | 0 | 0 | 0 | 0 | 0 | 0 | 0 | 0 | 0 | 0
Sandford 132kV | Winscombe | Primary Substation | 11 | Leading the Way | Headroom (MW) | 3.1269 | 0 | 0 | 0 | 0 | 0 | 0 | 0 | 0 | 0 | 0 | 0 | 0 | 0 | 0 | 0 | 0
Sandford 132kV | Winscombe | Primary Substation | 11 | System Transformation | Headroom (MW) | 3.1269 | 0 | 0 | 0 | 0 | 0 | 0 | 0 | 0 | 0 | 0 | 0 | 0 | 0 | 0 | 0 | 0
Iron Acton 132kV | Winterbourne | Primary Substation | 11 | Best View | Headroom (MW) | 5.4577 | 5.4163 | 5.0319 | 2.0172 | 0 | 0 | 0 | 0 | 0 | 0 | 0 | 0 | 0 | 0 | 0 | 0 | 0
Iron Acton 132kV | Winterbourne | Primary Substation | 11 | Consumer Transformation | Headroom (MW) | 5.4577 | 5.2076 | 4.5162 | 1.0093 | 0 | 0 | 0 | 0 | 0 | 0 | 0 | 0 | 0 | 0 | 0 | 0 | 0
Iron Acton 132kV | Winterbourne | Primary Substation | 11 | Falling Short | Headroom (MW) | 5.4577 | 5.4437 | 5.2033 | 2.5303 | 0 | 0 | 0 | 0 | 0 | 0 | 0 | 0 | 0 | 0 | 0 | 0 | 0
Iron Acton 132kV | Winterbourne | Primary Substation | 11 | Leading the Way | Headroom (MW) | 5.4577 | 4.9675 | 4.0466 | 0 | 0 | 0 | 0 | 0 | 0 | 0 | 0 | 0 | 0 | 0 | 0 | 0 | 0
Iron Acton 132kV | Winterbourne | Primary Substation | 11 | System Transformation | Headroom (MW) | 5.4577 | 5.4281 | 5.0834 | 1.9925 | 0 | 0 | 0 | 0 | 0 | 0 | 0 | 0 | 0 | 0 | 0 | 0 | 0
Abham / Exeter / Landulph 132kV | Witheridge | Primary Substation | 11 | Best View | Headroom (MW) | 0 | 0 | 0 | 0 | 0 | 0 | 0 | 0 | 0 | 0 | 0 | 0 | 0 | 0 | 0 | 0 | 0
Abham / Exeter / Landulph 132kV | Witheridge | Primary Substation | 11 | Consumer Transformation | Headroom (MW) | 0 | 0 | 0 | 0 | 0 | 0 | 0 | 0 | 0 | 0 | 0 | 0 | 0 | 0 | 0 | 0 | 0
Abham / Exeter / Landulph 132kV | Witheridge | Primary Substation | 11 | Falling Short | Headroom (MW) | 0 | 0 | 0 | 0 | 0 | 0 | 0 | 0 | 0 | 0 | 0 | 0 | 0 | 0 | 0 | 0 | 0
Abham / Exeter / Landulph 132kV | Witheridge | Primary Substation | 11 | Leading the Way | Headroom (MW) | 0 | 0 | 0 | 0 | 0 | 0 | 0 | 0 | 0 | 0 | 0 | 0 | 0 | 0 | 0 | 0 | 0
Abham / Exeter / Landulph 132kV | Witheridge | Primary Substation | 11 | System Transformation | Headroom (MW) | 0 | 0 | 0 | 0 | 0 | 0 | 0 | 0 | 0 | 0 | 0 | 0 | 0 | 0 | 0 | 0 | 0
Abham / Exeter / Landulph 132kV | Withycombe Raleigh | Primary Substation | 11 | Best View | Headroom (MW) | 9.1289 | 9.1421 | 9.0967 | 8.7317 | 8.2279 | 7.7646 | 7.2327 | 6.4014 | 6.1397 | 5.4722 | 4.6222 | 4.0033 | 3.7164 | 3.476 | 0.25268 | 0 | 0
Abham / Exeter / Landulph 132kV | Withycombe Raleigh | Primary Substation | 11 | Consumer Transformation | Headroom (MW) | 9.1289 | 9.0513 | 8.5256 | 7.6514 | 6.448 | 4.9566 | 3.6498 | 2.1807 | 0.45107 | 0 | 0 | 0 | 0 | 0 | 0 | 0 | 0
Abham / Exeter / Landulph 132kV | Withycombe Raleigh | Primary Substation | 11 | Falling Short | Headroom (MW) | 9.1289 | 9.1803 | 9.2187 | 8.9804 | 8.6186 | 8.2585 | 7.8914 | 7.3815 | 7.0807 | 6.4221 | 5.791 | 5.1221 | 4.4523 | 3.7992 | 0 | 0 | 0
Abham / Exeter / Landulph 132kV | Withycombe Raleigh | Primary Substation | 11 | Leading the Way | Headroom (MW) | 9.1289 | 8.8934 | 8.6367 | 7.9172 | 7.0589 | 5.4023 | 4.1104 | 2.007 | 0.16472 | 0 | 0 | 0 | 0 | 0 | 0 | 0 | 0
Abham / Exeter / Landulph 132kV | Withycombe Raleigh | Primary Substation | 11 | System Transformation | Headroom (MW) | 9.1289 | 9.1725 | 9.1881 | 8.8884 | 8.4487 | 8.0449 | 7.556 | 6.7621 | 6.4465 | 5.6275 | 4.4489 | 3.389 | 2.5882 | 1.9442 | 0 | 0 | 0
Bridgwater / Taunton 132kV | Wiveliscombe | Primary Substation | 11 | Best View | Headroom (MW) | 9.0225 | 8.6961 | 8.3185 | 8.042 | 7.9626 | 7.8447 | 7.7051 | 7.5714 | 7.4363 | 4.2113 | 2.3686 | 0.91753 | 0 | 0 | 0 | 0 | 0
Bridgwater / Taunton 132kV | Wiveliscombe | Primary Substation | 11 | Consumer Transformation | Headroom (MW) | 9.0225 | 8.6345 | 8.1678 | 7.8034 | 7.651 | 7.4785 | 7.2587 | 5.7011 | 2.505 | 0 | 0 | 0 | 0 | 0 | 0 | 0 | 0
Bridgwater / Taunton 132kV | Wiveliscombe | Primary Substation | 11 | Falling Short | Headroom (MW) | 9.0225 | 8.7561 | 8.4843 | 8.2305 | 8.1354 | 8.0362 | 7.9223 | 7.7879 | 7.6461 | 7.4669 | 7.318 | 7.179 | 7.0486 | 6.9467 | 2.0917 | 0 | 0
Bridgwater / Taunton 132kV | Wiveliscombe | Primary Substation | 11 | Leading the Way | Headroom (MW) | 9.0225 | 8.5723 | 8.106 | 7.6704 | 7.5216 | 7.3237 | 7.0911 | 6.8223 | 4.465 | 0.27353 | 0 | 0 | 0 | 0 | 0 | 0 | 0
Bridgwater / Taunton 132kV | Wiveliscombe | Primary Substation | 11 | System Transformation | Headroom (MW) | 9.0225 | 8.6681 | 8.264 | 7.9778 | 7.9002 | 7.7926 | 7.4459 | 7.2967 | 7.0818 | 6.8863 | 6.1378 | 6.0164 | 4.3794 | 2.7468 | 0 | 0 | 0
Abham / Exeter / Landulph 132kV | Woodbury | Primary Substation | 11 | Best View | Headroom (MW) | 0.68614 | 0.71784 | 0.73799 | 0.73464 | 0.71537 | 0.68003 | 0.62961 | 0.57034 | 0.53448 | 0.53321 | 0.56627 | 0.63181 | 0.73106 | 0.83963 | 0 | 0 | 0
Abham / Exeter / Landulph 132kV | Woodbury | Primary Substation | 11 | Consumer Transformation | Headroom (MW) | 0.68614 | 0.68914 | 0.65253 | 0.60286 | 0.50609 | 0.39398 | 0.26137 | 0.15247 | 0.004375 | 0 | 0 | 0 | 0 | 0 | 0 | 0 | 0
Abham / Exeter / Landulph 132kV | Woodbury | Primary Substation | 11 | Falling Short | Headroom (MW) | 0.68614 | 0.72305 | 0.76015 | 0.78958 | 0.77186 | 0.7649 | 0.75248 | 0.72878 | 0.69312 | 0.63104 | 0.5651 | 0.5011 | 0.44383 | 0.39241 | 0 | 0 | 0
Abham / Exeter / Landulph 132kV | Woodbury | Primary Substation | 11 | Leading the Way | Headroom (MW) | 0.68614 | 0.65121 | 0.60274 | 0.52027 | 0.42311 | 0.29672 | 0.173 | 0.029466 | 0 | 0 | 0 | 0 | 0 | 0 | 0 | 0 | 0
Abham / Exeter / Landulph 132kV | Woodbury | Primary Substation | 11 | System Transformation | Headroom (MW) | 0.68614 | 0.72464 | 0.75909 | 0.77546 | 0.778 | 0.76757 | 0.74366 | 0.69114 | 0.62691 | 0.57756 | 0.52185 | 0.47476 | 0.43971 | 0.42808 | 0 | 0 | 0
Axminster 132kV | Woodcote Bsp | Bulk Supply Point | 33 | Best View | Headroom (MW) | 29.3143 | 29.1569 | 28.0514 | 27.3928 | 26.2533 | 24.9762 | 23.1792 | 21.2446 | 18.6219 | 17.1877 | 16.4144 | 16.4667 | 17.0243 | 18.0065 | 11.9477 | 8.1393 | 6.5143
Axminster 132kV | Woodcote Bsp | Bulk Supply Point | 33 | Consumer Transformation | Headroom (MW) | 29.3143 | 28.6296 | 26.9038 | 25.4575 | 23.1882 | 20.9973 | 17.9835 | 15.1628 | 9.3161 | 3.6365 | 0 | 0 | 0 | 0 | 0 | 0 | 0
Axminster 132kV | Woodcote Bsp | Bulk Supply Point | 33 | Falling Short | Headroom (MW) | 29.3143 | 29.2321 | 28.3923 | 27.9926 | 26.9515 | 25.9974 | 24.7348 | 23.4147 | 21.6682 | 20.0073 | 18.5133 | 17.034 | 15.6006 | 13.7409 | 0 | 0 | 0
Axminster 132kV | Woodcote Bsp | Bulk Supply Point | 33 | Leading the Way | Headroom (MW) | 29.3143 | 28.0147 | 25.8477 | 23.7914 | 21.6641 | 19.2296 | 16.2748 | 12.215 | 6.277 | 1.971 | 0 | 0 | 0 | 0 | 0 | 0 | 0
Axminster 132kV | Woodcote Bsp | Bulk Supply Point | 33 | System Transformation | Headroom (MW) | 29.3143 | 29.1642 | 28.1205 | 27.4752 | 26.4574 | 25.4096 | 23.8655 | 22.056 | 19.3999 | 17.6168 | 15.9277 | 14.1256 | 12.5994 | 11.5213 | 0 | 0 | 0
Iron Acton 132kV | Woodland Way | Primary Substation | 11 | Best View | Headroom (MW) | 0 | 0 | 0 | 0 | 0 | 0 | 0 | 0 | 0 | 0 | 0 | 0 | 0 | 0 | 0 | 0 | 0
Iron Acton 132kV | Woodland Way | Primary Substation | 11 | Consumer Transformation | Headroom (MW) | 0 | 0 | 0 | 0 | 0 | 0 | 0 | 0 | 0 | 0 | 0 | 0 | 0 | 0 | 0 | 0 | 0
Iron Acton 132kV | Woodland Way | Primary Substation | 11 | Falling Short | Headroom (MW) | 0 | 0 | 0.07986 | 0.42303 | 0.056772 | 0 | 0 | 0 | 0 | 0 | 0 | 0 | 0 | 0 | 0 | 0 | 0
Iron Acton 132kV | Woodland Way | Primary Substation | 11 | Leading the Way | Headroom (MW) | 0 | 0 | 0 | 0 | 0 | 0 | 0 | 0 | 0 | 0 | 0 | 0 | 0 | 0 | 0 | 0 | 0
Iron Acton 132kV | Woodland Way | Primary Substation | 11 | System Transformation | Headroom (MW) | 0 | 0 | 0.1053 | 0.25864 | 0.14833 | 0 | 0 | 0 | 0 | 0 | 0 | 0 | 0 | 0 | 0 | 0 | 0
Abham / Exeter / Landulph 132kV | Yelverton | Primary Substation | 11 | Best View | Headroom (MW) | 1.649 | 0.93309 | 0.53833 | 0.094145 | 0 | 0 | 0 | 0 | 0 | 0 | 0 | 0 | 0 | 0 | 0 | 0 | 0
Abham / Exeter / Landulph 132kV | Yelverton | Primary Substation | 11 | Consumer Transformation | Headroom (MW) | 1.649 | 0.66322 | 0 | 0 | 0 | 0 | 0 | 0 | 0 | 0 | 0 | 0 | 0 | 0 | 0 | 0 | 0
Abham / Exeter / Landulph 132kV | Yelverton | Primary Substation | 11 | Falling Short | Headroom (MW) | 1.649 | 1.2285 | 1.2255 | 1.1817 | 0.62176 | 0 | 0 | 0 | 0 | 0 | 0 | 0 | 0 | 0 | 0 | 0 | 0
Abham / Exeter / Landulph 132kV | Yelverton | Primary Substation | 11 | Leading the Way | Headroom (MW) | 1.649 | 0.080542 | 0 | 0 | 0 | 0 | 0 | 0 | 0 | 0 | 0 | 0 | 0 | 0 | 0 | 0 | 0
Abham / Exeter / Landulph 132kV | Yelverton | Primary Substation | 11 | System Transformation | Headroom (MW) | 1.649 | 0.98887 | 0.86025 | 0.63987 | 0.033878 | 0 | 0 | 0 | 0 | 0 | 0 | 0 | 0 | 0 | 0 | 0 | 0
Seabank 132kV | Avonmouth | Best View | 11 | Primary Substation | Headroom (MW) | 0 | 0 | 0 | 0 | 0 | 0 | 0 | 0 | 0 | 0 | 0 | 0 | 0 | 0 | 0 | 0 | 0
Seabank 132kV | Avonmouth | Consumer Transformation | 11 | Primary Substation | Headroom (MW) | 0 | 0 | 0 | 0 | 0 | 0 | 0 | 0 | 0 | 0 | 0 | 0 | 0 | 0 | 0 | 0 | 0
Seabank 132kV | Avonmouth | Falling Short | 11 | Primary Substation | Headroom (MW) | 0 | 0 | 0 | 0 | 0 | 0 | 0 | 0 | 0 | 0 | 0 | 0 | 0 | 0 | 0 | 0 | 0
Seabank 132kV | Avonmouth | Leading the Way | 11 | Primary Substation | Headroom (MW) | 0 | 0 | 0 | 0 | 0 | 0 | 0 | 0 | 0 | 0 | 0 | 0 | 0 | 0 | 0 | 0 | 0
Seabank 132kV | Avonmouth | System Transformation | 11 | Primary Substation | Headroom (MW) | 0 | 0 | 0 | 0 | 0 | 0 | 0 | 0 | 0 | 0 | 0 | 0 | 0 | 0 | 0 | 0 | 0

## Generation headroom
Associated GSP Group | Substation | Supply Level | Voltage Level (kV) | Scenario | Units | 2022 | 2023 | 2024 | 2025 | 2026 | 2027 | 2028 | 2029 | 2030 | 2031 | 2032 | 2033 | 2034 | 2035 | 2040 | 2045 | 2050
Iron Acton 132kV | Abbeywood Primary | Primary Substation | 11 | Best View | Headroom (MW) | 10.8375 | 10.7895 | 10.7456 | 10.6976 | 10.6491 | 10.6008 | 10.5544 | 10.5105 | 10.4693 | 10.4298 | 10.3919 | 10.3632 | 10.3397 | 7.9313 | 0 | 0 | 0
Iron Acton 132kV | Abbeywood Primary | Primary Substation | 11 | Consumer Transformation | Headroom (MW) | 10.8375 | 10.7831 | 10.7318 | 10.6609 | 10.5924 | 10.5257 | 10.4578 | 2.8146 | 0 | 0 | 0 | 0 | 0 | 0 | 0 | 0 | 0
Iron Acton 132kV | Abbeywood Primary | Primary Substation | 11 | Falling Short | Headroom (MW) | 10.8375 | 10.7924 | 10.7527 | 10.7138 | 10.6721 | 10.6313 | 10.5912 | 10.5525 | 10.5129 | 10.4742 | 10.4365 | 10.4003 | 10.3654 | 10.3322 | 10.2068 | 9.5225 | 8.6061
Iron Acton 132kV | Abbeywood Primary | Primary Substation | 11 | Leading the Way | Headroom (MW) | 10.8375 | 10.7829 | 10.7308 | 10.6574 | 10.5889 | 10.5202 | 6.4451 | 0 | 0 | 0 | 0 | 0 | 0 | 0 | 0 | 0 | 0
Iron Acton 132kV | Abbeywood Primary | Primary Substation | 11 | System Transformation | Headroom (MW) | 10.8375 | 10.7891 | 10.7447 | 10.6941 | 10.6427 | 10.5904 | 10.5393 | 10.4893 | 10.4408 | 10.3946 | 10.3499 | 9.7199 | 5.8642 | 2.1538 | 0 | 0 | 0
Abham / Exeter / Landulph 132kV | Adelaide Road | Primary Substation | 11 | Best View | Headroom (MW) | 11.5337 | 11.4791 | 11.3861 | 11.1824 | 10.9652 | 10.7694 | 10.5074 | 10.3301 | 10.1783 | 9.9952 | 9.8219 | 9.6837 | 9.633 | 8.2212 | 7.9744 | 7.0934 | 5.9177
Abham / Exeter / Landulph 132kV | Adelaide Road | Primary Substation | 11 | Consumer Transformation | Headroom (MW) | 11.5337 | 11.4891 | 11.4053 | 11.2145 | 11.0026 | 10.7861 | 10.517 | 10.3143 | 10.1352 | 9.9345 | 9.757 | 9.6402 | 8.2036 | 8.1567 | 7.482 | 0 | 0
Abham / Exeter / Landulph 132kV | Adelaide Road | Primary Substation | 11 | Falling Short | Headroom (MW) | 11.5337 | 11.5005 | 11.458 | 11.3912 | 11.3677 | 11.3353 | 11.3076 | 11.2697 | 11.2326 | 11.1952 | 11.1527 | 11.1091 | 11.0634 | 11.0194 | 10.9061 | 10.8445 | 10.6341
Abham / Exeter / Landulph 132kV | Adelaide Road | Primary Substation | 11 | Leading the Way | Headroom (MW) | 11.5337 | 11.4872 | 11.3999 | 11.1873 | 10.9564 | 10.7322 | 10.4151 | 10.2125 | 10.0223 | 9.8059 | 9.6602 | 8.1939 | 8.1559 | 8.098 | 7.3962 | 0 | 0
Abham / Exeter / Landulph 132kV | Adelaide Road | Primary Substation | 11 | System Transformation | Headroom (MW) | 11.5337 | 11.5099 | 11.4622 | 11.3773 | 11.273 | 11.1517 | 10.999 | 10.8803 | 10.767 | 10.6341 | 10.4989 | 10.3757 | 10.2663 | 10.1691 | 9.7607 | 8.2893 | 7.9601
Bridgwater / Taunton 132kV | Alcombe | Primary Substation | 11 | Best View | Headroom (MW) | 6.0021 | 5.6804 | 5.4762 | 5.0493 | 4.5942 | 4.0321 | 3.4839 | 2.9427 | 2.4443 | 1.9445 | 1.4923 | 1.0588 | 0.64777 | 0.24831 | 0 | 0 | 0
Bridgwater / Taunton 132kV | Alcombe | Primary Substation | 11 | Consumer Transformation | Headroom (MW) | 6.0021 | 5.6862 | 5.4898 | 5.0378 | 4.5278 | 3.9038 | 3.299 | 2.6755 | 2.0747 | 1.5176 | 0.98019 | 0.35378 | 0 | 0 | 0 | 0 | 0
Bridgwater / Taunton 132kV | Alcombe | Primary Substation | 11 | Falling Short | Headroom (MW) | 6.0021 | 5.7673 | 5.7057 | 5.6409 | 5.5928 | 5.4983 | 5.4113 | 5.3155 | 5.2238 | 5.1362 | 5.0545 | 4.9768 | 4.9085 | 4.8484 | 4.6953 | 4.4821 | 3.8848
Bridgwater / Taunton 132kV | Alcombe | Primary Substation | 11 | Leading the Way | Headroom (MW) | 6.0021 | 5.6823 | 5.4769 | 4.9897 | 4.4449 | 3.7942 | 3.1461 | 2.5038 | 1.8507 | 1.2148 | 0.61639 | 0 | 0 | 0 | 0 | 0 | 0
Bridgwater / Taunton 132kV | Alcombe | Primary Substation | 11 | System Transformation | Headroom (MW) | 6.0021 | 5.74 | 5.6323 | 5.4614 | 5.2905 | 5.0168 | 4.7256 | 4.4067 | 4.0965 | 3.8184 | 3.5688 | 3.3485 | 3.1435 | 2.9327 | 0 | 0 | 0
Abham / Exeter / Landulph 132kV | Alexandra Road | Primary Substation | 11 | Best View | Headroom (MW) | 19.3653 | 19.3138 | 19.2695 | 19.2222 | 16.7303 | 16.6445 | 16.4894 | 16.2911 | 16.0704 | 15.8299 | 15.5618 | 15.2442 | 15.0132 | 14.7973 | 13.5146 | 11.7055 | 9.5736
Abham / Exeter / Landulph 132kV | Alexandra Road | Primary Substation | 11 | Consumer Transformation | Headroom (MW) | 19.3653 | 19.3146 | 19.2706 | 16.7526 | 16.7192 | 16.592 | 16.3767 | 16.104 | 15.798 | 15.4912 | 15.1681 | 14.787 | 14.4762 | 14.1581 | 12.2549 | 0 | 0
Abham / Exeter / Landulph 132kV | Alexandra Road | Primary Substation | 11 | Falling Short | Headroom (MW) | 19.3653 | 19.3325 | 19.3101 | 19.2835 | 19.26 | 19.2414 | 19.219 | 19.1978 | 19.1774 | 19.1593 | 19.1425 | 19.1283 | 16.8567 | 16.8649 | 16.9067 | 16.9384 | 16.8322
Abham / Exeter / Landulph 132kV | Alexandra Road | Primary Substation | 11 | Leading the Way | Headroom (MW) | 19.3653 | 19.3148 | 19.2693 | 16.7517 | 16.7047 | 16.5707 | 16.3317 | 16.0539 | 15.7306 | 15.399 | 15.0345 | 14.6341 | 14.3211 | 14.0057 | 12.1251 | 0 | 0
Abham / Exeter / Landulph 132kV | Alexandra Road | Primary Substation | 11 | System Transformation | Headroom (MW) | 19.3653 | 19.329 | 19.2987 | 19.2564 | 19.2208 | 16.7763 | 16.7672 | 16.7294 | 16.6629 | 16.5833 | 16.4875 | 16.3844 | 16.2924 | 16.2043 | 15.5598 | 14.6571 | 13.3903
Abham / Exeter / Landulph 132kV | Alma Road | Primary Substation | 11 | Best View | Headroom (MW) | 12.3023 | 12.1656 | 12.0105 | 11.6751 | 11.3454 | 11.0321 | 10.7577 | 10.4713 | 10.2251 | 9.999 | 9.7696 | 9.4708 | 9.2831 | 8.8939 | 7.4582 | 5.0873 | 2.2049
Abham / Exeter / Landulph 132kV | Alma Road | Primary Substation | 11 | Consumer Transformation | Headroom (MW) | 12.3023 | 12.1688 | 12.0134 | 11.644 | 11.2783 | 10.9259 | 10.5989 | 10.2629 | 9.9639 | 9.7018 | 9.4603 | 9.226 | 8.8027 | 8.5738 | 6.6995 | 0 | 0
Abham / Exeter / Landulph 132kV | Alma Road | Primary Substation | 11 | Falling Short | Headroom (MW) | 12.3023 | 12.2483 | 12.2026 | 12.152 | 12.0942 | 12.0351 | 11.9798 | 11.9278 | 11.8702 | 11.8204 | 11.7807 | 11.7563 | 11.7468 | 11.7486 | 11.894 | 12.0066 | 11.6538
Abham / Exeter / Landulph 132kV | Alma Road | Primary Substation | 11 | Leading the Way | Headroom (MW) | 12.3023 | 12.1641 | 11.9991 | 11.5928 | 11.2148 | 10.8417 | 10.4951 | 10.1678 | 9.8511 | 9.5642 | 9.3104 | 8.8597 | 8.6179 | 8.3211 | 6.0987 | 0 | 0
Abham / Exeter / Landulph 132kV | Alma Road | Primary Substation | 11 | System Transformation | Headroom (MW) | 12.3023 | 12.224 | 12.1407 | 12.002 | 11.8395 | 11.6594 | 11.4862 | 11.321 | 11.1698 | 11.0375 | 10.9271 | 10.8302 | 10.7632 | 10.7229 | 10.2091 | 9.2188 | 7.4244
Iron Acton 132kV | Almondsbury | Primary Substation | 11 | Best View | Headroom (MW) | 12.4288 | 12.3394 | 12.2121 | 11.9996 | 11.7564 | 11.4897 | 11.2276 | 10.9044 | 10.5169 | 7.9075 | 7.5228 | 6.6797 | 5.4134 | 4.4995 | 2.4961 | 0 | 0
Iron Acton 132kV | Almondsbury | Primary Substation | 11 | Consumer Transformation | Headroom (MW) | 12.4288 | 12.2352 | 11.9586 | 11.3368 | 10.8042 | 10.3666 | 7.5916 | 6.6026 | 4.8828 | 2.6414 | 0.075266 | 0 | 0 | 0 | 0 | 0 | 0
Iron Acton 132kV | Almondsbury | Primary Substation | 11 | Falling Short | Headroom (MW) | 12.4288 | 12.3716 | 12.2902 | 12.2083 | 12.0924 | 11.9463 | 11.7719 | 11.4946 | 11.0468 | 10.468 | 7.889 | 7.26 | 6.018 | 5.1029 | 4.1005 | 2.0723 | 0
Iron Acton 132kV | Almondsbury | Primary Substation | 11 | Leading the Way | Headroom (MW) | 12.4288 | 12.2361 | 11.9462 | 11.2865 | 5.0109 | 4.0226 | 0 | 0 | 0 | 0 | 0 | 0 | 0 | 0 | 0 | 0 | 0
Iron Acton 132kV | Almondsbury | Primary Substation | 11 | System Transformation | Headroom (MW) | 12.4288 | 12.3297 | 12.1808 | 11.935 | 11.6515 | 11.2952 | 10.8919 | 10.4135 | 7.6509 | 6.308 | 4.4366 | 2.5472 | 0.24188 | 0 | 0 | 0 | 0
Abham / Exeter / Landulph 132kV | Armada Street | Primary Substation | 11 | Best View | Headroom (MW) | 13.4628 | 13.3754 | 13.2715 | 13.0815 | 12.8844 | 12.6991 | 12.5347 | 12.335 | 12.1654 | 12.036 | 11.9055 | 11.7434 | 11.6171 | 11.4995 | 10.7708 | 7.681 | 6.306
Abham / Exeter / Landulph 132kV | Armada Street | Primary Substation | 11 | Consumer Transformation | Headroom (MW) | 13.4628 | 13.3772 | 13.2753 | 13.0712 | 12.8586 | 12.6587 | 12.4758 | 12.2669 | 12.0801 | 11.9347 | 11.7944 | 11.6175 | 11.4771 | 11.3408 | 10.5467 | 0 | 0
Abham / Exeter / Landulph 132kV | Armada Street | Primary Substation | 11 | Falling Short | Headroom (MW) | 13.4628 | 13.4092 | 13.3615 | 13.3142 | 13.2615 | 13.2088 | 13.1571 | 13.1118 | 13.0656 | 13.0194 | 12.9786 | 12.947 | 12.925 | 12.9159 | 12.9642 | 12.9845 | 12.7278
Abham / Exeter / Landulph 132kV | Armada Street | Primary Substation | 11 | Leading the Way | Headroom (MW) | 13.4628 | 13.3739 | 13.2656 | 13.0455 | 12.8282 | 12.6185 | 12.4216 | 12.2036 | 11.9889 | 11.816 | 11.6561 | 11.509 | 11.3575 | 11.2055 | 10.4504 | 0 | 0
Abham / Exeter / Landulph 132kV | Armada Street | Primary Substation | 11 | System Transformation | Headroom (MW) | 13.4628 | 13.3993 | 13.3335 | 13.2404 | 13.1327 | 13.0171 | 12.9073 | 12.7886 | 12.6705 | 12.5808 | 12.5034 | 12.4389 | 12.3861 | 12.347 | 11.9824 | 11.2826 | 10.481
Abham / Exeter / Landulph 132kV | Ashburton | Primary Substation | 11 | Best View | Headroom (MW) | 0 | 0 | 0 | 0 | 0 | 0 | 0 | 0 | 0 | 0 | 0 | 0 | 0 | 0 | 0 | 0 | 0
Abham / Exeter / Landulph 132kV | Ashburton | Primary Substation | 11 | Consumer Transformation | Headroom (MW) | 0 | 0 | 0 | 0 | 0 | 0 | 0 | 0 | 0 | 0 | 0 | 0 | 0 | 0 | 0 | 0 | 0
Abham / Exeter / Landulph 132kV | Ashburton | Primary Substation | 11 | Falling Short | Headroom (MW) | 0 | 0 | 0 | 0 | 0 | 0 | 0 | 0 | 0 | 0 | 0 | 0 | 0 | 0 | 0 | 0 | 0
Abham / Exeter / Landulph 132kV | Ashburton | Primary Substation | 11 | Leading the Way | Headroom (MW) | 0 | 0 | 0 | 0 | 0 | 0 | 0 | 0 | 0 | 0 | 0 | 0 | 0 | 0 | 0 | 0 | 0
Abham / Exeter / Landulph 132kV | Ashburton | Primary Substation | 11 | System Transformation | Headroom (MW) | 0 | 0 | 0 | 0 | 0 | 0 | 0 | 0 | 0 | 0 | 0 | 0 | 0 | 0 | 0 | 0 | 0
Alverdiscott / Indian Queens 132kV | Ashwater | Primary Substation | 11 | Best View | Headroom (MW) | 5.3861 | 5.3592 | 5.3287 | 5.2754 | 5.1992 | 5.1181 | 5.019 | 4.8635 | 4.6149 | 4.2318 | 3.7369 | 3.2088 | 2.5443 | 2.1034 | 0 | 0 | 0
Alverdiscott / Indian Queens 132kV | Ashwater | Primary Substation | 11 | Consumer Transformation | Headroom (MW) | 5.3861 | 5.3582 | 5.3261 | 5.2688 | 5.1741 | 4.9483 | 4.6612 | 4.2643 | 3.7484 | 3.0848 | 0 | 0 | 0 | 0 | 0 | 0 | 0
Alverdiscott / Indian Queens 132kV | Ashwater | Primary Substation | 11 | Falling Short | Headroom (MW) | 5.3861 | 5.377 | 5.3718 | 5.3799 | 5.3696 | 5.3475 | 5.3072 | 5.2107 | 5.0203 | 4.6929 | 4.255 | 3.7828 | 3.1734 | 2.7838 | 2.1667 | 0 | 0
Alverdiscott / Indian Queens 132kV | Ashwater | Primary Substation | 11 | Leading the Way | Headroom (MW) | 5.3861 | 5.3602 | 5.3301 | 5.2758 | 5.1838 | 4.9278 | 4.5701 | 4.0175 | 3.395 | 0 | 0 | 0 | 0 | 0 | 0 | 0 | 0
Alverdiscott / Indian Queens 132kV | Ashwater | Primary Substation | 11 | System Transformation | Headroom (MW) | 5.3861 | 5.371 | 5.3573 | 5.3484 | 5.316 | 5.2559 | 5.1557 | 4.9315 | 4.5611 | 4.0511 | 3.4516 | 2.8602 | 0 | 0 | 0 | 0 | 0
Abham / Exeter / Landulph 132kV | Athelstan Road | Primary Substation | 11 | Best View | Headroom (MW) | 11.0152 | 11.0932 | 11.1487 | 11.0436 | 10.9681 | 10.9198 | 10.8409 | 10.6466 | 10.4693 | 10.2982 | 10.1344 | 9.6618 | 5.8355 | 3.4699 | 0 | 0 | 0
Abham / Exeter / Landulph 132kV | Athelstan Road | Primary Substation | 11 | Consumer Transformation | Headroom (MW) | 11.0152 | 11.0826 | 11.1476 | 11.0341 | 10.9434 | 10.8254 | 10.7345 | 10.5386 | 10.3688 | 10.2051 | 5.4566 | 0.092249 | 0 | 0 | 0 | 0 | 0
Abham / Exeter / Landulph 132kV | Athelstan Road | Primary Substation | 11 | Falling Short | Headroom (MW) | 11.0152 | 11.0856 | 11.1693 | 11.2425 | 11.3093 | 11.3903 | 11.4579 | 11.4344 | 11.4185 | 11.4085 | 11.4048 | 11.4054 | 11.4097 | 11.4078 | 11.3957 | 11.2391 | 10.8985
Abham / Exeter / Landulph 132kV | Athelstan Road | Primary Substation | 11 | Leading the Way | Headroom (MW) | 11.0152 | 11.0925 | 11.1479 | 11.0398 | 10.9467 | 10.8747 | 10.7765 | 10.5799 | 10.3847 | 7.1963 | 1.2278 | 0 | 0 | 0 | 0 | 0 | 0
Abham / Exeter / Landulph 132kV | Athelstan Road | Primary Substation | 11 | System Transformation | Headroom (MW) | 11.0152 | 11.1038 | 11.2075 | 11.2256 | 11.2646 | 11.2621 | 11.2711 | 11.1721 | 11.08 | 10.9934 | 10.9139 | 10.8501 | 10.7875 | 9.6936 | 1.2395 | 0 | 0
Seabank 132kV | Avonmouth | Primary Substation | 11 | Best View | Headroom (MW) | 0 | 0 | 0 | 0 | 0 | 0 | 0 | 0 | 0 | 0 | 0 | 0 | 0 | 0 | 0 | 0 | 0
Seabank 132kV | Avonmouth | Primary Substation | 11 | Consumer Transformation | Headroom (MW) | 0 | 0 | 0 | 0 | 0 | 0 | 0 | 0 | 0 | 0 | 0 | 0 | 0 | 0 | 0 | 0 | 0
Seabank 132kV | Avonmouth | Primary Substation | 11 | Falling Short | Headroom (MW) | 0 | 0 | 0 | 0 | 0 | 0 | 0 | 0 | 0 | 0 | 0 | 0 | 0 | 0 | 0 | 0 | 0
Seabank 132kV | Avonmouth | Primary Substation | 11 | Leading the Way | Headroom (MW) | 0 | 0 | 0 | 0 | 0 | 0 | 0 | 0 | 0 | 0 | 0 | 0 | 0 | 0 | 0 | 0 | 0
Seabank 132kV | Avonmouth | Primary Substation | 11 | System Transformation | Headroom (MW) | 0 | 0 | 0 | 0 | 0 | 0 | 0 | 0 | 0 | 0 | 0 | 0 | 0 | 0 | 0 | 0 | 0
Seabank 132kV | Avonmouth Bsp | Bulk Supply Point | 33 | Best View | Headroom (MW) | 0 | 0 | 0 | 0 | 0 | 0 | 0 | 0 | 0 | 0 | 0 | 0 | 0 | 0 | 0 | 0 | 0
Seabank 132kV | Avonmouth Bsp | Bulk Supply Point | 33 | Consumer Transformation | Headroom (MW) | 0 | 0 | 0 | 0 | 0 | 0 | 0 | 0 | 0 | 0 | 0 | 0 | 0 | 0 | 0 | 0 | 0
Seabank 132kV | Avonmouth Bsp | Bulk Supply Point | 33 | Falling Short | Headroom (MW) | 0 | 0 | 0 | 0 | 0 | 0 | 0 | 0 | 0 | 0 | 0 | 0 | 0 | 0 | 0 | 0 | 0
Seabank 132kV | Avonmouth Bsp | Bulk Supply Point | 33 | Leading the Way | Headroom (MW) | 0 | 0 | 0 | 0 | 0 | 0 | 0 | 0 | 0 | 0 | 0 | 0 | 0 | 0 | 0 | 0 | 0
Seabank 132kV | Avonmouth Bsp | Bulk Supply Point | 33 | System Transformation | Headroom (MW) | 0 | 0 | 0 | 0 | 0 | 0 | 0 | 0 | 0 | 0 | 0 | 0 | 0 | 0 | 0 | 0 | 0
Sandford 132kV | Axbridge | Primary Substation | 11 | Best View | Headroom (MW) | 12.5235 | 12.416 | 12.2936 | 12.0623 | 0 | 0 | 0 | 0 | 0 | 0 | 0 | 0 | 0 | 0 | 0 | 0 | 0
Sandford 132kV | Axbridge | Primary Substation | 11 | Consumer Transformation | Headroom (MW) | 12.5235 | 12.4217 | 12.3057 | 12.0708 | 0 | 0 | 0 | 0 | 0 | 0 | 0 | 0 | 0 | 0 | 0 | 0 | 0
Sandford 132kV | Axbridge | Primary Substation | 11 | Falling Short | Headroom (MW) | 12.5235 | 12.4655 | 12.4214 | 12.3674 | 0 | 0 | 0 | 0 | 0 | 0 | 0 | 0 | 0 | 0 | 0 | 0 | 0
Sandford 132kV | Axbridge | Primary Substation | 11 | Leading the Way | Headroom (MW) | 12.5235 | 12.4192 | 12.2987 | 12.0562 | 0 | 0 | 0 | 0 | 0 | 0 | 0 | 0 | 0 | 0 | 0 | 0 | 0
Sandford 132kV | Axbridge | Primary Substation | 11 | System Transformation | Headroom (MW) | 12.5235 | 12.4554 | 12.3878 | 12.2844 | 0 | 0 | 0 | 0 | 0 | 0 | 0 | 0 | 0 | 0 | 0 | 0 | 0
Axminster 132kV | Axminster | Primary Substation | 11 | Best View | Headroom (MW) | 9.9102 | 9.806 | 9.7813 | 9.5302 | 9.3023 | 8.9194 | 8.6765 | 8.3467 | 8.4094 | 8.0116 | 7.5485 | 7.073 | 6.4987 | 6.0363 | 3.4942 | 0 | 0
Axminster 132kV | Axminster | Primary Substation | 11 | Consumer Transformation | Headroom (MW) | 9.9102 | 9.8081 | 9.7905 | 9.5168 | 9.2764 | 8.7979 | 8.3945 | 7.8567 | 7.6259 | 6.8972 | 6.0755 | 5.1279 | 3.3874 | 1.7231 | 0 | 0 | 0
Axminster 132kV | Axminster | Primary Substation | 11 | Falling Short | Headroom (MW) | 9.9102 | 9.8652 | 9.9057 | 9.8734 | 9.8406 | 9.7962 | 9.7386 | 9.6418 | 9.7098 | 9.5177 | 9.2846 | 8.898 | 8.5484 | 8.3121 | 7.9136 | 7.2761 | 6.5135
Axminster 132kV | Axminster | Primary Substation | 11 | Leading the Way | Headroom (MW) | 9.9102 | 9.808 | 9.7818 | 9.4938 | 9.2606 | 8.7356 | 8.2556 | 7.5937 | 7.1617 | 6.2498 | 4.8772 | 2.9864 | 1.0476 | 0 | 0 | 0 | 0
Axminster 132kV | Axminster | Primary Substation | 11 | System Transformation | Headroom (MW) | 9.9102 | 9.8483 | 9.8927 | 9.7928 | 9.6727 | 9.5141 | 9.3365 | 8.9353 | 8.9504 | 8.5205 | 7.9676 | 7.4289 | 6.7768 | 6.3069 | 4.8654 | 1.6889 | 0
Alverdiscott / Indian Queens 132kV | Barnstaple Bsp | Bulk Supply Point | 33 | Best View | Headroom (MW) | 20.2142 | 15.3644 | 10.3356 | 0 | 0 | 0 | 0 | 0 | 0 | 0 | 0 | 0 | 0 | 0 | 0 | 0 | 0
Alverdiscott / Indian Queens 132kV | Barnstaple Bsp | Bulk Supply Point | 33 | Consumer Transformation | Headroom (MW) | 20.2142 | 15.5677 | 10.9585 | 0 | 0 | 0 | 0 | 0 | 0 | 0 | 0 | 0 | 0 | 0 | 0 | 0 | 0
Alverdiscott / Indian Queens 132kV | Barnstaple Bsp | Bulk Supply Point | 33 | Falling Short | Headroom (MW) | 20.2142 | 17.754 | 16.8421 | 15.7902 | 14.8971 | 12.569 | 8.6736 | 1.4496 | 0 | 0 | 0 | 0 | 0 | 0 | 0 | 0 | 0
Alverdiscott / Indian Queens 132kV | Barnstaple Bsp | Bulk Supply Point | 33 | Leading the Way | Headroom (MW) | 20.2142 | 15.634 | 10.8727 | 0 | 0 | 0 | 0 | 0 | 0 | 0 | 0 | 0 | 0 | 0 | 0 | 0 | 0
Alverdiscott / Indian Queens 132kV | Barnstaple Bsp | Bulk Supply Point | 33 | System Transformation | Headroom (MW) | 20.2142 | 17.2954 | 15.431 | 11.7185 | 7.4157 | 0 | 0 | 0 | 0 | 0 | 0 | 0 | 0 | 0 | 0 | 0 | 0
Alverdiscott / Indian Queens 132kV | Barnstaple Quay | Primary Substation | 11 | Best View | Headroom (MW) | 11.6818 | 10.7883 | 10.4983 | 9.2172 | 7.3874 | 5.4916 | 3.5208 | 1.825 | 0 | 0 | 0 | 0 | 0 | 0 | 0 | 0 | 0
Alverdiscott / Indian Queens 132kV | Barnstaple Quay | Primary Substation | 11 | Consumer Transformation | Headroom (MW) | 11.6818 | 10.8212 | 10.5757 | 9.2487 | 7.2979 | 4.9605 | 2.4313 | 0 | 0 | 0 | 0 | 0 | 0 | 0 | 0 | 0 | 0
Alverdiscott / Indian Queens 132kV | Barnstaple Quay | Primary Substation | 11 | Falling Short | Headroom (MW) | 11.6818 | 11.3515 | 11.3446 | 11.6522 | 11.4775 | 11.229 | 10.889 | 10.6265 | 9.8285 | 8.4648 | 6.5957 | 4.6169 | 2.0481 | 0.33348 | 0 | 0 | 0
Alverdiscott / Indian Queens 132kV | Barnstaple Quay | Primary Substation | 11 | Leading the Way | Headroom (MW) | 11.6818 | 10.8323 | 10.5486 | 9.2035 | 7.263 | 4.7283 | 1.8064 | 0 | 0 | 0 | 0 | 0 | 0 | 0 | 0 | 0 | 0
Alverdiscott / Indian Queens 132kV | Barnstaple Quay | Primary Substation | 11 | System Transformation | Headroom (MW) | 11.6818 | 11.0634 | 11.2219 | 11.0971 | 10.2874 | 9.2142 | 7.9497 | 6.7009 | 4.2327 | 1.0851 | 0 | 0 | 0 | 0 | 0 | 0 | 0
Abham / Exeter / Landulph 132kV | Barton. | Primary Substation | 11 | Best View | Headroom (MW) | 12.1163 | 11.9753 | 11.8 | 11.3925 | 10.9799 | 10.5744 | 10.1911 | 9.8315 | 9.5381 | 7.7771 | 7.7429 | 7.6398 | 7.4779 | 7.2584 | 5.1197 | 1.1555 | 0
Abham / Exeter / Landulph 132kV | Barton. | Primary Substation | 11 | Consumer Transformation | Headroom (MW) | 12.1163 | 11.9794 | 11.8114 | 11.4119 | 11.0025 | 10.5813 | 10.1828 | 9.7859 | 9.493 | 7.769 | 7.6964 | 7.5035 | 7.2724 | 6.9964 | 4.7368 | 0 | 0
Abham / Exeter / Landulph 132kV | Barton. | Primary Substation | 11 | Falling Short | Headroom (MW) | 12.1163 | 12.0645 | 12.0175 | 11.9685 | 11.9012 | 11.8314 | 11.7593 | 11.6883 | 11.6158 | 11.5528 | 11.4989 | 11.4583 | 11.4282 | 11.4101 | 11.4372 | 11.4156 | 10.9568
Abham / Exeter / Landulph 132kV | Barton. | Primary Substation | 11 | Leading the Way | Headroom (MW) | 12.1163 | 11.9749 | 11.7969 | 11.3593 | 10.9308 | 10.4931 | 10.0762 | 9.6977 | 9.4621 | 7.7406 | 7.6126 | 7.4034 | 7.1296 | 6.7912 | 0 | 0 | 0
Abham / Exeter / Landulph 132kV | Barton. | Primary Substation | 11 | System Transformation | Headroom (MW) | 12.1163 | 12.0337 | 11.9434 | 11.7925 | 11.6078 | 11.3973 | 11.1963 | 10.9981 | 10.7989 | 10.6373 | 10.4957 | 10.3737 | 10.2666 | 10.1792 | 9.4366 | 7.4739 | 5.8405
Melksham | Bath (Dolemeads) 132 | Bulk Supply Point | 33 | Best View | Headroom (MW) | 64.7842 | 61.5387 | 58.1828 | 51.0778 | 39.7171 | 33.7399 | 26.8264 | 21.008 | 12.5812 | 5.3227 | 0 | 0 | 0 | 0 | 0 | 0 | 0
Melksham | Bath (Dolemeads) 132 | Bulk Supply Point | 33 | Consumer Transformation | Headroom (MW) | 64.7842 | 61.6521 | 58.4783 | 51.4319 | 39.9501 | 34.2596 | 27.6225 | 21.4491 | 13.3059 | 6.0091 | 0 | 0 | 0 | 0 | 0 | 0 | 0
Melksham | Bath (Dolemeads) 132 | Bulk Supply Point | 33 | Falling Short | Headroom (MW) | 64.7842 | 63.6641 | 62.2079 | 61.2085 | 60.0685 | 58.9206 | 57.7112 | 56.9117 | 56.0651 | 56.2517 | 56.0228 | 55.8487 | 55.8842 | 56.1272 | 58.0219 | 55.5412 | 47.7145
Melksham | Bath (Dolemeads) 132 | Bulk Supply Point | 33 | Leading the Way | Headroom (MW) | 64.7842 | 61.5645 | 58.2132 | 50.767 | 39.3745 | 32.9906 | 25.7525 | 19.6312 | 8.5379 | 0 | 0 | 0 | 0 | 0 | 0 | 0 | 0
Melksham | Bath (Dolemeads) 132 | Bulk Supply Point | 33 | System Transformation | Headroom (MW) | 64.7842 | 62.6149 | 60.891 | 58.0443 | 54.8221 | 51.31 | 48.6728 | 39.7982 | 38.2989 | 37.7745 | 36.346 | 34.5478 | 32.6881 | 30.8217 | 14.7622 | 0 | 0
Bridgwater / Taunton 132kV | Bath Road Primary | Primary Substation | 11 | Best View | Headroom (MW) | 0 | 0 | 0 | 0 | 0 | 0 | 0 | 0 | 0 | 0 | 0 | 0 | 0 | 0 | 0 | 0 | 0
Bridgwater / Taunton 132kV | Bath Road Primary | Primary Substation | 11 | Consumer Transformation | Headroom (MW) | 0 | 0 | 0 | 0 | 0 | 0 | 0 | 0 | 0 | 0 | 0 | 0 | 0 | 0 | 0 | 0 | 0
Bridgwater / Taunton 132kV | Bath Road Primary | Primary Substation | 11 | Falling Short | Headroom (MW) | 0 | 0 | 0 | 0 | 0 | 0 | 0 | 0 | 0 | 0 | 0 | 0 | 0 | 0 | 0 | 0 | 0
Bridgwater / Taunton 132kV | Bath Road Primary | Primary Substation | 11 | Leading the Way | Headroom (MW) | 0 | 0 | 0 | 0 | 0 | 0 | 0 | 0 | 0 | 0 | 0 | 0 | 0 | 0 | 0 | 0 | 0
Bridgwater / Taunton 132kV | Bath Road Primary | Primary Substation | 11 | System Transformation | Headroom (MW) | 0 | 0 | 0 | 0 | 0 | 0 | 0 | 0 | 0 | 0 | 0 | 0 | 0 | 0 | 0 | 0 | 0
Melksham | Batheaston | Primary Substation | 11 | Best View | Headroom (MW) | 12.8556 | 12.6801 | 12.4696 | 11.9879 | 11.5512 | 11.1431 | 10.7847 | 10.4871 | 10.2681 | 10.145 | 7.6519 | 7.5796 | 7.4363 | 7.2248 | 5.0845 | 1.9193 | 0
Melksham | Batheaston | Primary Substation | 11 | Consumer Transformation | Headroom (MW) | 12.8556 | 12.6873 | 12.487 | 12.0108 | 11.5704 | 11.1664 | 10.8134 | 10.4902 | 10.2643 | 10.1433 | 7.6515 | 7.561 | 7.4123 | 7.2103 | 5.2179 | 2.2192 | 0
Melksham | Batheaston | Primary Substation | 11 | Falling Short | Headroom (MW) | 12.8556 | 12.7955 | 12.7454 | 12.6925 | 12.6265 | 12.5584 | 12.4898 | 12.4268 | 12.3622 | 12.305 | 12.2626 | 12.236 | 12.2278 | 12.235 | 12.4597 | 12.5031 | 12.109
Melksham | Batheaston | Primary Substation | 11 | Leading the Way | Headroom (MW) | 12.8556 | 12.6798 | 12.4677 | 11.9551 | 11.5074 | 11.0869 | 10.7206 | 10.4235 | 10.2173 | 10.1318 | 7.6166 | 7.4944 | 7.3023 | 7.0369 | 4.6831 | 1.3097 | 0
Melksham | Batheaston | Primary Substation | 11 | System Transformation | Headroom (MW) | 12.8556 | 12.7557 | 12.65 | 12.4722 | 12.2714 | 12.0496 | 11.8442 | 11.6504 | 11.4715 | 11.3134 | 11.1795 | 11.0671 | 10.9721 | 10.8966 | 10.302 | 7.7313 | 6.4969
Axminster 132kV | Beaminster | Primary Substation | 11 | Best View | Headroom (MW) | 9.6493 | 9.6343 | 9.6244 | 8.6199 | 8.6149 | 8.5958 | 8.5619 | 8.5199 | 8.5265 | 8.499 | 8.4818 | 8.4707 | 8.4597 | 8.4422 | 8.1428 | 7.5462 | 0
Axminster 132kV | Beaminster | Primary Substation | 11 | Consumer Transformation | Headroom (MW) | 9.6493 | 9.6302 | 8.6127 | 8.5526 | 8.4089 | 8.226 | 8.0155 | 7.7945 | 7.6475 | 7.4388 | 7.2483 | 7.0294 | 6.8315 | 6.6266 | 0.15639 | 0 | 0
Axminster 132kV | Beaminster | Primary Substation | 11 | Falling Short | Headroom (MW) | 9.6493 | 9.6366 | 9.6281 | 9.6211 | 9.6136 | 8.6302 | 8.6335 | 8.6337 | 8.6383 | 8.6376 | 8.6365 | 8.6352 | 8.6351 | 8.6362 | 8.6541 | 8.6454 | 8.5461
Axminster 132kV | Beaminster | Primary Substation | 11 | Leading the Way | Headroom (MW) | 9.6493 | 9.63 | 8.6121 | 8.544 | 8.3944 | 8.2018 | 7.9731 | 7.746 | 7.5714 | 7.339 | 7.1318 | 6.9325 | 6.7318 | 4.0125 | 0 | 0 | 0
Axminster 132kV | Beaminster | Primary Substation | 11 | System Transformation | Headroom (MW) | 9.6493 | 9.634 | 9.6238 | 8.6186 | 8.6065 | 8.572 | 8.5153 | 8.4432 | 8.4203 | 8.348 | 8.2843 | 8.227 | 8.1717 | 8.1144 | 7.7051 | 7.0724 | 6.3004
Iron Acton 132kV | Bedminster | Primary Substation | 11 | Best View | Headroom (MW) | 15.5955 | 14.9364 | 14.374 | 13.1072 | 12.0531 | 11.2387 | 6.8909 | 6.5114 | 5.794 | 4.9725 | 4.1237 | 3.2708 | 2.3959 | 1.4467 | 0 | 0 | 0
Iron Acton 132kV | Bedminster | Primary Substation | 11 | Consumer Transformation | Headroom (MW) | 15.5955 | 14.9543 | 14.4303 | 13.2522 | 12.2043 | 11.3685 | 10.9621 | 6.7062 | 6.1176 | 5.4048 | 4.6569 | 3.7368 | 2.9075 | 1.8835 | 0 | 0 | 0
Iron Acton 132kV | Bedminster | Primary Substation | 11 | Falling Short | Headroom (MW) | 15.5955 | 15.3317 | 15.0463 | 14.9011 | 14.7172 | 14.5342 | 14.3417 | 14.1295 | 13.943 | 13.7825 | 13.6611 | 13.5838 | 13.5488 | 13.5628 | 14.1944 | 14.4128 | 13.2731
Iron Acton 132kV | Bedminster | Primary Substation | 11 | Leading the Way | Headroom (MW) | 15.5955 | 14.9364 | 14.374 | 13.1072 | 12.0531 | 11.2387 | 6.8909 | 6.5355 | 5.8275 | 5.0101 | 4.1633 | 3.3115 | 2.3052 | 0 | 0 | 0 | 0
Iron Acton 132kV | Bedminster | Primary Substation | 11 | System Transformation | Headroom (MW) | 15.5955 | 15.0962 | 14.79 | 14.3195 | 13.7965 | 13.2195 | 12.6689 | 12.1765 | 11.7464 | 11.3974 | 11.1298 | 10.9407 | 10.8185 | 10.7409 | 6.3594 | 2.4641 | 0
Alverdiscott / Indian Queens 132kV | Bideford Main | Primary Substation | 11 | Best View | Headroom (MW) | 11.7976 | 10.8952 | 10.6023 | 9.3085 | 7.4606 | 5.546 | 3.5557 | 1.8431 | 0 | 0 | 0 | 0 | 0 | 0 | 0 | 0 | 0
Alverdiscott / Indian Queens 132kV | Bideford Main | Primary Substation | 11 | Consumer Transformation | Headroom (MW) | 11.7976 | 10.9285 | 10.6805 | 9.3404 | 7.3702 | 5.0096 | 2.4554 | 0 | 0 | 0 | 0 | 0 | 0 | 0 | 0 | 0 | 0
Alverdiscott / Indian Queens 132kV | Bideford Main | Primary Substation | 11 | Falling Short | Headroom (MW) | 11.7976 | 11.464 | 11.457 | 11.7677 | 11.5912 | 11.3402 | 10.9969 | 10.7318 | 9.9259 | 8.5487 | 6.6611 | 4.6627 | 2.0684 | 0.33678 | 0 | 0 | 0
Alverdiscott / Indian Queens 132kV | Bideford Main | Primary Substation | 11 | Leading the Way | Headroom (MW) | 11.7976 | 10.9396 | 10.6531 | 9.2947 | 7.335 | 4.7752 | 1.8243 | 0 | 0 | 0 | 0 | 0 | 0 | 0 | 0 | 0 | 0
Alverdiscott / Indian Queens 132kV | Bideford Main | Primary Substation | 11 | System Transformation | Headroom (MW) | 11.7976 | 11.173 | 11.3331 | 11.207 | 10.3893 | 9.3055 | 8.0285 | 6.7672 | 4.2747 | 1.0959 | 0 | 0 | 0 | 0 | 0 | 0 | 0
Iron Acton 132kV | Bishopsworth | Primary Substation | 11 | Best View | Headroom (MW) | 13.2686 | 12.9201 | 12.561 | 11.7537 | 11.0654 | 10.5818 | 7.6778 | 7.2403 | 6.6202 | 5.9539 | 5.258 | 4.5364 | 3.7714 | 2.9387 | 0 | 0 | 0
Iron Acton 132kV | Bishopsworth | Primary Substation | 11 | Consumer Transformation | Headroom (MW) | 13.2686 | 12.9278 | 12.5836 | 11.8399 | 11.1573 | 10.6462 | 7.7364 | 7.4225 | 6.8876 | 6.3001 | 5.6727 | 4.8749 | 4.1536 | 3.4013 | 0 | 0 | 0
Iron Acton 132kV | Bishopsworth | Primary Substation | 11 | Falling Short | Headroom (MW) | 13.2686 | 13.0867 | 12.971 | 12.8427 | 12.7012 | 12.5502 | 12.394 | 12.235 | 12.0781 | 11.9359 | 11.8077 | 11.7027 | 11.6151 | 11.5398 | 11.3077 | 10.9456 | 10.052
Iron Acton 132kV | Bishopsworth | Primary Substation | 11 | Leading the Way | Headroom (MW) | 13.2686 | 12.9201 | 12.561 | 11.7537 | 11.0654 | 10.5818 | 7.6778 | 7.2518 | 6.6202 | 5.9126 | 5.1706 | 4.3999 | 3.5814 | 0 | 0 | 0 | 0
Iron Acton 132kV | Bishopsworth | Primary Substation | 11 | System Transformation | Headroom (MW) | 13.2686 | 13.0328 | 12.8399 | 12.5355 | 12.1806 | 11.786 | 11.4102 | 11.0727 | 10.7862 | 10.5716 | 10.4277 | 10.3485 | 7.9101 | 7.8774 | 6.5496 | 3.5127 | 0
Abham / Exeter / Landulph 132kV | Blackawton | Primary Substation | 11 | Best View | Headroom (MW) | 6.3223 | 6.2756 | 6.2127 | 6.0743 | 5.9326 | 3.8097 | 1.3299 | 0 | 0 | 0 | 0 | 0 | 0 | 0 | 0 | 0 | 0
Abham / Exeter / Landulph 132kV | Blackawton | Primary Substation | 11 | Consumer Transformation | Headroom (MW) | 6.3223 | 6.2771 | 6.2157 | 6.0677 | 5.5934 | 2.2261 | 0 | 0 | 0 | 0 | 0 | 0 | 0 | 0 | 0 | 0 | 0
Abham / Exeter / Landulph 132kV | Blackawton | Primary Substation | 11 | Falling Short | Headroom (MW) | 6.3223 | 6.3069 | 6.2936 | 6.2743 | 6.2491 | 6.2166 | 6.1701 | 6.0855 | 5.9431 | 5.7171 | 5.4219 | 5.1071 | 4.7032 | 4.4101 | 3.0737 | 1.255 | 0
Abham / Exeter / Landulph 132kV | Blackawton | Primary Substation | 11 | Leading the Way | Headroom (MW) | 6.3223 | 6.278 | 6.2186 | 6.0643 | 5.2561 | 1.6284 | 0 | 0 | 0 | 0 | 0 | 0 | 0 | 0 | 0 | 0 | 0
Abham / Exeter / Landulph 132kV | Blackawton | Primary Substation | 11 | System Transformation | Headroom (MW) | 6.3223 | 6.2968 | 6.2666 | 6.2125 | 6.0214 | 5.7868 | 5.5333 | 4.7076 | 2.7827 | 0.755 | 0 | 0 | 0 | 0 | 0 | 0 | 0
Alverdiscott / Indian Queens 132kV | Blackpool | Primary Substation | 11 | Best View | Headroom (MW) | 5.1406 | 4.2574 | 3.474 | 1.9633 | 0.55445 | 0 | 0 | 0 | 0 | 0 | 0 | 0 | 0 | 0 | 0 | 0 | 0
Alverdiscott / Indian Queens 132kV | Blackpool | Primary Substation | 11 | Consumer Transformation | Headroom (MW) | 5.1406 | 4.0968 | 3.2959 | 0 | 0 | 0 | 0 | 0 | 0 | 0 | 0 | 0 | 0 | 0 | 0 | 0 | 0
Alverdiscott / Indian Queens 132kV | Blackpool | Primary Substation | 11 | Falling Short | Headroom (MW) | 5.1406 | 4.6421 | 4.335 | 4.0212 | 3.7328 | 3.4998 | 2.9604 | 1.8452 | 0 | 0 | 0 | 0 | 0 | 0 | 0 | 0 | 0
Alverdiscott / Indian Queens 132kV | Blackpool | Primary Substation | 11 | Leading the Way | Headroom (MW) | 5.1406 | 4.1029 | 0 | 0 | 0 | 0 | 0 | 0 | 0 | 0 | 0 | 0 | 0 | 0 | 0 | 0 | 0
Alverdiscott / Indian Queens 132kV | Blackpool | Primary Substation | 11 | System Transformation | Headroom (MW) | 5.1406 | 4.384 | 4.0203 | 3.2184 | 0 | 0 | 0 | 0 | 0 | 0 | 0 | 0 | 0 | 0 | 0 | 0 | 0
Sandford 132kV | Blagdon 33/11kv S/S | Primary Substation | 11 | Best View | Headroom (MW) | 5.9047 | 5.8376 | 5.7637 | 5.6223 | 5.5058 | 3.2352 | 0 | 0 | 0 | 0 | 0 | 0 | 0 | 0 | 0 | 0 | 0
Sandford 132kV | Blagdon 33/11kv S/S | Primary Substation | 11 | Consumer Transformation | Headroom (MW) | 5.9047 | 5.8399 | 5.7676 | 5.6252 | 5.5074 | 2.9564 | 0 | 0 | 0 | 0 | 0 | 0 | 0 | 0 | 0 | 0 | 0
Sandford 132kV | Blagdon 33/11kv S/S | Primary Substation | 11 | Falling Short | Headroom (MW) | 5.9047 | 5.8695 | 5.8385 | 5.8111 | 5.7764 | 5.7308 | 5.6727 | 5.5753 | 5.4374 | 4.5862 | 4.3159 | 3.3422 | 0 | 0 | 0 | 0 | 0
Sandford 132kV | Blagdon 33/11kv S/S | Primary Substation | 11 | Leading the Way | Headroom (MW) | 5.9047 | 5.8386 | 5.7658 | 5.6192 | 5.502 | 1.9602 | 0 | 0 | 0 | 0 | 0 | 0 | 0 | 0 | 0 | 0 | 0
Sandford 132kV | Blagdon 33/11kv S/S | Primary Substation | 11 | System Transformation | Headroom (MW) | 5.9047 | 5.8599 | 5.8138 | 5.7504 | 5.6816 | 5.5866 | 5.4783 | 5.3877 | 1.8629 | 0 | 0 | 0 | 0 | 0 | 0 | 0 | 0
Alverdiscott / Indian Queens 132kV | Bodmin | Primary Substation | 11 | Best View | Headroom (MW) | 0.11995 | 0 | 0 | 0 | 0 | 0 | 0 | 0 | 0 | 0 | 0 | 0 | 0 | 0 | 0 | 0 | 0
Alverdiscott / Indian Queens 132kV | Bodmin | Primary Substation | 11 | Consumer Transformation | Headroom (MW) | 0.11995 | 0 | 0 | 0 | 0 | 0 | 0 | 0 | 0 | 0 | 0 | 0 | 0 | 0 | 0 | 0 | 0
Alverdiscott / Indian Queens 132kV | Bodmin | Primary Substation | 11 | Falling Short | Headroom (MW) | 0.11995 | 0 | 0 | 0 | 0 | 0 | 0 | 0 | 0 | 0 | 0 | 0 | 0 | 0 | 0 | 0 | 0
Alverdiscott / Indian Queens 132kV | Bodmin | Primary Substation | 11 | Leading the Way | Headroom (MW) | 0.11995 | 0 | 0 | 0 | 0 | 0 | 0 | 0 | 0 | 0 | 0 | 0 | 0 | 0 | 0 | 0 | 0
Alverdiscott / Indian Queens 132kV | Bodmin | Primary Substation | 11 | System Transformation | Headroom (MW) | 0.11995 | 0 | 0 | 0 | 0 | 0 | 0 | 0 | 0 | 0 | 0 | 0 | 0 | 0 | 0 | 0 | 0
Sandford 132kV | Bournville | Primary Substation | 11 | Best View | Headroom (MW) | 2.4167 | 2.1664 | 1.8577 | 1.191 | 0.52861 | 0 | 0 | 0 | 0 | 0 | 0 | 0 | 0 | 0 | 0 | 0 | 0
Sandford 132kV | Bournville | Primary Substation | 11 | Consumer Transformation | Headroom (MW) | 2.4167 | 2.1851 | 1.8904 | 1.2315 | 0.5646 | 0 | 0 | 0 | 0 | 0 | 0 | 0 | 0 | 0 | 0 | 0 | 0
Sandford 132kV | Bournville | Primary Substation | 11 | Falling Short | Headroom (MW) | 2.4167 | 2.3172 | 2.2315 | 2.1405 | 2.0422 | 1.9151 | 1.7513 | 1.5031 | 1.0925 | 0.4801 | 0 | 0 | 0 | 0 | 7.9733 | 4.2812 | 0.10982
Sandford 132kV | Bournville | Primary Substation | 11 | Leading the Way | Headroom (MW) | 2.4167 | 2.1782 | 1.8732 | 1.1611 | 0.47677 | 0 | 0 | 0 | 0 | 0 | 0 | 0 | 0 | 0 | 0 | 0 | 0
Sandford 132kV | Bournville | Primary Substation | 11 | System Transformation | Headroom (MW) | 2.4167 | 2.2824 | 2.128 | 1.8753 | 1.5778 | 1.1955 | 0.74445 | 0.12611 | 0 | 0 | 0 | 0 | 0 | 1.5155 | 0 | 0 | 0
Abham / Exeter / Landulph 132kV | Bovey Tracey | Primary Substation | 11 | Best View | Headroom (MW) | 12.0248 | 11.9938 | 11.9988 | 11.9298 | 11.8604 | 11.7881 | 11.7387 | 11.7153 | 10.6288 | 10.5729 | 10.4552 | 10.3026 | 10.0909 | 9.9222 | 0 | 0 | 0
Abham / Exeter / Landulph 132kV | Bovey Tracey | Primary Substation | 11 | Consumer Transformation | Headroom (MW) | 12.0248 | 11.9706 | 11.9421 | 11.8075 | 11.7356 | 10.5911 | 10.4564 | 10.2201 | 9.9395 | 9.6069 | 3.492 | 0 | 0 | 0 | 0 | 0 | 0
Abham / Exeter / Landulph 132kV | Bovey Tracey | Primary Substation | 11 | Falling Short | Headroom (MW) | 12.0248 | 12.0047 | 12.0174 | 12.004 | 11.9832 | 11.9519 | 11.9169 | 11.87 | 11.8145 | 11.7503 | 11.7029 | 10.6493 | 10.5771 | 10.4991 | 10.3893 | 10.1797 | 9.8363
Abham / Exeter / Landulph 132kV | Bovey Tracey | Primary Substation | 11 | Leading the Way | Headroom (MW) | 12.0248 | 11.9694 | 11.9359 | 11.7995 | 11.734 | 10.5734 | 10.3854 | 10.0721 | 9.7185 | 5.84 | 0 | 0 | 0 | 0 | 0 | 0 | 0
Abham / Exeter / Landulph 132kV | Bovey Tracey | Primary Substation | 11 | System Transformation | Headroom (MW) | 12.0248 | 11.993 | 12.0023 | 11.9465 | 11.8813 | 11.8005 | 11.7398 | 10.6363 | 10.5897 | 10.4548 | 10.24 | 10.0066 | 9.6313 | 5.7077 | 0 | 0 | 0
Iron Acton 132kV | Bower Ashton | Primary Substation | 11 | Best View | Headroom (MW) | 12.2444 | 11.9315 | 11.5322 | 10.6692 | 9.9338 | 8.5703 | 8.0515 | 7.3329 | 6.5516 | 5.684 | 4.7388 | 3.781 | 2.7083 | 1.7982 | 0 | 0 | 0
Iron Acton 132kV | Bower Ashton | Primary Substation | 11 | Consumer Transformation | Headroom (MW) | 12.2444 | 11.9448 | 11.5675 | 10.7302 | 9.9899 | 8.577 | 8.0124 | 7.1506 | 6.2286 | 5.2141 | 4.1274 | 2.919 | 1.7012 | 0.65002 | 0 | 0 | 0
Iron Acton 132kV | Bower Ashton | Primary Substation | 11 | Falling Short | Headroom (MW) | 12.2444 | 12.1226 | 12.0115 | 11.8964 | 11.7533 | 11.5967 | 11.4261 | 11.2168 | 10.95 | 10.5916 | 10.1837 | 9.8076 | 9.5419 | 8.576 | 10.8366 | 10.2072 | 8.7183
Iron Acton 132kV | Bower Ashton | Primary Substation | 11 | Leading the Way | Headroom (MW) | 12.2444 | 11.9355 | 11.5395 | 10.6448 | 9.9031 | 8.5165 | 7.7839 | 6.8349 | 5.8059 | 4.5921 | 3.2769 | 1.9569 | 0.60469 | 0 | 0 | 0 | 0
Iron Acton 132kV | Bower Ashton | Primary Substation | 11 | System Transformation | Headroom (MW) | 12.2444 | 12.0617 | 11.8496 | 11.5217 | 11.1534 | 10.7291 | 10.3042 | 9.8611 | 8.6166 | 8.2242 | 7.5346 | 6.8466 | 6.0584 | 5.5634 | 5.4841 | 2.3494 | 0
Bridgwater / Taunton 132kV | Bowhays Cross | Primary Substation | 11 | Best View | Headroom (MW) | 6.9796 | 6.919 | 6.8865 | 5.2128 | 5.0675 | 4.8653 | 4.6315 | 4.2565 | 3.7626 | 3.1942 | 2.5716 | 1.9297 | 1.1727 | 0.56715 | 0 | 0 | 0
Bridgwater / Taunton 132kV | Bowhays Cross | Primary Substation | 11 | Consumer Transformation | Headroom (MW) | 6.9796 | 6.9214 | 6.8872 | 5.2138 | 4.9239 | 4.4586 | 3.9194 | 3.2269 | 2.2491 | 1.1214 | 0 | 0 | 0 | 0 | 0 | 0 | 0
Bridgwater / Taunton 132kV | Bowhays Cross | Primary Substation | 11 | Falling Short | Headroom (MW) | 6.9796 | 6.9392 | 6.9156 | 6.9087 | 6.8899 | 6.8773 | 6.8704 | 6.8487 | 5.2735 | 5.1768 | 4.9293 | 4.581 | 4.0723 | 3.6845 | 3.1606 | 2.3128 | 1.2987
Bridgwater / Taunton 132kV | Bowhays Cross | Primary Substation | 11 | Leading the Way | Headroom (MW) | 6.9796 | 6.9195 | 6.8863 | 5.2005 | 4.8569 | 4.2866 | 3.5748 | 2.6563 | 1.3804 | 0 | 0 | 0 | 0 | 0 | 0 | 0 | 0
Bridgwater / Taunton 132kV | Bowhays Cross | Primary Substation | 11 | System Transformation | Headroom (MW) | 6.9796 | 6.9347 | 6.9029 | 6.8851 | 5.2397 | 5.1461 | 4.9837 | 4.6642 | 4.0828 | 3.3273 | 2.4672 | 1.629 | 0.59497 | 0 | 0 | 0 | 0
Bridgwater / Taunton 132kV | Bowhays Cross Bsp | Bulk Supply Point | 33 | Best View | Headroom (MW) | 25.9553 | 25.3372 | 24.9264 | 24.0252 | 23.0023 | 21.9355 | 20.8573 | 19.5484 | 18.0339 | 16.2255 | 14.2324 | 12.0697 | 9.5395 | 7.4966 | 0.74916 | 0 | 0
Bridgwater / Taunton 132kV | Bowhays Cross Bsp | Bulk Supply Point | 33 | Consumer Transformation | Headroom (MW) | 25.9553 | 25.356 | 24.956 | 23.9891 | 22.675 | 21.0195 | 19.2331 | 17.0156 | 13.8346 | 10.0239 | 5.8327 | 1.5054 | 0 | 0 | 0 | 0 | 0
Bridgwater / Taunton 132kV | Bowhays Cross Bsp | Bulk Supply Point | 33 | Falling Short | Headroom (MW) | 25.9553 | 25.5476 | 25.4741 | 25.4435 | 25.3129 | 25.1351 | 24.9593 | 24.5651 | 23.9282 | 22.9403 | 21.6694 | 20.3116 | 18.4566 | 17.0786 | 15.0047 | 11.7692 | 7.9034
Bridgwater / Taunton 132kV | Bowhays Cross Bsp | Bulk Supply Point | 33 | Leading the Way | Headroom (MW) | 25.9553 | 25.3509 | 24.9237 | 23.8962 | 22.5124 | 20.6525 | 18.498 | 15.7306 | 11.7385 | 6.9002 | 1.4308 | 0 | 0 | 0 | 0 | 0 | 0
Bridgwater / Taunton 132kV | Bowhays Cross Bsp | Bulk Supply Point | 33 | System Transformation | Headroom (MW) | 25.9553 | 25.5034 | 25.332 | 25.0595 | 24.4998 | 23.7218 | 22.879 | 21.6472 | 19.6907 | 17.2467 | 14.3271 | 11.495 | 8.0903 | 5.5187 | 0 | 0 | 0
Abham / Exeter / Landulph 132kV | Bradley Lane | Primary Substation | 11 | Best View | Headroom (MW) | 5.096 | 4.9972 | 4.9106 | 4.743 | 4.5303 | 4.2816 | 4.0185 | 3.7433 | 3.493 | 3.2375 | 2.9344 | 2.6211 | 2.1933 | 1.8325 | 0 | 0 | 0
Abham / Exeter / Landulph 132kV | Bradley Lane | Primary Substation | 11 | Consumer Transformation | Headroom (MW) | 5.096 | 4.9232 | 4.7132 | 4.2531 | 3.7475 | 3.1521 | 2.49 | 1.7179 | 0.88478 | 0.068796 | 0 | 0 | 0 | 0 | 0 | 0 | 0
Abham / Exeter / Landulph 132kV | Bradley Lane | Primary Substation | 11 | Falling Short | Headroom (MW) | 5.096 | 5.0092 | 4.9768 | 4.9507 | 4.9027 | 4.8391 | 4.7545 | 4.6481 | 4.5101 | 4.33 | 4.0956 | 3.8546 | 3.5492 | 3.3482 | 3.0277 | 2.5408 | 1.6315
Abham / Exeter / Landulph 132kV | Bradley Lane | Primary Substation | 11 | Leading the Way | Headroom (MW) | 5.096 | 4.9193 | 4.7112 | 4.2247 | 3.7078 | 3.0706 | 2.3073 | 1.4249 | 0.44117 | 0 | 0 | 0 | 0 | 0 | 0 | 0 | 0
Abham / Exeter / Landulph 132kV | Bradley Lane | Primary Substation | 11 | System Transformation | Headroom (MW) | 5.096 | 4.9968 | 4.8939 | 4.7568 | 4.55 | 4.2764 | 3.9563 | 3.5666 | 3.1036 | 2.6375 | 2.1156 | 1.6061 | 0.97469 | 0.50923 | 0 | 0 | 0
Iron Acton 132kV | Bradley Stoke | Primary Substation | 11 | Best View | Headroom (MW) | 11.7024 | 11.614 | 11.534 | 11.4111 | 11.2802 | 11.1472 | 11.0315 | 10.9419 | 10.8866 | 10.8431 | 10.8247 | 10.8277 | 10.8404 | 10.8524 | 10.4919 | 9.5085 | 8.0373
Iron Acton 132kV | Bradley Stoke | Primary Substation | 11 | Consumer Transformation | Headroom (MW) | 11.7024 | 11.561 | 11.4087 | 11.0667 | 10.7446 | 10.4346 | 10.15 | 9.8592 | 9.6008 | 9.3613 | 9.1368 | 8.8646 | 8.6311 | 8.3921 | 6.7145 | 0 | 0
Iron Acton 132kV | Bradley Stoke | Primary Substation | 11 | Falling Short | Headroom (MW) | 11.7024 | 11.6395 | 11.5862 | 11.5352 | 11.4753 | 11.4136 | 11.3564 | 11.3035 | 11.2507 | 11.2043 | 11.1715 | 11.1482 | 11.1379 | 11.1393 | 11.287 | 11.2856 | 10.9157
Iron Acton 132kV | Bradley Stoke | Primary Substation | 11 | Leading the Way | Headroom (MW) | 11.7024 | 11.5565 | 11.392 | 11.0172 | 10.6853 | 10.361 | 10.055 | 9.7711 | 9.501 | 9.2339 | 8.9798 | 8.727 | 8.4606 | 5.2496 | 0 | 0 | 0
Iron Acton 132kV | Bradley Stoke | Primary Substation | 11 | System Transformation | Headroom (MW) | 11.7024 | 11.6082 | 11.5166 | 11.3765 | 11.2212 | 11.0542 | 10.8947 | 10.7458 | 10.611 | 10.4889 | 10.3826 | 10.294 | 10.2189 | 10.1588 | 9.6157 | 8.6632 | 7.2979
Iron Acton 132kV | Bradley Stoke Bsp | Bulk Supply Point | 33 | Best View | Headroom (MW) | 47.6256 | 47.2359 | 46.6353 | 46.0202 | 45.4036 | 44.7661 | 43.892 | 42.8734 | 41.6353 | 37.7599 | 37.0975 | 34.2822 | 32.0361 | 30.2246 | 25.0807 | 14.6414 | 0
Iron Acton 132kV | Bradley Stoke Bsp | Bulk Supply Point | 33 | Consumer Transformation | Headroom (MW) | 47.6256 | 46.7332 | 45.7881 | 43.7116 | 41.8551 | 37.4361 | 34.3806 | 32.2828 | 28.1468 | 22.9826 | 17.2033 | 7.9473 | 0 | 0 | 0 | 0 | 0
Iron Acton 132kV | Bradley Stoke Bsp | Bulk Supply Point | 33 | Falling Short | Headroom (MW) | 47.6256 | 47.3441 | 46.8787 | 46.6867 | 46.4333 | 46.2387 | 45.7168 | 44.9536 | 43.7732 | 42.049 | 37.8309 | 37.0597 | 33.681 | 31.9395 | 29.9066 | 25.4748 | 20.7171
Iron Acton 132kV | Bradley Stoke Bsp | Bulk Supply Point | 33 | Leading the Way | Headroom (MW) | 47.6256 | 46.73 | 45.7294 | 43.5199 | 30.7956 | 28.4968 | 3.7258 | 0 | 0 | 0 | 0 | 0 | 0 | 0 | 0 | 0 | 0
Iron Acton 132kV | Bradley Stoke Bsp | Bulk Supply Point | 33 | System Transformation | Headroom (MW) | 47.6256 | 47.0402 | 46.5207 | 45.7782 | 45.0001 | 44.0523 | 42.6893 | 40.85 | 37.0093 | 32.9899 | 29.0065 | 24.9385 | 20.0604 | 16.7057 | 0 | 0 | 0
Alverdiscott / Indian Queens 132kV | Bratton Fleming | Primary Substation | 11 | Best View | Headroom (MW) | 3.8866 | 3.8381 | 3.7622 | 3.5993 | 3.4343 | 3.2783 | 3.1263 | 2.9724 | 2.8358 | 1.8675 | 0 | 0 | 0 | 0 | 0 | 0 | 0
Alverdiscott / Indian Queens 132kV | Bratton Fleming | Primary Substation | 11 | Consumer Transformation | Headroom (MW) | 3.8866 | 3.8396 | 3.7692 | 3.6025 | 3.4339 | 3.2588 | 3.0888 | 2.9149 | 0 | 0 | 0 | 0 | 0 | 0 | 0 | 0 | 0
Alverdiscott / Indian Queens 132kV | Bratton Fleming | Primary Substation | 11 | Falling Short | Headroom (MW) | 3.8866 | 3.8676 | 3.8491 | 3.8287 | 3.8003 | 3.7697 | 3.7383 | 3.7005 | 3.6717 | 3.6415 | 3.615 | 2.0022 | 0 | 0 | 0 | 0 | 0
Alverdiscott / Indian Queens 132kV | Bratton Fleming | Primary Substation | 11 | Leading the Way | Headroom (MW) | 3.8866 | 3.8381 | 3.7622 | 3.5848 | 3.4101 | 3.2366 | 3.0655 | 1.7122 | 0 | 0 | 0 | 0 | 0 | 0 | 0 | 0 | 0
Alverdiscott / Indian Queens 132kV | Bratton Fleming | Primary Substation | 11 | System Transformation | Headroom (MW) | 3.8866 | 3.8548 | 3.8174 | 3.7525 | 3.6768 | 3.5889 | 3.5044 | 3.4208 | 3.3414 | 0 | 0 | 0 | 0 | 0 | 0 | 0 | 0
Alverdiscott / Indian Queens 132kV | Braunton | Primary Substation | 11 | Best View | Headroom (MW) | 11.8024 | 10.8997 | 10.6067 | 9.3124 | 7.4637 | 5.5483 | 3.5572 | 1.8439 | 0 | 0 | 0 | 0 | 0 | 0 | 0 | 0 | 0
Alverdiscott / Indian Queens 132kV | Braunton | Primary Substation | 11 | Consumer Transformation | Headroom (MW) | 11.8024 | 10.933 | 10.6849 | 9.3442 | 7.3732 | 5.0117 | 2.4564 | 0 | 0 | 0 | 0 | 0 | 0 | 0 | 0 | 0 | 0
Alverdiscott / Indian Queens 132kV | Braunton | Primary Substation | 11 | Falling Short | Headroom (MW) | 11.8024 | 11.4687 | 11.4617 | 11.7725 | 11.596 | 11.3449 | 11.0014 | 10.7362 | 9.93 | 8.5522 | 6.6638 | 4.6646 | 2.0692 | 0.33692 | 0 | 0 | 0
Alverdiscott / Indian Queens 132kV | Braunton | Primary Substation | 11 | Leading the Way | Headroom (MW) | 11.8024 | 10.9441 | 10.6575 | 9.2985 | 7.338 | 4.7771 | 1.8251 | 0 | 0 | 0 | 0 | 0 | 0 | 0 | 0 | 0 | 0
Alverdiscott / Indian Queens 132kV | Braunton | Primary Substation | 11 | System Transformation | Headroom (MW) | 11.8024 | 11.1777 | 11.3378 | 11.2116 | 10.3936 | 9.3094 | 8.0318 | 6.77 | 4.2764 | 1.0963 | 0 | 0 | 0 | 0 | 0 | 0 | 0
Abham / Exeter / Landulph 132kV | Bridge Mills | Primary Substation | 11 | Best View | Headroom (MW) | 12.4216 | 12.3521 | 12.2839 | 12.153 | 12.0365 | 8.4181 | 6.6613 | 4.7687 | 2.478 | 0 | 0 | 0 | 0 | 0 | 0 | 0 | 0
Abham / Exeter / Landulph 132kV | Bridge Mills | Primary Substation | 11 | Consumer Transformation | Headroom (MW) | 12.4216 | 12.3491 | 12.2708 | 11.4475 | 9.6932 | 7.1884 | 4.2803 | 0.80725 | 0 | 0 | 0 | 0 | 0 | 0 | 0 | 0 | 0
Abham / Exeter / Landulph 132kV | Bridge Mills | Primary Substation | 11 | Falling Short | Headroom (MW) | 12.4216 | 12.3847 | 12.363 | 12.3407 | 12.3112 | 12.2657 | 12.1996 | 12.0739 | 11.0777 | 9.1697 | 6.4884 | 3.6083 | 0 | 0 | 0 | 0 | 0
Abham / Exeter / Landulph 132kV | Bridge Mills | Primary Substation | 11 | Leading the Way | Headroom (MW) | 12.4216 | 12.3502 | 12.2719 | 11.3108 | 9.5173 | 6.7438 | 3.2899 | 0 | 0 | 0 | 0 | 0 | 0 | 0 | 0 | 0 | 0
Abham / Exeter / Landulph 132kV | Bridge Mills | Primary Substation | 11 | System Transformation | Headroom (MW) | 12.4216 | 12.3733 | 12.3272 | 12.2684 | 12.2017 | 11.2997 | 9.9326 | 8.0919 | 4.8405 | 0.55572 | 0 | 0 | 0 | 0 | 0 | 0 | 0
Bridgwater / Taunton 132kV | Bridgwater Grid Bsp | Bulk Supply Point | 33 | Best View | Headroom (MW) | 0 | 0 | 0 | 0 | 0 | 0 | 0 | 0 | 0 | 0 | 0 | 0 | 0 | 0 | 0 | 0 | 0
Bridgwater / Taunton 132kV | Bridgwater Grid Bsp | Bulk Supply Point | 33 | Consumer Transformation | Headroom (MW) | 0 | 0 | 0 | 0 | 0 | 0 | 0 | 0 | 0 | 0 | 0 | 0 | 0 | 0 | 0 | 0 | 0
Bridgwater / Taunton 132kV | Bridgwater Grid Bsp | Bulk Supply Point | 33 | Falling Short | Headroom (MW) | 0 | 0 | 0 | 0 | 0 | 0 | 0 | 0 | 0 | 0 | 0 | 0 | 0 | 0 | 0 | 0 | 0
Bridgwater / Taunton 132kV | Bridgwater Grid Bsp | Bulk Supply Point | 33 | Leading the Way | Headroom (MW) | 0 | 0 | 0 | 0 | 0 | 0 | 0 | 0 | 0 | 0 | 0 | 0 | 0 | 0 | 0 | 0 | 0
Bridgwater / Taunton 132kV | Bridgwater Grid Bsp | Bulk Supply Point | 33 | System Transformation | Headroom (MW) | 0 | 0 | 0 | 0 | 0 | 0 | 0 | 0 | 0 | 0 | 0 | 0 | 0 | 0 | 0 | 0 | 0
Bridgwater / Taunton 132kV | Bridgwater Local | Primary Substation | 11 | Best View | Headroom (MW) | 0 | 0 | 0 | 0 | 0 | 0 | 0 | 0 | 0 | 0 | 0 | 0 | 0 | 0 | 0 | 0 | 0
Bridgwater / Taunton 132kV | Bridgwater Local | Primary Substation | 11 | Consumer Transformation | Headroom (MW) | 0 | 0 | 0 | 0 | 0 | 0 | 0 | 0 | 0 | 0 | 0 | 0 | 0 | 0 | 0 | 0 | 0
Bridgwater / Taunton 132kV | Bridgwater Local | Primary Substation | 11 | Falling Short | Headroom (MW) | 0 | 0 | 0 | 0 | 0 | 0 | 0 | 0 | 0 | 0 | 0 | 0 | 0 | 0 | 0 | 0 | 0
Bridgwater / Taunton 132kV | Bridgwater Local | Primary Substation | 11 | Leading the Way | Headroom (MW) | 0 | 0 | 0 | 0 | 0 | 0 | 0 | 0 | 0 | 0 | 0 | 0 | 0 | 0 | 0 | 0 | 0
Bridgwater / Taunton 132kV | Bridgwater Local | Primary Substation | 11 | System Transformation | Headroom (MW) | 0 | 0 | 0 | 0 | 0 | 0 | 0 | 0 | 0 | 0 | 0 | 0 | 0 | 0 | 0 | 0 | 0
Axminster 132kV | Bridport | Primary Substation | 11 | Best View | Headroom (MW) | 20.193 | 19.9602 | 19.5164 | 19.4261 | 19.3246 | 19.2483 | 17.3093 | 16.6259 | 16.6112 | 16.5921 | 16.5734 | 16.5611 | 16.5514 | 16.5289 | 15.8357 | 14.2364 | 0
Axminster 132kV | Bridport | Primary Substation | 11 | Consumer Transformation | Headroom (MW) | 20.193 | 19.8978 | 19.3987 | 17.2691 | 16.459 | 16.1032 | 15.6322 | 15.0756 | 14.5274 | 13.9774 | 13.4248 | 12.763 | 12.1573 | 11.527 | 0.15526 | 0 | 0
Axminster 132kV | Bridport | Primary Substation | 11 | Falling Short | Headroom (MW) | 20.193 | 19.9843 | 19.5532 | 19.5068 | 19.4519 | 19.4019 | 19.352 | 19.3001 | 19.2626 | 19.2245 | 19.191 | 19.1638 | 19.1432 | 17.396 | 17.4485 | 16.7925 | 16.5953
Axminster 132kV | Bridport | Primary Substation | 11 | Leading the Way | Headroom (MW) | 20.193 | 19.894 | 19.3934 | 16.5843 | 16.4203 | 16.0208 | 15.4864 | 14.9009 | 14.2754 | 13.6212 | 12.9889 | 12.38 | 10.7323 | 3.9836 | 0 | 0 | 0
Axminster 132kV | Bridport | Primary Substation | 11 | System Transformation | Headroom (MW) | 20.193 | 19.9531 | 19.4945 | 19.3815 | 19.2747 | 17.294 | 16.5888 | 16.4965 | 16.3635 | 16.1963 | 16.0227 | 15.857 | 15.6854 | 15.4892 | 14.1074 | 12.1677 | 7.4404
Sandford 132kV | Bristol International Airport | Primary Substation | 11 | Best View | Headroom (MW) | 20.862 | 20.3809 | 20.0217 | 18.4703 | 7.8331 | 3.2134 | 0 | 0 | 0 | 0 | 0 | 0 | 0 | 0 | 0 | 0 | 0
Sandford 132kV | Bristol International Airport | Primary Substation | 11 | Consumer Transformation | Headroom (MW) | 20.862 | 20.4018 | 20.052 | 18.5235 | 8.0713 | 2.9364 | 0 | 0 | 0 | 0 | 0 | 0 | 0 | 0 | 0 | 0 | 0
Sandford 132kV | Bristol International Airport | Primary Substation | 11 | Falling Short | Headroom (MW) | 20.862 | 20.599 | 20.4842 | 20.3572 | 18.6489 | 17.8691 | 16.9333 | 15.7426 | 13.7292 | 10.8988 | 7.1967 | 3.3196 | 0 | 0 | 0 | 0 | 0
Sandford 132kV | Bristol International Airport | Primary Substation | 11 | Leading the Way | Headroom (MW) | 20.862 | 20.3926 | 20.0378 | 18.448 | 7.5565 | 1.947 | 0 | 0 | 0 | 0 | 0 | 0 | 0 | 0 | 0 | 0 | 0
Sandford 132kV | Bristol International Airport | Primary Substation | 11 | System Transformation | Headroom (MW) | 20.862 | 20.5411 | 20.3437 | 20.0432 | 15.4112 | 12.9479 | 10.1938 | 6.8314 | 1.8503 | 0 | 0 | 0 | 0 | 0 | 0 | 0 | 0
Iron Acton 132kV | Broadweir Primary | Primary Substation | 11 | Best View | Headroom (MW) | 11.3211 | 11.2653 | 11.2086 | 11.128 | 11.0575 | 10.9969 | 11.0073 | 11.0277 | 11.0046 | 10.9872 | 10.9765 | 10.9692 | 10.9659 | 10.9465 | 0 | 0 | 0
Iron Acton 132kV | Broadweir Primary | Primary Substation | 11 | Consumer Transformation | Headroom (MW) | 11.3211 | 11.2657 | 11.2152 | 11.14 | 11.0704 | 11.0088 | 11.0234 | 11.0358 | 11.0156 | 10.9991 | 10.9864 | 10.9622 | 10.9607 | 10.9643 | 0 | 0 | 0
Iron Acton 132kV | Broadweir Primary | Primary Substation | 11 | Falling Short | Headroom (MW) | 11.3211 | 11.2725 | 11.2302 | 11.1889 | 11.1456 | 11.1089 | 11.1238 | 11.1299 | 11.1203 | 11.1097 | 11.1027 | 11.1037 | 11.1045 | 11.1123 | 11.1919 | 11.2627 | 11.1536
Iron Acton 132kV | Broadweir Primary | Primary Substation | 11 | Leading the Way | Headroom (MW) | 11.3211 | 11.2653 | 11.2086 | 11.128 | 11.0575 | 10.9969 | 11.0073 | 11.0277 | 11.0046 | 10.9872 | 10.9765 | 10.9692 | 10.9659 | 10.9465 | 0 | 0 | 0
Iron Acton 132kV | Broadweir Primary | Primary Substation | 11 | System Transformation | Headroom (MW) | 11.3211 | 11.2706 | 11.2245 | 11.1739 | 11.1248 | 11.0749 | 11.0923 | 11.1127 | 11.079 | 11.0541 | 11.0409 | 11.0331 | 11.0331 | 11.0395 | 11.0489 | 10.8443 | 10.4614
Abham / Exeter / Landulph 132kV | Buckfastleigh | Primary Substation | 11 | Best View | Headroom (MW) | 0 | 0 | 0 | 0 | 0 | 0 | 0 | 0 | 0 | 0 | 0 | 0 | 0 | 0 | 0 | 0 | 0
Abham / Exeter / Landulph 132kV | Buckfastleigh | Primary Substation | 11 | Consumer Transformation | Headroom (MW) | 0 | 0 | 0 | 0 | 0 | 0 | 0 | 0 | 0 | 0 | 0 | 0 | 0 | 0 | 0 | 0 | 0
Abham / Exeter / Landulph 132kV | Buckfastleigh | Primary Substation | 11 | Falling Short | Headroom (MW) | 0 | 0 | 0 | 0 | 0 | 0 | 0 | 0 | 0 | 0 | 0 | 0 | 0 | 0 | 0 | 0 | 0
Abham / Exeter / Landulph 132kV | Buckfastleigh | Primary Substation | 11 | Leading the Way | Headroom (MW) | 0 | 0 | 0 | 0 | 0 | 0 | 0 | 0 | 0 | 0 | 0 | 0 | 0 | 0 | 0 | 0 | 0
Abham / Exeter / Landulph 132kV | Buckfastleigh | Primary Substation | 11 | System Transformation | Headroom (MW) | 0 | 0 | 0 | 0 | 0 | 0 | 0 | 0 | 0 | 0 | 0 | 0 | 0 | 0 | 0 | 0 | 0
Abham / Exeter / Landulph 132kV | Buckwell Street | Primary Substation | 11 | Best View | Headroom (MW) | 11.6365 | 11.5872 | 11.52 | 11.3891 | 11.2446 | 11.13 | 11.017 | 10.9033 | 10.7952 | 10.6871 | 10.5914 | 10.4931 | 10.4099 | 10.3417 | 9.9739 | 8.1914 | 7.7948
Abham / Exeter / Landulph 132kV | Buckwell Street | Primary Substation | 11 | Consumer Transformation | Headroom (MW) | 11.6365 | 11.5871 | 11.5209 | 11.3893 | 11.2409 | 11.1197 | 10.9951 | 10.8683 | 10.7527 | 10.6398 | 10.5397 | 10.4289 | 10.3339 | 10.2462 | 9.8806 | 0 | 0
Abham / Exeter / Landulph 132kV | Buckwell Street | Primary Substation | 11 | Falling Short | Headroom (MW) | 11.6365 | 11.595 | 11.5571 | 11.5077 | 11.4761 | 11.4425 | 11.4015 | 11.3629 | 11.3258 | 11.2889 | 11.2544 | 11.2213 | 11.1914 | 11.1643 | 11.0662 | 10.9752 | 10.8071
Abham / Exeter / Landulph 132kV | Buckwell Street | Primary Substation | 11 | Leading the Way | Headroom (MW) | 11.6365 | 11.5866 | 11.5189 | 11.3834 | 11.2327 | 11.1114 | 10.9862 | 10.8637 | 10.7365 | 10.6092 | 10.5026 | 10.4004 | 10.3095 | 10.2335 | 8.1522 | 0 | 0
Abham / Exeter / Landulph 132kV | Buckwell Street | Primary Substation | 11 | System Transformation | Headroom (MW) | 11.6365 | 11.5939 | 11.5482 | 11.4824 | 11.4022 | 11.3285 | 11.2474 | 11.1684 | 11.0934 | 11.0214 | 10.9561 | 10.8944 | 10.8333 | 10.7807 | 10.5361 | 10.147 | 9.8379
Abham / Exeter / Landulph 132kV | Budleigh Salterton | Primary Substation | 11 | Best View | Headroom (MW) | 7.4701 | 7.4401 | 7.4018 | 7.3236 | 7.2567 | 7.2036 | 7.1679 | 7.1521 | 6.4606 | 5.6075 | 4.8241 | 4.0439 | 3.0479 | 2.1869 | 0 | 0 | 0
Abham / Exeter / Landulph 132kV | Budleigh Salterton | Primary Substation | 11 | Consumer Transformation | Headroom (MW) | 7.4701 | 7.4407 | 7.4053 | 7.3206 | 7.2469 | 7.1906 | 7.1582 | 6.365 | 4.9049 | 3.6866 | 2.4813 | 1.0359 | 0 | 0 | 0 | 0 | 0
Abham / Exeter / Landulph 132kV | Budleigh Salterton | Primary Substation | 11 | Falling Short | Headroom (MW) | 7.4701 | 7.4606 | 7.4522 | 7.4428 | 7.4299 | 7.4196 | 7.4079 | 7.3953 | 7.3823 | 7.3726 | 7.3645 | 7.3592 | 7.3564 | 7.3556 | 7.3792 | 7.3851 | 7.3048
Abham / Exeter / Landulph 132kV | Budleigh Salterton | Primary Substation | 11 | Leading the Way | Headroom (MW) | 7.4701 | 7.4401 | 7.402 | 7.31 | 7.2365 | 7.1812 | 7.1536 | 5.9238 | 4.3111 | 2.797 | 1.2018 | 0 | 0 | 0 | 0 | 0 | 0
Abham / Exeter / Landulph 132kV | Budleigh Salterton | Primary Substation | 11 | System Transformation | Headroom (MW) | 7.4701 | 7.453 | 7.4341 | 7.402 | 7.3649 | 7.3249 | 7.2891 | 7.2569 | 7.2283 | 7.2063 | 7.1889 | 7.1762 | 7.1678 | 7.0531 | 4.062 | 0 | 0
Alverdiscott / Indian Queens 132kV | Bugle | Primary Substation | 11 | Best View | Headroom (MW) | 5.1661 | 4.2785 | 3.4913 | 1.9731 | 0.5572 | 0 | 0 | 0 | 0 | 0 | 0 | 0 | 0 | 0 | 0 | 0 | 0
Alverdiscott / Indian Queens 132kV | Bugle | Primary Substation | 11 | Consumer Transformation | Headroom (MW) | 5.1661 | 4.1171 | 3.3123 | 0 | 0 | 0 | 0 | 0 | 0 | 0 | 0 | 0 | 0 | 0 | 0 | 0 | 0
Alverdiscott / Indian Queens 132kV | Bugle | Primary Substation | 11 | Falling Short | Headroom (MW) | 5.1661 | 4.6651 | 4.3565 | 4.0411 | 3.7514 | 3.5172 | 2.9751 | 1.8543 | 0 | 0 | 0 | 0 | 0 | 0 | 0 | 0 | 0
Alverdiscott / Indian Queens 132kV | Bugle | Primary Substation | 11 | Leading the Way | Headroom (MW) | 5.1661 | 4.1232 | 0 | 0 | 0 | 0 | 0 | 0 | 0 | 0 | 0 | 0 | 0 | 0 | 0 | 0 | 0
Alverdiscott / Indian Queens 132kV | Bugle | Primary Substation | 11 | System Transformation | Headroom (MW) | 5.1661 | 4.4058 | 4.0403 | 3.2343 | 0 | 0 | 0 | 0 | 0 | 0 | 0 | 0 | 0 | 0 | 0 | 0 | 0
Abham / Exeter / Landulph 132kV | Burlescombe | Primary Substation | 11 | Best View | Headroom (MW) | 2.4925 | 2.2761 | 2.1429 | 1.8712 | 1.6012 | 0 | 0 | 0 | 0 | 0 | 0 | 0 | 0 | 0 | 0 | 0 | 0
Abham / Exeter / Landulph 132kV | Burlescombe | Primary Substation | 11 | Consumer Transformation | Headroom (MW) | 2.4925 | 2.2738 | 0 | 0 | 0 | 0 | 0 | 0 | 0 | 0 | 0 | 0 | 0 | 0 | 0 | 0 | 0
Abham / Exeter / Landulph 132kV | Burlescombe | Primary Substation | 11 | Falling Short | Headroom (MW) | 2.4925 | 2.3362 | 2.299 | 2.2613 | 2.2085 | 0 | 0 | 0 | 0 | 0 | 0 | 0 | 0 | 0 | 0 | 0 | 0
Abham / Exeter / Landulph 132kV | Burlescombe | Primary Substation | 11 | Leading the Way | Headroom (MW) | 2.4925 | 2.2736 | 0 | 0 | 0 | 0 | 0 | 0 | 0 | 0 | 0 | 0 | 0 | 0 | 0 | 0 | 0
Abham / Exeter / Landulph 132kV | Burlescombe | Primary Substation | 11 | System Transformation | Headroom (MW) | 2.4925 | 2.3128 | 2.2161 | 0 | 0 | 0 | 0 | 0 | 0 | 0 | 0 | 0 | 0 | 0 | 0 | 0 | 0
Bridgwater / Taunton 132kV | Burnham | Primary Substation | 11 | Best View | Headroom (MW) | 0 | 0 | 0 | 0 | 0 | 0 | 0 | 0 | 0 | 0 | 0 | 0 | 0 | 0 | 0 | 0 | 0
Bridgwater / Taunton 132kV | Burnham | Primary Substation | 11 | Consumer Transformation | Headroom (MW) | 0 | 0 | 0 | 0 | 0 | 0 | 0 | 0 | 0 | 0 | 0 | 0 | 0 | 0 | 0 | 0 | 0
Bridgwater / Taunton 132kV | Burnham | Primary Substation | 11 | Falling Short | Headroom (MW) | 0 | 0 | 0 | 0 | 0 | 0 | 0 | 0 | 0 | 0 | 0 | 0 | 0 | 0 | 0 | 0 | 0
Bridgwater / Taunton 132kV | Burnham | Primary Substation | 11 | Leading the Way | Headroom (MW) | 0 | 0 | 0 | 0 | 0 | 0 | 0 | 0 | 0 | 0 | 0 | 0 | 0 | 0 | 0 | 0 | 0
Bridgwater / Taunton 132kV | Burnham | Primary Substation | 11 | System Transformation | Headroom (MW) | 0 | 0 | 0 | 0 | 0 | 0 | 0 | 0 | 0 | 0 | 0 | 0 | 0 | 0 | 0 | 0 | 0
Seabank 132kV | Cairns Road | Primary Substation | 11 | Best View | Headroom (MW) | 0 | 0 | 0 | 0 | 0 | 0 | 0 | 0 | 0 | 0 | 0 | 0 | 0 | 0 | 0 | 0 | 0
Seabank 132kV | Cairns Road | Primary Substation | 11 | Consumer Transformation | Headroom (MW) | 0 | 0 | 0 | 0 | 0 | 0 | 0 | 0 | 0 | 0 | 0 | 0 | 0 | 0 | 0 | 0 | 0
Seabank 132kV | Cairns Road | Primary Substation | 11 | Falling Short | Headroom (MW) | 0 | 0 | 0 | 0 | 0 | 0 | 0 | 0 | 0 | 0 | 0 | 0 | 0 | 0 | 0 | 0 | 0
Seabank 132kV | Cairns Road | Primary Substation | 11 | Leading the Way | Headroom (MW) | 0 | 0 | 0 | 0 | 0 | 0 | 0 | 0 | 0 | 0 | 0 | 0 | 0 | 0 | 0 | 0 | 0
Seabank 132kV | Cairns Road | Primary Substation | 11 | System Transformation | Headroom (MW) | 0 | 0 | 0 | 0 | 0 | 0 | 0 | 0 | 0 | 0 | 0 | 0 | 0 | 0 | 0 | 0 | 0
Abham / Exeter / Landulph 132kV | Callington | Primary Substation | 11 | Best View | Headroom (MW) | 0 | 0 | 0 | 0 | 0 | 0 | 0 | 0 | 0 | 0 | 0 | 0 | 0 | 0 | 0 | 0 | 0
Abham / Exeter / Landulph 132kV | Callington | Primary Substation | 11 | Consumer Transformation | Headroom (MW) | 0 | 0 | 0 | 0 | 0 | 0 | 0 | 0 | 0 | 0 | 0 | 0 | 0 | 0 | 0 | 0 | 0
Abham / Exeter / Landulph 132kV | Callington | Primary Substation | 11 | Falling Short | Headroom (MW) | 0 | 0 | 0 | 0 | 0 | 0 | 0 | 0 | 0 | 0 | 0 | 0 | 0 | 0 | 0 | 0 | 0
Abham / Exeter / Landulph 132kV | Callington | Primary Substation | 11 | Leading the Way | Headroom (MW) | 0 | 0 | 0 | 0 | 0 | 0 | 0 | 0 | 0 | 0 | 0 | 0 | 0 | 0 | 0 | 0 | 0
Abham / Exeter / Landulph 132kV | Callington | Primary Substation | 11 | System Transformation | Headroom (MW) | 0 | 0 | 0 | 0 | 0 | 0 | 0 | 0 | 0 | 0 | 0 | 0 | 0 | 0 | 0 | 0 | 0
Alverdiscott / Indian Queens 132kV | Callywith | Primary Substation | 11 | Best View | Headroom (MW) | 0.11967 | 0 | 0 | 0 | 0 | 0 | 0 | 0 | 0 | 0 | 0 | 0 | 0 | 0 | 0 | 0 | 0
Alverdiscott / Indian Queens 132kV | Callywith | Primary Substation | 11 | Consumer Transformation | Headroom (MW) | 0.11967 | 0 | 0 | 0 | 0 | 0 | 0 | 0 | 0 | 0 | 0 | 0 | 0 | 0 | 0 | 0 | 0
Alverdiscott / Indian Queens 132kV | Callywith | Primary Substation | 11 | Falling Short | Headroom (MW) | 0.11967 | 0 | 0 | 0 | 0 | 0 | 0 | 0 | 0 | 0 | 0 | 0 | 0 | 0 | 0 | 0 | 0
Alverdiscott / Indian Queens 132kV | Callywith | Primary Substation | 11 | Leading the Way | Headroom (MW) | 0.11967 | 0 | 0 | 0 | 0 | 0 | 0 | 0 | 0 | 0 | 0 | 0 | 0 | 0 | 0 | 0 | 0
Alverdiscott / Indian Queens 132kV | Callywith | Primary Substation | 11 | System Transformation | Headroom (MW) | 0.11967 | 0 | 0 | 0 | 0 | 0 | 0 | 0 | 0 | 0 | 0 | 0 | 0 | 0 | 0 | 0 | 0
Alverdiscott / Indian Queens 132kV | Camborne Bsp | Bulk Supply Point | 33 | Best View | Headroom (MW) | 28.4406 | 27.9783 | 26.6725 | 25.6638 | 24.6494 | 23.6893 | 22.713 | 21.5405 | 20.1026 | 18.1859 | 15.9281 | 13.5982 | 10.7719 | 8.5491 | 0.99439 | 0 | 0
Alverdiscott / Indian Queens 132kV | Camborne Bsp | Bulk Supply Point | 33 | Consumer Transformation | Headroom (MW) | 28.4406 | 27.1868 | 26.5419 | 25.1139 | 23.6808 | 21.8422 | 19.8062 | 17.2721 | 14.0651 | 10.2567 | 5.9622 | 1.3953 | 0 | 0 | 0 | 0 | 0
Alverdiscott / Indian Queens 132kV | Camborne Bsp | Bulk Supply Point | 33 | Falling Short | Headroom (MW) | 28.4406 | 28.2121 | 27.2423 | 27.0127 | 26.7602 | 26.4904 | 26.1308 | 25.5311 | 24.6005 | 23.1947 | 21.4141 | 19.5446 | 17.2298 | 15.6183 | 12.7896 | 8.942 | 4.2731
Alverdiscott / Indian Queens 132kV | Camborne Bsp | Bulk Supply Point | 33 | Leading the Way | Headroom (MW) | 28.4406 | 27.1885 | 26.5351 | 25.0312 | 23.5823 | 21.5941 | 19.275 | 16.2762 | 12.4659 | 7.734 | 2.3047 | 0 | 0 | 0 | 0 | 0 | 0
Alverdiscott / Indian Queens 132kV | Camborne Bsp | Bulk Supply Point | 33 | System Transformation | Headroom (MW) | 28.4406 | 27.3726 | 27.022 | 26.4641 | 25.807 | 25.012 | 24.0757 | 22.6619 | 20.4913 | 17.752 | 14.6494 | 11.6355 | 8.0431 | 5.5383 | 0 | 0 | 0
Alverdiscott / Indian Queens 132kV | Camborne Carn Brea | Primary Substation | 11 | Best View | Headroom (MW) | 19.0762 | 18.9261 | 18.7843 | 18.5375 | 18.3772 | 17.5455 | 17.3487 | 17.0458 | 16.6539 | 16.1204 | 15.4875 | 13.59 | 10.7654 | 8.544 | 0.9938 | 0 | 0
Alverdiscott / Indian Queens 132kV | Camborne Carn Brea | Primary Substation | 11 | Consumer Transformation | Headroom (MW) | 19.0762 | 18.9212 | 18.7473 | 18.4262 | 17.5335 | 17.1212 | 16.5613 | 15.8506 | 14.0567 | 10.2505 | 5.9586 | 1.3944 | 0 | 0 | 0 | 0 | 0
Alverdiscott / Indian Queens 132kV | Camborne Carn Brea | Primary Substation | 11 | Falling Short | Headroom (MW) | 19.0762 | 18.9975 | 18.9405 | 18.8739 | 18.7988 | 18.7134 | 18.6117 | 18.4733 | 18.3544 | 17.4776 | 17.0687 | 16.5808 | 15.9628 | 15.5183 | 12.782 | 8.9366 | 4.2705
Alverdiscott / Indian Queens 132kV | Camborne Carn Brea | Primary Substation | 11 | Leading the Way | Headroom (MW) | 19.0762 | 18.9201 | 18.7458 | 18.4155 | 17.5189 | 17.0556 | 16.4123 | 15.575 | 12.4584 | 7.7293 | 2.3033 | 0 | 0 | 0 | 0 | 0 | 0
Alverdiscott / Indian Queens 132kV | Camborne Carn Brea | Primary Substation | 11 | System Transformation | Headroom (MW) | 19.0762 | 18.9703 | 18.8731 | 18.7198 | 18.5555 | 18.3995 | 17.5834 | 17.3373 | 16.7829 | 16.0361 | 14.6406 | 11.6286 | 8.0383 | 5.535 | 0 | 0 | 0
Alverdiscott / Indian Queens 132kV | Camborne Holmans | Primary Substation | 11 | Best View | Headroom (MW) | 21.2549 | 21.1282 | 21.0007 | 20.7703 | 20.5438 | 20.3219 | 20.1124 | 19.8872 | 19.6374 | 17.9666 | 15.736 | 13.4342 | 10.642 | 8.4461 | 0.9824 | 0 | 0
Alverdiscott / Indian Queens 132kV | Camborne Holmans | Primary Substation | 11 | Consumer Transformation | Headroom (MW) | 21.2549 | 21.1262 | 20.9793 | 20.6641 | 20.3544 | 19.9836 | 19.5674 | 17.0639 | 13.8955 | 10.133 | 5.8903 | 1.3784 | 0 | 0 | 0 | 0 | 0
Alverdiscott / Indian Queens 132kV | Camborne Holmans | Primary Substation | 11 | Falling Short | Headroom (MW) | 21.2549 | 21.184 | 21.1309 | 21.0723 | 21.0094 | 20.935 | 20.8458 | 20.7161 | 20.5156 | 20.2307 | 19.8956 | 19.309 | 17.0221 | 15.43 | 12.6354 | 8.8342 | 4.2216
Alverdiscott / Indian Queens 132kV | Camborne Holmans | Primary Substation | 11 | Leading the Way | Headroom (MW) | 21.2549 | 21.1245 | 20.9736 | 20.6405 | 20.3307 | 19.9298 | 19.0426 | 16.0799 | 12.3156 | 7.6407 | 2.2769 | 0 | 0 | 0 | 0 | 0 | 0
Alverdiscott / Indian Queens 132kV | Camborne Holmans | Primary Substation | 11 | System Transformation | Headroom (MW) | 21.2549 | 21.1694 | 21.0862 | 20.9569 | 20.8061 | 20.6214 | 20.4142 | 20.1273 | 19.7401 | 17.538 | 14.4728 | 11.4953 | 7.9461 | 5.4715 | 0 | 0 | 0
Alverdiscott / Indian Queens 132kV | Camborne Treswithian | Primary Substation | 11 | Best View | Headroom (MW) | 6.0467 | 5.962 | 5.8152 | 5.6585 | 5.5015 | 5.3411 | 5.1807 | 4.8929 | 4.6553 | 4.2576 | 3.7671 | 3.2521 | 2.6118 | 2.0982 | 0.71701 | 0 | 0
Alverdiscott / Indian Queens 132kV | Camborne Treswithian | Primary Substation | 11 | Consumer Transformation | Headroom (MW) | 6.0467 | 5.8954 | 5.8046 | 5.5988 | 5.3954 | 5.1005 | 4.674 | 4.1931 | 3.5333 | 2.7171 | 1.7883 | 0.82236 | 0 | 0 | 0 | 0 | 0
Alverdiscott / Indian Queens 132kV | Camborne Treswithian | Primary Substation | 11 | Falling Short | Headroom (MW) | 6.0467 | 6.0059 | 5.9158 | 5.89 | 5.8565 | 5.8106 | 5.7485 | 5.6338 | 5.4359 | 5.1336 | 4.6824 | 4.2493 | 3.6979 | 3.3171 | 2.6765 | 1.8419 | 0.87597
Alverdiscott / Indian Queens 132kV | Camborne Treswithian | Primary Substation | 11 | Leading the Way | Headroom (MW) | 6.0467 | 5.895 | 5.8038 | 5.5883 | 5.3839 | 5.0763 | 4.5679 | 3.9673 | 3.1702 | 2.1509 | 0.95918 | 0 | 0 | 0 | 0 | 0 | 0
Alverdiscott / Indian Queens 132kV | Camborne Treswithian | Primary Substation | 11 | System Transformation | Headroom (MW) | 6.0467 | 5.9264 | 5.8798 | 5.8044 | 5.714 | 5.5876 | 5.4271 | 5.1629 | 4.6646 | 4.06 | 3.3563 | 2.6678 | 1.836 | 1.2629 | 0 | 0 | 0
Axminster 132kV | Chard | Primary Substation | 11 | Best View | Headroom (MW) | 1.2772 | 1.1236 | 0.96285 | 0.61127 | 0.26872 | 0 | 0 | 0 | 0 | 0 | 0 | 0 | 0 | 0 | 0 | 0 | 0
Axminster 132kV | Chard | Primary Substation | 11 | Consumer Transformation | Headroom (MW) | 1.2772 | 1.1261 | 0.97064 | 0.58286 | 0.17583 | 0 | 0 | 0 | 0 | 0 | 0 | 0 | 0 | 0 | 0 | 0 | 0
Axminster 132kV | Chard | Primary Substation | 11 | Falling Short | Headroom (MW) | 1.2772 | 1.185 | 1.1514 | 1.1185 | 1.0894 | 1.0669 | 1.0482 | 1.017 | 0.98841 | 0.97215 | 0.9406 | 0.91581 | 0.89874 | 0.88239 | 0.76664 | 0.57853 | 0.092774
Axminster 132kV | Chard | Primary Substation | 11 | Leading the Way | Headroom (MW) | 1.2772 | 1.1279 | 0.96539 | 0.55299 | 0.13325 | 0 | 0 | 0 | 0 | 0 | 0 | 0 | 0 | 0 | 0 | 0 | 0
Axminster 132kV | Chard | Primary Substation | 11 | System Transformation | Headroom (MW) | 1.2772 | 1.1827 | 1.1241 | 0.99876 | 0.8467 | 0.66551 | 0.50031 | 0.3505 | 0.21625 | 0.10449 | 0 | 0 | 0 | 0 | 0 | 0 | 0
Sandford 132kV | Cheddar | Primary Substation | 11 | Best View | Headroom (MW) | 5.7463 | 5.6264 | 5.4976 | 4.4447 | 4.0664 | 3.2505 | 0 | 0 | 0 | 0 | 0 | 0 | 0 | 0 | 0 | 0 | 0
Sandford 132kV | Cheddar | Primary Substation | 11 | Consumer Transformation | Headroom (MW) | 5.7463 | 5.6294 | 5.5018 | 4.452 | 4.0731 | 2.9703 | 0 | 0 | 0 | 0 | 0 | 0 | 0 | 0 | 0 | 0 | 0
Sandford 132kV | Cheddar | Primary Substation | 11 | Falling Short | Headroom (MW) | 5.7463 | 5.7045 | 5.6701 | 5.657 | 5.606 | 5.5547 | 5.505 | 5.461 | 5.4237 | 5.3988 | 4.5958 | 3.3579 | 0 | 0 | 0 | 0 | 0
Sandford 132kV | Cheddar | Primary Substation | 11 | Leading the Way | Headroom (MW) | 5.7463 | 5.6261 | 5.4974 | 4.4298 | 4.0369 | 1.9695 | 0 | 0 | 0 | 0 | 0 | 0 | 0 | 0 | 0 | 0 | 0
Sandford 132kV | Cheddar | Primary Substation | 11 | System Transformation | Headroom (MW) | 5.7463 | 5.6753 | 5.5977 | 5.5076 | 5.4395 | 4.4997 | 4.3607 | 4.1808 | 1.8717 | 0 | 0 | 0 | 0 | 0 | 0 | 0 | 0
Sandford 132kV | Chew Stoke | Primary Substation | 11 | Best View | Headroom (MW) | 5.8109 | 5.7695 | 5.706 | 5.5292 | 5.3482 | 3.2479 | 0 | 0 | 0 | 0 | 0 | 0 | 0 | 0 | 0 | 0 | 0
Sandford 132kV | Chew Stoke | Primary Substation | 11 | Consumer Transformation | Headroom (MW) | 5.8109 | 5.7715 | 5.711 | 5.5389 | 5.3555 | 2.9679 | 0 | 0 | 0 | 0 | 0 | 0 | 0 | 0 | 0 | 0 | 0
Sandford 132kV | Chew Stoke | Primary Substation | 11 | Falling Short | Headroom (MW) | 5.8109 | 5.8014 | 5.7915 | 5.781 | 5.762 | 5.7415 | 5.7167 | 5.6847 | 5.6536 | 5.6659 | 5.6476 | 3.3552 | 0 | 0 | 0 | 0 | 0
Sandford 132kV | Chew Stoke | Primary Substation | 11 | Leading the Way | Headroom (MW) | 5.8109 | 5.7704 | 5.7077 | 5.5225 | 5.3367 | 1.9679 | 0 | 0 | 0 | 0 | 0 | 0 | 0 | 0 | 0 | 0 | 0
Sandford 132kV | Chew Stoke | Primary Substation | 11 | System Transformation | Headroom (MW) | 5.8109 | 5.7913 | 5.7644 | 5.7101 | 5.6416 | 5.5565 | 5.4709 | 5.3808 | 1.8702 | 0 | 0 | 0 | 0 | 0 | 0 | 0 | 0
Seabank 132kV | Chewton Mendip | Primary Substation | 11 | Best View | Headroom (MW) | 5.2575 | 5.2344 | 5.2015 | 5.1599 | 4.8209 | 0 | 0 | 0 | 0 | 0 | 0 | 0 | 0 | 0 | 0 | 0 | 0
Seabank 132kV | Chewton Mendip | Primary Substation | 11 | Consumer Transformation | Headroom (MW) | 5.2575 | 5.2354 | 5.2034 | 5.1604 | 4.8219 | 4.6481 | 4.3514 | 3.8855 | 3.1351 | 2.1426 | 0.9837 | 0 | 0 | 0 | 0 | 0 | 0
Seabank 132kV | Chewton Mendip | Primary Substation | 11 | Falling Short | Headroom (MW) | 5.2575 | 5.2422 | 5.2305 | 5.2195 | 5.2065 | 0 | 0 | 0 | 0 | 0 | 0 | 0 | 0 | 0 | 0 | 0 | 0
Seabank 132kV | Chewton Mendip | Primary Substation | 11 | Leading the Way | Headroom (MW) | 5.2575 | 5.2379 | 5.2052 | 5.1605 | 4.8218 | 4.6033 | 4.2105 | 3.5667 | 2.6225 | 1.3447 | 0 | 0 | 0 | 0 | 0 | 0 | 0
Seabank 132kV | Chewton Mendip | Primary Substation | 11 | System Transformation | Headroom (MW) | 5.2575 | 5.2473 | 5.2279 | 5.2015 | 5.1773 | 4.838 | 4.784 | 4.5325 | 3.9881 | 3.2145 | 2.2942 | 1.3847 | 0.26368 | 0 | 0 | 0 | 0
Abham / Exeter / Landulph 132kV | Chudleigh Knighton | Primary Substation | 11 | Best View | Headroom (MW) | 7.6599 | 7.6143 | 7.5355 | 7.3977 | 7.2479 | 7.0759 | 6.9024 | 6.7267 | 6.4184 | 5.9757 | 5.3899 | 4.7762 | 4.0023 | 3.4256 | 0 | 0 | 0
Abham / Exeter / Landulph 132kV | Chudleigh Knighton | Primary Substation | 11 | Consumer Transformation | Headroom (MW) | 7.6599 | 7.5683 | 7.1224 | 6.8021 | 6.4814 | 6.0266 | 5.515 | 4.893 | 3.9264 | 2.7006 | 1.2788 | 0 | 0 | 0 | 0 | 0 | 0
Abham / Exeter / Landulph 132kV | Chudleigh Knighton | Primary Substation | 11 | Falling Short | Headroom (MW) | 7.6599 | 7.6324 | 7.5962 | 7.5623 | 7.5195 | 7.4571 | 7.3749 | 7.2564 | 7.003 | 6.6119 | 6.0864 | 5.5272 | 4.8089 | 4.3035 | 5.8848 | 6.2332 | 4.7515
Abham / Exeter / Landulph 132kV | Chudleigh Knighton | Primary Substation | 11 | Leading the Way | Headroom (MW) | 7.6599 | 7.5663 | 7.1151 | 6.7742 | 6.4467 | 5.9352 | 5.3332 | 4.5815 | 3.4472 | 1.9007 | 0 | 0 | 0 | 0 | 0 | 0 | 0
Abham / Exeter / Landulph 132kV | Chudleigh Knighton | Primary Substation | 11 | System Transformation | Headroom (MW) | 7.6599 | 7.6149 | 7.2394 | 7.126 | 6.988 | 6.7912 | 6.5501 | 6.208 | 5.5375 | 4.6248 | 3.5332 | 2.4671 | 1.1741 | 0.25539 | 0 | 0 | 0
Sandford 132kV | Churchill Bsp 132kv | Bulk Supply Point | 33 | Best View | Headroom (MW) | 36.4456 | 33.8165 | 31.7508 | 27.1833 | 8.1419 | 3.3136 | 0 | 0 | 0 | 0 | 0 | 0 | 0 | 0 | 0 | 0 | 0
Sandford 132kV | Churchill Bsp 132kv | Bulk Supply Point | 33 | Consumer Transformation | Headroom (MW) | 36.4456 | 33.913 | 31.9641 | 27.4465 | 8.3897 | 3.0283 | 0 | 0 | 0 | 0 | 0 | 0 | 0 | 0 | 0 | 0 | 0
Sandford 132kV | Churchill Bsp 132kv | Bulk Supply Point | 33 | Falling Short | Headroom (MW) | 36.4456 | 35.6435 | 34.3416 | 33.7806 | 19.0624 | 18.2921 | 17.3721 | 16.2233 | 14.2671 | 11.314 | 7.4576 | 3.4341 | 0 | 0 | 0 | 0 | 0
Sandford 132kV | Churchill Bsp 132kv | Bulk Supply Point | 33 | Leading the Way | Headroom (MW) | 36.4456 | 33.87 | 31.8548 | 27.0243 | 7.8526 | 2.0015 | 0 | 0 | 0 | 0 | 0 | 0 | 0 | 0 | 0 | 0 | 0
Sandford 132kV | Churchill Bsp 132kv | Bulk Supply Point | 33 | System Transformation | Headroom (MW) | 36.4456 | 34.5846 | 33.6235 | 31.9849 | 15.932 | 13.4783 | 10.5808 | 7.0786 | 1.9093 | 0 | 0 | 0 | 0 | 0 | 0 | 0 | 0
Sandford 132kV | Churchill Gate 33/11 | Primary Substation | 11 | Best View | Headroom (MW) | 8.129 | 8.0723 | 8.0015 | 7.8779 | 7.8028 | 3.2538 | 0 | 0 | 0 | 0 | 0 | 0 | 0 | 0 | 0 | 0 | 0
Sandford 132kV | Churchill Gate 33/11 | Primary Substation | 11 | Consumer Transformation | Headroom (MW) | 8.129 | 8.0746 | 8.0055 | 7.8807 | 7.8025 | 2.9733 | 0 | 0 | 0 | 0 | 0 | 0 | 0 | 0 | 0 | 0 | 0
Sandford 132kV | Churchill Gate 33/11 | Primary Substation | 11 | Falling Short | Headroom (MW) | 8.129 | 8.0987 | 8.0702 | 8.0347 | 8.0068 | 7.9711 | 7.9234 | 7.8543 | 7.7731 | 7.1573 | 6.8871 | 3.3613 | 0 | 0 | 0 | 0 | 0
Sandford 132kV | Churchill Gate 33/11 | Primary Substation | 11 | Leading the Way | Headroom (MW) | 8.129 | 8.0723 | 8.0013 | 7.8695 | 7.6515 | 1.9715 | 0 | 0 | 0 | 0 | 0 | 0 | 0 | 0 | 0 | 0 | 0
Sandford 132kV | Churchill Gate 33/11 | Primary Substation | 11 | System Transformation | Headroom (MW) | 8.129 | 8.092 | 8.05 | 7.9885 | 7.9285 | 7.8554 | 7.7894 | 6.9174 | 1.8736 | 0 | 0 | 0 | 0 | 0 | 0 | 0 | 0
Abham / Exeter / Landulph 132kV | Churston | Primary Substation | 11 | Best View | Headroom (MW) | 11.7023 | 11.2639 | 10.492 | 8.2796 | 6.0486 | 3.6988 | 1.2912 | 0 | 0 | 0 | 0 | 0 | 0 | 0 | 0 | 0 | 0
Abham / Exeter / Landulph 132kV | Churston | Primary Substation | 11 | Consumer Transformation | Headroom (MW) | 11.7023 | 11.2695 | 10.5773 | 8.3725 | 5.4306 | 2.1613 | 0 | 0 | 0 | 0 | 0 | 0 | 0 | 0 | 0 | 0 | 0
Abham / Exeter / Landulph 132kV | Churston | Primary Substation | 11 | Falling Short | Headroom (MW) | 11.7023 | 11.322 | 11.2937 | 11.2573 | 11.2213 | 10.955 | 10.5285 | 10.0039 | 9.3032 | 8.4186 | 7.3921 | 6.3525 | 5.1185 | 4.2817 | 2.9842 | 1.2185 | 0
Abham / Exeter / Landulph 132kV | Churston | Primary Substation | 11 | Leading the Way | Headroom (MW) | 11.7023 | 11.2667 | 10.5033 | 8.158 | 5.1031 | 1.581 | 0 | 0 | 0 | 0 | 0 | 0 | 0 | 0 | 0 | 0 | 0
Abham / Exeter / Landulph 132kV | Churston | Primary Substation | 11 | System Transformation | Headroom (MW) | 11.7023 | 11.3098 | 11.2628 | 10.6789 | 9.461 | 7.8938 | 6.2306 | 4.5706 | 2.7017 | 0.73302 | 0 | 0 | 0 | 0 | 0 | 0 | 0
Seabank 132kV | Clevedon | Primary Substation | 11 | Best View | Headroom (MW) | 16.2385 | 15.5314 | 15.2705 | 14.6691 | 14.1145 | 13.4933 | 12.9396 | 12.3626 | 11.8128 | 10.9788 | 8.9779 | 6.9181 | 4.5239 | 2.505 | 0 | 0 | 0
Seabank 132kV | Clevedon | Primary Substation | 11 | Consumer Transformation | Headroom (MW) | 16.2385 | 15.5417 | 15.2953 | 14.707 | 14.1492 | 13.5349 | 12.9723 | 12.3221 | 10.3146 | 7.9825 | 5.4752 | 2.7629 | 0 | 0 | 0 | 0 | 0
Seabank 132kV | Clevedon | Primary Substation | 11 | Falling Short | Headroom (MW) | 16.2385 | 15.7887 | 15.6039 | 15.5395 | 15.4548 | 15.3588 | 15.2522 | 15.1101 | 14.9396 | 14.6976 | 14.4105 | 14.1313 | 13.7285 | 13.5161 | 13.3498 | 12.7937 | 9.8425
Seabank 132kV | Clevedon | Primary Substation | 11 | Leading the Way | Headroom (MW) | 16.2385 | 15.5335 | 15.272 | 14.6329 | 14.0772 | 13.3836 | 12.729 | 11.591 | 9.1332 | 6.2758 | 3.0937 | 0 | 0 | 0 | 0 | 0 | 0
Seabank 132kV | Clevedon | Primary Substation | 11 | System Transformation | Headroom (MW) | 16.2385 | 15.6239 | 15.4955 | 15.2782 | 15.023 | 14.7222 | 14.4115 | 14.0724 | 13.5868 | 13.0639 | 12.4986 | 11.1815 | 9.1157 | 7.7845 | 2.8442 | 0 | 0
Iron Acton 132kV | Clifton | Primary Substation | 11 | Best View | Headroom (MW) | 21.8994 | 21.2177 | 20.8565 | 20.3726 | 15.7844 | 15.2137 | 14.4583 | 13.6648 | 12.9019 | 12.0838 | 11.2798 | 10.5 | 9.6908 | 8.8564 | 0 | 0 | 0
Iron Acton 132kV | Clifton | Primary Substation | 11 | Consumer Transformation | Headroom (MW) | 21.8994 | 21.2276 | 20.8844 | 20.3898 | 15.8417 | 15.346 | 14.6752 | 13.8643 | 13.1348 | 12.3641 | 11.622 | 10.7644 | 9.1952 | 12.8887 | 0 | 0 | 0
Iron Acton 132kV | Clifton | Primary Substation | 11 | Falling Short | Headroom (MW) | 21.8994 | 21.6886 | 21.2617 | 21.1387 | 20.991 | 20.8516 | 20.7167 | 20.6105 | 20.4972 | 20.3937 | 20.3127 | 20.2554 | 20.2206 | 20.2122 | 27.0869 | 27.0572 | 26.0145
Iron Acton 132kV | Clifton | Primary Substation | 11 | Leading the Way | Headroom (MW) | 21.8994 | 21.2177 | 20.8565 | 20.3726 | 15.7844 | 15.2137 | 14.4583 | 13.6648 | 12.9019 | 12.0838 | 11.2798 | 10.0442 | 6.8332 | 0 | 0 | 0 | 0
Iron Acton 132kV | Clifton | Primary Substation | 11 | System Transformation | Headroom (MW) | 21.8994 | 21.3257 | 21.1084 | 20.802 | 20.5246 | 20.316 | 16.0572 | 16.0223 | 15.9005 | 15.7096 | 15.4979 | 15.2902 | 15.1082 | 22.7904 | 20.9361 | 16.4854 | 0
Alverdiscott / Indian Queens 132kV | Clovelly | Primary Substation | 11 | Best View | Headroom (MW) | 3.7346 | 3.7126 | 3.723 | 2.852 | 2.7974 | 2.6919 | 2.5615 | 2.4139 | 2.2571 | 2.0752 | 1.895 | 1.7164 | 1.5558 | 1.405 | 0 | 0 | 0
Alverdiscott / Indian Queens 132kV | Clovelly | Primary Substation | 11 | Consumer Transformation | Headroom (MW) | 3.7346 | 3.7127 | 3.725 | 2.8536 | 2.7961 | 2.6108 | 2.3658 | 2.0939 | 1.8302 | 1.5659 | 0 | 0 | 0 | 0 | 0 | 0 | 0
Alverdiscott / Indian Queens 132kV | Clovelly | Primary Substation | 11 | Falling Short | Headroom (MW) | 3.7346 | 3.7167 | 3.7377 | 3.7284 | 3.7181 | 3.7075 | 3.6978 | 3.689 | 3.6819 | 2.8801 | 2.8776 | 2.8693 | 2.861 | 2.8483 | 2.7789 | 0 | 0
Alverdiscott / Indian Queens 132kV | Clovelly | Primary Substation | 11 | Leading the Way | Headroom (MW) | 3.7346 | 3.7128 | 3.7223 | 2.852 | 2.7925 | 2.6274 | 2.4151 | 2.195 | 1.9615 | 0 | 0 | 0 | 0 | 0 | 0 | 0 | 0
Alverdiscott / Indian Queens 132kV | Clovelly | Primary Substation | 11 | System Transformation | Headroom (MW) | 3.7346 | 3.7153 | 3.7449 | 3.7192 | 3.7003 | 2.8627 | 2.8495 | 2.8142 | 2.753 | 2.6771 | 2.5989 | 2.5192 | 0 | 0 | 0 | 0 | 0
Abham / Exeter / Landulph 132kV | Clyst Honiton | Primary Substation | 11 | Best View | Headroom (MW) | 0 | 0 | 0 | 0 | 0 | 0 | 0 | 0 | 0 | 0 | 0 | 0 | 0 | 0 | 0 | 0 | 0
Abham / Exeter / Landulph 132kV | Clyst Honiton | Primary Substation | 11 | Consumer Transformation | Headroom (MW) | 0 | 0 | 0 | 0 | 0 | 0 | 0 | 0 | 0 | 0 | 0 | 0 | 0 | 0 | 0 | 0 | 0
Abham / Exeter / Landulph 132kV | Clyst Honiton | Primary Substation | 11 | Falling Short | Headroom (MW) | 0 | 0 | 0 | 0 | 0 | 0 | 0 | 0 | 0 | 0 | 0 | 0 | 0 | 0 | 0 | 0 | 0
Abham / Exeter / Landulph 132kV | Clyst Honiton | Primary Substation | 11 | Leading the Way | Headroom (MW) | 0 | 0 | 0 | 0 | 0 | 0 | 0 | 0 | 0 | 0 | 0 | 0 | 0 | 0 | 0 | 0 | 0
Abham / Exeter / Landulph 132kV | Clyst Honiton | Primary Substation | 11 | System Transformation | Headroom (MW) | 0 | 0 | 0 | 0 | 0 | 0 | 0 | 0 | 0 | 0 | 0 | 0 | 0 | 0 | 0 | 0 | 0
Axminster 132kV | Coker | Primary Substation | 11 | Best View | Headroom (MW) | 5.455 | 5.4185 | 5.3647 | 5.2447 | 5.1247 | 4.9893 | 4.8352 | 4.575 | 4.2082 | 3.7014 | 3.0695 | 2.3846 | 1.6395 | 1.0823 | 0 | 0 | 0
Axminster 132kV | Coker | Primary Substation | 11 | Consumer Transformation | Headroom (MW) | 5.455 | 5.4192 | 5.3664 | 5.2349 | 5.0835 | 4.8119 | 4.4748 | 3.9459 | 3.1499 | 2.1653 | 1.028 | 0 | 0 | 0 | 0 | 0 | 0
Axminster 132kV | Coker | Primary Substation | 11 | Falling Short | Headroom (MW) | 5.455 | 5.4465 | 5.4376 | 5.4243 | 5.4122 | 5.3873 | 5.3448 | 5.252 | 5.0718 | 4.7535 | 4.3157 | 3.8333 | 3.2011 | 2.7582 | 2.1128 | 1.222 | 0.29897
Axminster 132kV | Coker | Primary Substation | 11 | Leading the Way | Headroom (MW) | 5.455 | 5.4203 | 5.3673 | 5.2295 | 5.0761 | 4.7669 | 4.3452 | 3.6436 | 2.6374 | 1.37 | 0 | 0 | 0 | 0 | 0 | 0 | 0
Axminster 132kV | Coker | Primary Substation | 11 | System Transformation | Headroom (MW) | 5.455 | 5.4363 | 5.4152 | 5.3719 | 5.3177 | 5.2221 | 5.0796 | 4.7795 | 4.2348 | 3.5192 | 2.667 | 1.8098 | 0.82777 | 0.15175 | 0 | 0 | 0
Abham / Exeter / Landulph 132kV | Colley End | Primary Substation | 11 | Best View | Headroom (MW) | 12.2786 | 11.229 | 10.4513 | 8.2476 | 6.0252 | 3.6844 | 1.2862 | 0 | 0 | 0 | 0 | 0 | 0 | 0 | 0 | 0 | 0
Abham / Exeter / Landulph 132kV | Colley End | Primary Substation | 11 | Consumer Transformation | Headroom (MW) | 12.2786 | 11.2625 | 10.5364 | 8.3401 | 5.4095 | 2.1529 | 0 | 0 | 0 | 0 | 0 | 0 | 0 | 0 | 0 | 0 | 0
Abham / Exeter / Landulph 132kV | Colley End | Primary Substation | 11 | Falling Short | Headroom (MW) | 12.2786 | 11.6864 | 11.6146 | 11.4788 | 11.227 | 10.9125 | 10.4877 | 9.9651 | 9.2672 | 8.386 | 7.3635 | 6.3279 | 5.0986 | 4.2651 | 2.9727 | 1.2137 | 0
Abham / Exeter / Landulph 132kV | Colley End | Primary Substation | 11 | Leading the Way | Headroom (MW) | 12.2786 | 11.2473 | 10.4627 | 8.1264 | 5.0833 | 1.5748 | 0 | 0 | 0 | 0 | 0 | 0 | 0 | 0 | 0 | 0 | 0
Abham / Exeter / Landulph 132kV | Colley End | Primary Substation | 11 | System Transformation | Headroom (MW) | 12.2786 | 11.5737 | 11.3387 | 10.6375 | 9.4244 | 7.8632 | 6.2065 | 4.5529 | 2.6913 | 0.73018 | 0 | 0 | 0 | 0 | 0 | 0 | 0
Bridgwater / Taunton 132kV | Colley Lane | Primary Substation | 11 | Best View | Headroom (MW) | 0 | 0 | 0 | 0 | 0 | 0 | 0 | 0 | 0 | 0 | 0 | 0 | 0 | 0 | 0 | 0 | 0
Bridgwater / Taunton 132kV | Colley Lane | Primary Substation | 11 | Consumer Transformation | Headroom (MW) | 0 | 0 | 0 | 0 | 0 | 0 | 0 | 0 | 0 | 0 | 0 | 0 | 0 | 0 | 0 | 0 | 0
Bridgwater / Taunton 132kV | Colley Lane | Primary Substation | 11 | Falling Short | Headroom (MW) | 0 | 0 | 0 | 0 | 0 | 0 | 0 | 0 | 0 | 0 | 0 | 0 | 0 | 0 | 0 | 0 | 0
Bridgwater / Taunton 132kV | Colley Lane | Primary Substation | 11 | Leading the Way | Headroom (MW) | 0 | 0 | 0 | 0 | 0 | 0 | 0 | 0 | 0 | 0 | 0 | 0 | 0 | 0 | 0 | 0 | 0
Bridgwater / Taunton 132kV | Colley Lane | Primary Substation | 11 | System Transformation | Headroom (MW) | 0 | 0 | 0 | 0 | 0 | 0 | 0 | 0 | 0 | 0 | 0 | 0 | 0 | 0 | 0 | 0 | 0
Axminster 132kV | Colyford | Primary Substation | 11 | Best View | Headroom (MW) | 10.4467 | 10.3306 | 10.2184 | 10.1004 | 8.1127 | 7.9732 | 7.7625 | 7.5422 | 7.2789 | 6.9975 | 6.7252 | 6.4622 | 6.1929 | 5.9233 | 4.0001 | 0 | 0
Axminster 132kV | Colyford | Primary Substation | 11 | Consumer Transformation | Headroom (MW) | 10.4467 | 10.3342 | 10.2249 | 10.0972 | 8.0924 | 7.9013 | 7.6287 | 7.3255 | 6.9703 | 6.6344 | 6.2831 | 5.8533 | 4.6636 | 2.3722 | 0 | 0 | 0
Axminster 132kV | Colyford | Primary Substation | 11 | Falling Short | Headroom (MW) | 10.4467 | 10.3909 | 10.3573 | 10.3542 | 10.3253 | 10.2941 | 10.2633 | 10.2382 | 10.1995 | 10.1657 | 10.138 | 10.1158 | 10.0987 | 10.085 | 10.0398 | 9.9574 | 8.3396
Axminster 132kV | Colyford | Primary Substation | 11 | Leading the Way | Headroom (MW) | 10.4467 | 10.3316 | 10.2192 | 10.0941 | 8.0783 | 7.8699 | 7.5755 | 7.2726 | 6.8913 | 6.5038 | 6.1124 | 4.1115 | 1.4423 | 0 | 0 | 0 | 0
Axminster 132kV | Colyford | Primary Substation | 11 | System Transformation | Headroom (MW) | 10.4467 | 10.3724 | 10.3095 | 10.2457 | 10.1652 | 10.096 | 10.0633 | 8.1641 | 8.1323 | 8.0758 | 8.003 | 7.9297 | 7.8511 | 7.7685 | 6.9813 | 2.3252 | 0
Melksham | Combe Park | Primary Substation | 6.6 | Best View | Headroom (MW) | 8.2971 | 8.2951 | 8.2743 | 8.1638 | 8.0122 | 7.8203 | 7.6073 | 7.4132 | 7.2273 | 7.1515 | 7.111 | 6.9333 | 6.7507 | 6.5611 | 5.1781 | 5.1297 | 0
Melksham | Combe Park | Primary Substation | 6.6 | Consumer Transformation | Headroom (MW) | 8.2971 | 8.2956 | 8.2771 | 8.1719 | 8.0233 | 7.8375 | 7.6379 | 7.4355 | 7.2455 | 7.1703 | 7.1362 | 6.9407 | 6.7673 | 6.5863 | 5.2974 | 5.3447 | 0
Melksham | Combe Park | Primary Substation | 6.6 | Falling Short | Headroom (MW) | 8.2971 | 8.3033 | 8.3077 | 8.3104 | 8.3105 | 8.3087 | 8.3046 | 8.2976 | 8.2891 | 8.305 | 8.3282 | 8.3378 | 8.3497 | 8.3639 | 8.425 | 8.4376 | 8.3354
Melksham | Combe Park | Primary Substation | 6.6 | Leading the Way | Headroom (MW) | 8.2971 | 8.2951 | 8.2745 | 8.1549 | 7.996 | 7.7952 | 7.5721 | 7.3672 | 7.1684 | 7.0666 | 6.9679 | 6.7766 | 6.5789 | 6.3684 | 6.7579 | 4.0125 | 0
Melksham | Combe Park | Primary Substation | 6.6 | System Transformation | Headroom (MW) | 8.2971 | 8.3009 | 8.2996 | 8.2827 | 8.2498 | 8.1945 | 8.1252 | 8.0538 | 7.9799 | 8.0005 | 8.0538 | 8.0054 | 7.9609 | 7.9244 | 7.5574 | 8.4098 | 7.6767
Sandford 132kV | Compton Martin 33/11kv S/S | Primary Substation | 11 | Best View | Headroom (MW) | 3.2673 | 3.1437 | 3.0108 | 2.6964 | 2.3962 | 2.0984 | 0 | 0 | 0 | 0 | 0 | 0 | 0 | 0 | 0 | 0 | 0
Sandford 132kV | Compton Martin 33/11kv S/S | Primary Substation | 11 | Consumer Transformation | Headroom (MW) | 3.2673 | 3.1475 | 3.0212 | 2.7071 | 2.4025 | 2.1025 | 0 | 0 | 0 | 0 | 0 | 0 | 0 | 0 | 0 | 0 | 0
Sandford 132kV | Compton Martin 33/11kv S/S | Primary Substation | 11 | Falling Short | Headroom (MW) | 3.2673 | 3.225 | 3.2045 | 3.1836 | 3.1464 | 3.1085 | 3.0677 | 3.0294 | 2.9879 | 2.9507 | 2.9193 | 2.8961 | 0 | 0 | 0 | 0 | 0
Sandford 132kV | Compton Martin 33/11kv S/S | Primary Substation | 11 | Leading the Way | Headroom (MW) | 3.2673 | 3.1434 | 3.0105 | 2.6736 | 2.3656 | 1.9643 | 0 | 0 | 0 | 0 | 0 | 0 | 0 | 0 | 0 | 0 | 0
Sandford 132kV | Compton Martin 33/11kv S/S | Primary Substation | 11 | System Transformation | Headroom (MW) | 3.2673 | 3.1943 | 3.1346 | 3.0284 | 2.9067 | 2.7605 | 2.6185 | 2.4822 | 1.8668 | 0 | 0 | 0 | 0 | 0 | 0 | 0 | 0
Sandford 132kV | Congresbury | Primary Substation | 11 | Best View | Headroom (MW) | 24.7865 | 23.1039 | 22.218 | 20.2485 | 7.9356 | 3.2554 | 0 | 0 | 0 | 0 | 0 | 0 | 0 | 0 | 0 | 0 | 0
Sandford 132kV | Congresbury | Primary Substation | 11 | Consumer Transformation | Headroom (MW) | 24.7865 | 23.1496 | 22.3228 | 20.3877 | 8.1769 | 2.9748 | 0 | 0 | 0 | 0 | 0 | 0 | 0 | 0 | 0 | 0 | 0
Sandford 132kV | Congresbury | Primary Substation | 11 | Falling Short | Headroom (MW) | 24.7865 | 24.3768 | 23.3386 | 23.0704 | 18.8929 | 18.1029 | 17.1549 | 15.9486 | 13.9088 | 11.0414 | 7.2909 | 3.363 | 0 | 0 | 0 | 0 | 0
Sandford 132kV | Congresbury | Primary Substation | 11 | Leading the Way | Headroom (MW) | 24.7865 | 23.1299 | 22.2725 | 20.1907 | 7.6554 | 1.9724 | 0 | 0 | 0 | 0 | 0 | 0 | 0 | 0 | 0 | 0 | 0
Sandford 132kV | Congresbury | Primary Substation | 11 | System Transformation | Headroom (MW) | 24.7865 | 23.4423 | 23.0382 | 22.3206 | 15.6129 | 13.1174 | 10.3272 | 6.9208 | 1.8745 | 0 | 0 | 0 | 0 | 0 | 0 | 0 | 0
Alverdiscott / Indian Queens 132kV | Constantine 33kv | Primary Substation | 11 | Best View | Headroom (MW) | 7.3653 | 7.3 | 7.2423 | 7.1286 | 7.0149 | 6.8909 | 6.7502 | 6.5447 | 6.2312 | 5.7491 | 4.9052 | 3.9492 | 2.8056 | 1.9231 | 0 | 0 | 0
Alverdiscott / Indian Queens 132kV | Constantine 33kv | Primary Substation | 11 | Consumer Transformation | Headroom (MW) | 7.3653 | 7.2962 | 7.2163 | 7.0506 | 6.8877 | 6.5689 | 6.053 | 4.9652 | 3.5496 | 1.8451 | 0 | 0 | 0 | 0 | 0 | 0 | 0
Alverdiscott / Indian Queens 132kV | Constantine 33kv | Primary Substation | 11 | Falling Short | Headroom (MW) | 7.3653 | 7.3334 | 7.3184 | 7.3024 | 7.2791 | 7.2393 | 7.1764 | 7.0436 | 6.7933 | 6.3718 | 5.8145 | 5.2156 | 4.4566 | 3.9234 | 2.8564 | 1.1076 | 0
Alverdiscott / Indian Queens 132kV | Constantine 33kv | Primary Substation | 11 | Leading the Way | Headroom (MW) | 7.3653 | 7.2976 | 7.2178 | 7.0489 | 6.8888 | 6.5283 | 5.9298 | 4.6887 | 3.037 | 0.98291 | 0 | 0 | 0 | 0 | 0 | 0 | 0
Alverdiscott / Indian Queens 132kV | Constantine 33kv | Primary Substation | 11 | System Transformation | Headroom (MW) | 7.3653 | 7.321 | 7.2781 | 7.2201 | 7.1525 | 7.0374 | 6.8709 | 6.5403 | 5.906 | 5.0409 | 3.7345 | 2.384 | 0.77152 | 0 | 0 | 0 | 0
Abham / Exeter / Landulph 132kV | Core Hill | Primary Substation | 11 | Best View | Headroom (MW) | 0 | 0 | 0 | 0 | 0 | 0 | 0 | 0 | 0 | 0 | 0 | 0 | 0 | 0 | 0 | 0 | 0
Abham / Exeter / Landulph 132kV | Core Hill | Primary Substation | 11 | Consumer Transformation | Headroom (MW) | 0 | 0 | 0 | 0 | 0 | 0 | 0 | 0 | 0 | 0 | 0 | 0 | 0 | 0 | 0 | 0 | 0
Abham / Exeter / Landulph 132kV | Core Hill | Primary Substation | 11 | Falling Short | Headroom (MW) | 0 | 0 | 0 | 0 | 0 | 0 | 0 | 0 | 0 | 0 | 0 | 0 | 0 | 0 | 0 | 0 | 0
Abham / Exeter / Landulph 132kV | Core Hill | Primary Substation | 11 | Leading the Way | Headroom (MW) | 0 | 0 | 0 | 0 | 0 | 0 | 0 | 0 | 0 | 0 | 0 | 0 | 0 | 0 | 0 | 0 | 0
Abham / Exeter / Landulph 132kV | Core Hill | Primary Substation | 11 | System Transformation | Headroom (MW) | 0 | 0 | 0 | 0 | 0 | 0 | 0 | 0 | 0 | 0 | 0 | 0 | 0 | 0 | 0 | 0 | 0
Iron Acton 132kV | Cotham Primary | Primary Substation | 11 | Best View | Headroom (MW) | 0.95501 | 0.8965 | 0.84467 | 0.79251 | 0.74085 | 0.68968 | 0.639 | 0.5888 | 0.53908 | 0.48983 | 0.44105 | 0.39273 | 0.34487 | 0.29747 | 0.065512 | 0 | 0
Iron Acton 132kV | Cotham Primary | Primary Substation | 11 | Consumer Transformation | Headroom (MW) | 0.95501 | 0.8965 | 0.84467 | 0.79251 | 0.74085 | 0.68968 | 0.639 | 0.5888 | 0.53908 | 0.48983 | 0.44105 | 0.39273 | 0.34487 | 0.29747 | 0.065512 | 0 | 0
Iron Acton 132kV | Cotham Primary | Primary Substation | 11 | Falling Short | Headroom (MW) | 0.95501 | 0.8965 | 0.84467 | 0.79333 | 0.74249 | 0.69214 | 0.64228 | 0.5929 | 0.544 | 0.49557 | 0.44761 | 0.40011 | 0.35308 | 0.3065 | 0.079461 | 0 | 9.5607
Iron Acton 132kV | Cotham Primary | Primary Substation | 11 | Leading the Way | Headroom (MW) | 0.95501 | 0.8965 | 0.84467 | 0.79251 | 0.74085 | 0.68968 | 0.639 | 0.5888 | 0.53908 | 0.48983 | 0.44105 | 0.39273 | 0.34487 | 0.29747 | 9.8398 | 0 | 0
Iron Acton 132kV | Cotham Primary | Primary Substation | 11 | System Transformation | Headroom (MW) | 0.95501 | 0.8965 | 0.84467 | 0.79333 | 0.74249 | 0.69132 | 0.64064 | 0.59044 | 0.54072 | 0.49147 | 0.44269 | 0.39437 | 0.34651 | 0.29911 | 0.069894 | 9.6732 | 9.5561
Abham / Exeter / Landulph 132kV | Countess Wear | Primary Substation | 11 | Best View | Headroom (MW) | 0 | 0 | 0 | 0 | 0 | 0 | 0 | 0 | 0 | 0 | 0 | 0 | 0 | 0 | 0 | 0 | 0
Abham / Exeter / Landulph 132kV | Countess Wear | Primary Substation | 11 | Consumer Transformation | Headroom (MW) | 0 | 0 | 0 | 0 | 0 | 0 | 0 | 0 | 0 | 0 | 0 | 0 | 0 | 0 | 0 | 0 | 0
Abham / Exeter / Landulph 132kV | Countess Wear | Primary Substation | 11 | Falling Short | Headroom (MW) | 0 | 0 | 0 | 0 | 0 | 0 | 0 | 0 | 0 | 0 | 0 | 0 | 0 | 0 | 0 | 0 | 0
Abham / Exeter / Landulph 132kV | Countess Wear | Primary Substation | 11 | Leading the Way | Headroom (MW) | 0 | 0 | 0 | 0 | 0 | 0 | 0 | 0 | 0 | 0 | 0 | 0 | 0 | 0 | 0 | 0 | 0
Abham / Exeter / Landulph 132kV | Countess Wear | Primary Substation | 11 | System Transformation | Headroom (MW) | 0 | 0 | 0 | 0 | 0 | 0 | 0 | 0 | 0 | 0 | 0 | 0 | 0 | 0 | 0 | 0 | 0
Abham / Exeter / Landulph 132kV | Cowley Road | Primary Substation | 11 | Best View | Headroom (MW) | 16.7626 | 16.0893 | 15.9964 | 15.8363 | 15.7161 | 15.6318 | 15.5901 | 12.3907 | 12.3345 | 12.1861 | 11.9488 | 9.655 | 5.8314 | 3.4674 | 0 | 0 | 0
Abham / Exeter / Landulph 132kV | Cowley Road | Primary Substation | 11 | Consumer Transformation | Headroom (MW) | 16.7626 | 16.0903 | 16.0004 | 15.848 | 15.7204 | 15.6309 | 12.4095 | 12.3777 | 12.2817 | 10.4074 | 5.4527 | 0.092184 | 0 | 0 | 0 | 0 | 0
Abham / Exeter / Landulph 132kV | Cowley Road | Primary Substation | 11 | Falling Short | Headroom (MW) | 16.7626 | 16.6984 | 16.0733 | 16.0248 | 15.9723 | 15.9176 | 15.8593 | 15.7904 | 15.707 | 15.6149 | 15.5396 | 12.4921 | 12.4517 | 12.4083 | 12.3472 | 12.1987 | 13.9291
Abham / Exeter / Landulph 132kV | Cowley Road | Primary Substation | 11 | Leading the Way | Headroom (MW) | 16.7626 | 16.0889 | 15.9955 | 15.8341 | 15.7086 | 15.619 | 12.3841 | 12.3189 | 12.1432 | 7.1912 | 1.227 | 0 | 0 | 0 | 0 | 0 | 0
Abham / Exeter / Landulph 132kV | Cowley Road | Primary Substation | 11 | System Transformation | Headroom (MW) | 16.7626 | 16.1104 | 16.0454 | 15.9632 | 15.8774 | 15.7862 | 15.7004 | 15.6175 | 15.5591 | 12.4269 | 12.3559 | 12.2059 | 11.9647 | 9.6868 | 1.2386 | 0 | 0
Abham / Exeter / Landulph 132kV | Crediton | Primary Substation | 11 | Best View | Headroom (MW) | 18.4084 | 18.0562 | 17.7046 | 16.9553 | 16.2213 | 15.5049 | 14.8017 | 14.025 | 13.187 | 12.3374 | 11.2118 | 9.8547 | 5.952 | 3.5392 | 0 | 0 | 0
Abham / Exeter / Landulph 132kV | Crediton | Primary Substation | 11 | Consumer Transformation | Headroom (MW) | 18.4084 | 18.048 | 17.1981 | 16.328 | 15.4337 | 14.4074 | 13.3232 | 12.0795 | 10.6088 | 9.0909 | 5.5655 | 0.094091 | 0 | 0 | 0 | 0 | 0
Abham / Exeter / Landulph 132kV | Crediton | Primary Substation | 11 | Falling Short | Headroom (MW) | 18.4084 | 18.2267 | 18.1433 | 18.0443 | 17.9329 | 17.804 | 17.6408 | 17.4107 | 17.062 | 16.6241 | 16.0044 | 15.352 | 14.5321 | 13.9856 | 13.2864 | 12.1438 | 10.5632
Abham / Exeter / Landulph 132kV | Crediton | Primary Substation | 11 | Leading the Way | Headroom (MW) | 18.4084 | 18.0413 | 17.1795 | 16.2499 | 15.3444 | 14.2444 | 13.0202 | 11.5859 | 9.8757 | 7.3399 | 1.2523 | 0 | 0 | 0 | 0 | 0 | 0
Abham / Exeter / Landulph 132kV | Crediton | Primary Substation | 11 | System Transformation | Headroom (MW) | 18.4084 | 18.1704 | 17.9815 | 17.671 | 17.3107 | 16.8664 | 16.3708 | 15.7412 | 14.8564 | 13.9331 | 12.7482 | 11.6085 | 10.2736 | 9.3648 | 1.2643 | 0 | 0
Bridgwater / Taunton 132kV | Creech St Michael | Primary Substation | 11 | Best View | Headroom (MW) | 0 | 0 | 0 | 0 | 0 | 0 | 0 | 0 | 0 | 0 | 0 | 0 | 0 | 0 | 0 | 0 | 0
Bridgwater / Taunton 132kV | Creech St Michael | Primary Substation | 11 | Consumer Transformation | Headroom (MW) | 0 | 0 | 0 | 0 | 0 | 0 | 0 | 0 | 0 | 0 | 0 | 0 | 0 | 0 | 0 | 0 | 0
Bridgwater / Taunton 132kV | Creech St Michael | Primary Substation | 11 | Falling Short | Headroom (MW) | 0 | 0 | 0 | 0 | 0 | 0 | 0 | 0 | 0 | 0 | 0 | 0 | 0 | 0 | 0 | 0 | 0
Bridgwater / Taunton 132kV | Creech St Michael | Primary Substation | 11 | Leading the Way | Headroom (MW) | 0 | 0 | 0 | 0 | 0 | 0 | 0 | 0 | 0 | 0 | 0 | 0 | 0 | 0 | 0 | 0 | 0
Bridgwater / Taunton 132kV | Creech St Michael | Primary Substation | 11 | System Transformation | Headroom (MW) | 0 | 0 | 0 | 0 | 0 | 0 | 0 | 0 | 0 | 0 | 0 | 0 | 0 | 0 | 0 | 0 | 0
Axminster 132kV | Crewkerne | Primary Substation | 11 | Best View | Headroom (MW) | 15.5167 | 15.4379 | 15.299 | 7.6843 | 7.3932 | 7.166 | 6.9115 | 6.6109 | 6.1682 | 5.5909 | 4.9278 | 4.2258 | 3.4455 | 2.8404 | 0.77661 | 0 | 0
Axminster 132kV | Crewkerne | Primary Substation | 11 | Consumer Transformation | Headroom (MW) | 15.5167 | 15.4399 | 15.305 | 7.66 | 7.3131 | 6.927 | 6.4655 | 5.8792 | 5.0155 | 3.9894 | 2.8574 | 1.662 | 0.40257 | 0 | 0 | 0 | 0
Axminster 132kV | Crewkerne | Primary Substation | 11 | Falling Short | Headroom (MW) | 15.5167 | 15.501 | 15.469 | 8.1105 | 8.0753 | 8.1066 | 8.0965 | 8.0245 | 7.8415 | 7.5331 | 7.1253 | 6.6869 | 6.1229 | 5.7348 | 5.1269 | 4.3219 | 3.2944
Axminster 132kV | Crewkerne | Primary Substation | 11 | Leading the Way | Headroom (MW) | 15.5167 | 15.4399 | 15.3028 | 7.638 | 7.28 | 6.8872 | 6.327 | 5.584 | 0 | 0 | 0 | 0 | 0 | 0 | 0 | 0 | 0
Axminster 132kV | Crewkerne | Primary Substation | 11 | System Transformation | Headroom (MW) | 15.5167 | 15.4847 | 15.4217 | 7.9911 | 7.853 | 7.7369 | 7.5635 | 7.2748 | 6.7188 | 6.0093 | 5.2013 | 4.4033 | 3.4887 | 2.8656 | 1.0132 | 0 | 0
Iron Acton 132kV | Cribbs Causeway | Primary Substation | 11 | Best View | Headroom (MW) | 12.2542 | 12.2397 | 12.1579 | 12.1959 | 12.2751 | 12.3768 | 12.352 | 12.3191 | 12.2942 | 12.2697 | 12.2447 | 12.2248 | 12.209 | 12.1923 | 12.0007 | 11.7415 | 12.1714
Iron Acton 132kV | Cribbs Causeway | Primary Substation | 11 | Consumer Transformation | Headroom (MW) | 12.2542 | 12.1593 | 12.1359 | 12.1292 | 12.1661 | 12.226 | 12.1624 | 12.0905 | 12.0266 | 11.9635 | 11.8975 | 11.8277 | 11.7671 | 11.7029 | 11.2662 | 0 | 0
Iron Acton 132kV | Cribbs Causeway | Primary Substation | 11 | Falling Short | Headroom (MW) | 12.2542 | 12.2341 | 12.1443 | 12.1803 | 12.2309 | 12.3424 | 12.3261 | 12.3024 | 12.2816 | 12.2605 | 12.2399 | 12.2203 | 12.2003 | 12.176 | 12.0006 | 11.835 | 12.3767
Iron Acton 132kV | Cribbs Causeway | Primary Substation | 11 | Leading the Way | Headroom (MW) | 12.2542 | 12.161 | 12.1365 | 12.1398 | 12.1782 | 12.3108 | 12.2401 | 12.1637 | 12.0879 | 12.0122 | 11.9342 | 11.8537 | 8.6699 | 5.2288 | 0 | 0 | 0
Iron Acton 132kV | Cribbs Causeway | Primary Substation | 11 | System Transformation | Headroom (MW) | 12.2542 | 12.1636 | 12.152 | 12.1808 | 12.2502 | 12.3379 | 12.2995 | 12.2538 | 12.2113 | 12.1677 | 12.1236 | 12.0834 | 12.0453 | 12.0104 | 11.7477 | 12.1299 | 10.4933
Abham / Exeter / Landulph 132kV | Cullompton | Primary Substation | 11 | Best View | Headroom (MW) | 12.3655 | 12.2047 | 12.0167 | 11.6161 | 11.1862 | 8.4419 | 6.6801 | 4.7821 | 2.485 | 0 | 0 | 0 | 0 | 0 | 0 | 0 | 0
Abham / Exeter / Landulph 132kV | Cullompton | Primary Substation | 11 | Consumer Transformation | Headroom (MW) | 12.3655 | 12.2064 | 12.0146 | 11.4798 | 9.7206 | 7.2087 | 4.2923 | 0.80953 | 0 | 0 | 0 | 0 | 0 | 0 | 0 | 0 | 0
Abham / Exeter / Landulph 132kV | Cullompton | Primary Substation | 11 | Falling Short | Headroom (MW) | 12.3655 | 12.2894 | 12.2371 | 12.1647 | 12.1164 | 12.0407 | 11.9299 | 11.747 | 11.1089 | 9.1956 | 6.5067 | 3.6185 | 0 | 0 | 0 | 0 | 0
Abham / Exeter / Landulph 132kV | Cullompton | Primary Substation | 11 | Leading the Way | Headroom (MW) | 12.3655 | 12.2059 | 12.0113 | 11.3427 | 9.5442 | 6.7628 | 3.2992 | 0 | 0 | 0 | 0 | 0 | 0 | 0 | 0 | 0 | 0
Abham / Exeter / Landulph 132kV | Cullompton | Primary Substation | 11 | System Transformation | Headroom (MW) | 12.3655 | 12.2668 | 12.1709 | 12.0142 | 11.8163 | 11.3316 | 9.9606 | 8.1147 | 4.8541 | 0.55729 | 0 | 0 | 0 | 0 | 0 | 0 | 0
Bridgwater / Taunton 132kV | Culmhead | Primary Substation | 11 | Best View | Headroom (MW) | 0 | 0 | 0 | 0 | 0 | 0 | 0 | 0 | 0 | 0 | 0 | 0 | 0 | 0 | 0 | 0 | 0
Bridgwater / Taunton 132kV | Culmhead | Primary Substation | 11 | Consumer Transformation | Headroom (MW) | 0 | 0 | 0 | 0 | 0 | 0 | 0 | 0 | 0 | 0 | 0 | 0 | 0 | 0 | 0 | 0 | 0
Bridgwater / Taunton 132kV | Culmhead | Primary Substation | 11 | Falling Short | Headroom (MW) | 0 | 0 | 0 | 0 | 0 | 0 | 0 | 0 | 0 | 0 | 0 | 0 | 0 | 0 | 0 | 0 | 0
Bridgwater / Taunton 132kV | Culmhead | Primary Substation | 11 | Leading the Way | Headroom (MW) | 0 | 0 | 0 | 0 | 0 | 0 | 0 | 0 | 0 | 0 | 0 | 0 | 0 | 0 | 0 | 0 | 0
Bridgwater / Taunton 132kV | Culmhead | Primary Substation | 11 | System Transformation | Headroom (MW) | 0 | 0 | 0 | 0 | 0 | 0 | 0 | 0 | 0 | 0 | 0 | 0 | 0 | 0 | 0 | 0 | 0
Bridgwater / Taunton 132kV | Curry Mallet | Primary Substation | 11 | Best View | Headroom (MW) | 0 | 0 | 0 | 0 | 0 | 0 | 0 | 0 | 0 | 0 | 0 | 0 | 0 | 0 | 0 | 0 | 0
Bridgwater / Taunton 132kV | Curry Mallet | Primary Substation | 11 | Consumer Transformation | Headroom (MW) | 0 | 0 | 0 | 0 | 0 | 0 | 0 | 0 | 0 | 0 | 0 | 0 | 0 | 0 | 0 | 0 | 0
Bridgwater / Taunton 132kV | Curry Mallet | Primary Substation | 11 | Falling Short | Headroom (MW) | 0 | 0 | 0 | 0 | 0 | 0 | 0 | 0 | 0 | 0 | 0 | 0 | 0 | 0 | 0 | 0 | 0
Bridgwater / Taunton 132kV | Curry Mallet | Primary Substation | 11 | Leading the Way | Headroom (MW) | 0 | 0 | 0 | 0 | 0 | 0 | 0 | 0 | 0 | 0 | 0 | 0 | 0 | 0 | 0 | 0 | 0
Bridgwater / Taunton 132kV | Curry Mallet | Primary Substation | 11 | System Transformation | Headroom (MW) | 0 | 0 | 0 | 0 | 0 | 0 | 0 | 0 | 0 | 0 | 0 | 0 | 0 | 0 | 0 | 0 | 0
Abham / Exeter / Landulph 132kV | Dartmouth | Primary Substation | 11 | Best View | Headroom (MW) | 10.218 | 10.1753 | 10.1065 | 8.396 | 6.1336 | 3.7507 | 1.3093 | 0 | 0 | 0 | 0 | 0 | 0 | 0 | 0 | 0 | 0
Abham / Exeter / Landulph 132kV | Dartmouth | Primary Substation | 11 | Consumer Transformation | Headroom (MW) | 10.218 | 10.1787 | 10.1143 | 8.4902 | 5.5069 | 2.1916 | 0 | 0 | 0 | 0 | 0 | 0 | 0 | 0 | 0 | 0 | 0
Abham / Exeter / Landulph 132kV | Dartmouth | Primary Substation | 11 | Falling Short | Headroom (MW) | 10.218 | 10.2086 | 10.2018 | 10.2114 | 10.2194 | 10.2336 | 10.1915 | 10.1306 | 9.434 | 8.5369 | 7.496 | 6.4417 | 5.1904 | 4.3419 | 3.0262 | 1.2356 | 0
Abham / Exeter / Landulph 132kV | Dartmouth | Primary Substation | 11 | Leading the Way | Headroom (MW) | 10.218 | 10.1781 | 10.1098 | 8.2726 | 5.1748 | 1.6032 | 0 | 0 | 0 | 0 | 0 | 0 | 0 | 0 | 0 | 0 | 0
Abham / Exeter / Landulph 132kV | Dartmouth | Primary Substation | 11 | System Transformation | Headroom (MW) | 10.218 | 10.2026 | 10.1809 | 10.1425 | 9.594 | 8.0047 | 6.3181 | 4.6348 | 2.7397 | 0.74332 | 0 | 0 | 0 | 0 | 0 | 0 | 0
Alverdiscott / Indian Queens 132kV | Davidstow | Primary Substation | 11 | Best View | Headroom (MW) | 0.12317 | 0 | 0 | 0 | 0 | 0 | 0 | 0 | 0 | 0 | 0 | 0 | 0 | 0 | 0 | 0 | 0
Alverdiscott / Indian Queens 132kV | Davidstow | Primary Substation | 11 | Consumer Transformation | Headroom (MW) | 0.12317 | 0 | 0 | 0 | 0 | 0 | 0 | 0 | 0 | 0 | 0 | 0 | 0 | 0 | 0 | 0 | 0
Alverdiscott / Indian Queens 132kV | Davidstow | Primary Substation | 11 | Falling Short | Headroom (MW) | 0.12317 | 0 | 0 | 0 | 0 | 0 | 0 | 0 | 0 | 0 | 0 | 0 | 0 | 0 | 0 | 0 | 0
Alverdiscott / Indian Queens 132kV | Davidstow | Primary Substation | 11 | Leading the Way | Headroom (MW) | 0.12317 | 0 | 0 | 0 | 0 | 0 | 0 | 0 | 0 | 0 | 0 | 0 | 0 | 0 | 0 | 0 | 0
Alverdiscott / Indian Queens 132kV | Davidstow | Primary Substation | 11 | System Transformation | Headroom (MW) | 0.12317 | 0 | 0 | 0 | 0 | 0 | 0 | 0 | 0 | 0 | 0 | 0 | 0 | 0 | 0 | 0 | 0
Abham / Exeter / Landulph 132kV | Dawlish | Primary Substation | 11 | Best View | Headroom (MW) | 20.2776 | 20.1996 | 20.1085 | 20.0087 | 19.9219 | 19.7308 | 19.55 | 19.3531 | 19.1521 | 16.8976 | 16.7328 | 16.319 | 15.6548 | 14.341 | 0 | 0 | 0
Abham / Exeter / Landulph 132kV | Dawlish | Primary Substation | 11 | Consumer Transformation | Headroom (MW) | 20.2776 | 20.1528 | 19.998 | 19.7206 | 19.3426 | 16.8546 | 16.5667 | 15.8873 | 14.777 | 10.2065 | 3.4707 | 0 | 0 | 0 | 0 | 0 | 0
Abham / Exeter / Landulph 132kV | Dawlish | Primary Substation | 11 | Falling Short | Headroom (MW) | 20.2776 | 20.2223 | 20.1765 | 20.1836 | 20.1939 | 20.1255 | 20.0408 | 19.9037 | 19.6828 | 19.3735 | 19.0917 | 16.8989 | 16.5734 | 16.1908 | 15.5162 | 14.3296 | 12.8027
Abham / Exeter / Landulph 132kV | Dawlish | Primary Substation | 11 | Leading the Way | Headroom (MW) | 20.2776 | 20.1482 | 19.9862 | 19.6947 | 19.3071 | 16.8397 | 16.3442 | 15.4456 | 13.3217 | 5.8044 | 0 | 0 | 0 | 0 | 0 | 0 | 0
Abham / Exeter / Landulph 132kV | Dawlish | Primary Substation | 11 | System Transformation | Headroom (MW) | 20.2776 | 20.1999 | 20.1171 | 20.0491 | 19.8934 | 19.5935 | 19.3103 | 19.0921 | 16.7498 | 16.0683 | 15.0619 | 14.0248 | 9.5726 | 5.6729 | 0 | 0 | 0
Alverdiscott / Indian Queens 132kV | Delabole | Primary Substation | 11 | Best View | Headroom (MW) | 0.12183 | 0 | 0 | 0 | 0 | 0 | 0 | 0 | 0 | 0 | 0 | 0 | 0 | 0 | 0 | 0 | 0
Alverdiscott / Indian Queens 132kV | Delabole | Primary Substation | 11 | Consumer Transformation | Headroom (MW) | 0.12183 | 0 | 0 | 0 | 0 | 0 | 0 | 0 | 0 | 0 | 0 | 0 | 0 | 0 | 0 | 0 | 0
Alverdiscott / Indian Queens 132kV | Delabole | Primary Substation | 11 | Falling Short | Headroom (MW) | 0.12183 | 0 | 0 | 0 | 0 | 0 | 0 | 0 | 0 | 0 | 0 | 0 | 0 | 0 | 0 | 0 | 0
Alverdiscott / Indian Queens 132kV | Delabole | Primary Substation | 11 | Leading the Way | Headroom (MW) | 0.12183 | 0 | 0 | 0 | 0 | 0 | 0 | 0 | 0 | 0 | 0 | 0 | 0 | 0 | 0 | 0 | 0
Alverdiscott / Indian Queens 132kV | Delabole | Primary Substation | 11 | System Transformation | Headroom (MW) | 0.12183 | 0 | 0 | 0 | 0 | 0 | 0 | 0 | 0 | 0 | 0 | 0 | 0 | 0 | 0 | 0 | 0
Alverdiscott / Indian Queens 132kV | Devoran | Primary Substation | 11 | Best View | Headroom (MW) | 6.7679 | 6.7148 | 6.6759 | 6.6409 | 5.8429 | 5.7958 | 5.7191 | 5.6039 | 5.4355 | 5.1822 | 4.8687 | 4.5379 | 4.1358 | 3.8444 | 1.1763 | 0 | 0
Alverdiscott / Indian Queens 132kV | Devoran | Primary Substation | 11 | Consumer Transformation | Headroom (MW) | 6.7679 | 6.7135 | 6.6696 | 5.8502 | 5.8067 | 5.6518 | 5.42 | 5.101 | 3.1202 | 0 | 0 | 0 | 0 | 0 | 0 | 0 | 0
Alverdiscott / Indian Queens 132kV | Devoran | Primary Substation | 11 | Falling Short | Headroom (MW) | 6.7679 | 6.735 | 6.7181 | 6.7047 | 6.6881 | 6.6696 | 6.6494 | 6.6274 | 5.8643 | 5.7805 | 5.5896 | 5.3464 | 5.0256 | 4.8096 | 4.4576 | 4.0758 | 3.5925
Alverdiscott / Indian Queens 132kV | Devoran | Primary Substation | 11 | Leading the Way | Headroom (MW) | 6.7679 | 6.714 | 6.6687 | 5.8494 | 5.8023 | 5.63 | 5.3593 | 4.9609 | 1.5218 | 0 | 0 | 0 | 0 | 0 | 0 | 0 | 0
Alverdiscott / Indian Queens 132kV | Devoran | Primary Substation | 11 | System Transformation | Headroom (MW) | 6.7679 | 6.7275 | 6.6966 | 6.6667 | 6.6427 | 5.859 | 5.8383 | 5.7441 | 5.5388 | 5.2359 | 4.8719 | 4.5091 | 4.0719 | 0 | 0 | 0 | 0
Seabank 132kV | Dinder | Primary Substation | 11 | Best View | Headroom (MW) | 3.9564 | 3.9246 | 3.9391 | 3.8555 | 3.774 | 3.6853 | 3.5855 | 3.4492 | 3.2519 | 2.9655 | 2.6026 | 2.2162 | 1.7293 | 1.38 | 0 | 0 | 0
Seabank 132kV | Dinder | Primary Substation | 11 | Consumer Transformation | Headroom (MW) | 3.9564 | 3.9259 | 3.9415 | 3.8586 | 3.7766 | 3.6112 | 3.4017 | 3.0996 | 2.6412 | 2.0479 | 1.3623 | 0 | 0 | 0 | 0 | 0 | 0
Seabank 132kV | Dinder | Primary Substation | 11 | Falling Short | Headroom (MW) | 3.9564 | 3.9446 | 3.9709 | 3.9611 | 3.9494 | 3.9281 | 3.8942 | 3.822 | 3.6849 | 3.4554 | 3.1492 | 2.8191 | 2.3891 | 2.0978 | 1.6722 | 0.29276 | 0
Seabank 132kV | Dinder | Primary Substation | 11 | Leading the Way | Headroom (MW) | 3.9564 | 3.9258 | 3.9389 | 3.8543 | 3.775 | 3.5826 | 3.3167 | 2.9074 | 2.3383 | 1.5871 | 0 | 0 | 0 | 0 | 0 | 0 | 0
Seabank 132kV | Dinder | Primary Substation | 11 | System Transformation | Headroom (MW) | 3.9564 | 3.9392 | 3.9719 | 3.9405 | 3.905 | 3.844 | 3.7509 | 3.5722 | 3.2457 | 2.796 | 2.2654 | 1.7414 | 1.0996 | 0.68096 | 0 | 0 | 0
Melksham | Dorchester St - New | Primary Substation | 6.6 | Best View | Headroom (MW) | 12.6602 | 12.5761 | 12.4546 | 12.1989 | 11.9511 | 11.6898 | 11.4291 | 11.2794 | 11.121 | 11.1272 | 10.9616 | 10.7608 | 10.5681 | 10.3937 | 7.6784 | 5.8032 | 0
Melksham | Dorchester St - New | Primary Substation | 6.6 | Consumer Transformation | Headroom (MW) | 12.6602 | 12.5802 | 12.4647 | 12.2143 | 11.9693 | 11.7129 | 11.4654 | 11.3084 | 11.1446 | 11.1483 | 10.9825 | 10.7657 | 10.5665 | 10.3865 | 7.6821 | 5.8854 | 0
Melksham | Dorchester St - New | Primary Substation | 6.6 | Falling Short | Headroom (MW) | 12.6602 | 12.6143 | 12.5732 | 12.527 | 12.4805 | 12.4357 | 12.3872 | 12.3827 | 12.3625 | 12.4413 | 12.4505 | 12.4594 | 12.4697 | 12.4826 | 12.4226 | 12.148 | 11.8044
Melksham | Dorchester St - New | Primary Substation | 6.6 | Leading the Way | Headroom (MW) | 12.6602 | 12.5786 | 12.4591 | 12.1957 | 11.9461 | 11.6829 | 11.4142 | 11.2576 | 11.0758 | 11.0228 | 10.8264 | 10.639 | 10.4585 | 10.3146 | 7.5094 | 4.0073 | 0
Melksham | Dorchester St - New | Primary Substation | 6.6 | System Transformation | Headroom (MW) | 12.6602 | 12.6039 | 12.5365 | 12.4316 | 12.3123 | 12.17 | 12.0275 | 11.9805 | 11.9045 | 12.0117 | 11.9485 | 11.8676 | 11.7706 | 11.6607 | 10.9801 | 10.2426 | 7.9751
Axminster 132kV | Dowlish Ford | Primary Substation | 11 | Best View | Headroom (MW) | 8.4817 | 8.2756 | 8.0115 | 7.4472 | 6.8902 | 6.3318 | 5.8508 | 5.3945 | 4.9535 | 4.48 | 3.9979 | 3.4281 | 2.8193 | 2.2909 | 0 | 0 | 0
Axminster 132kV | Dowlish Ford | Primary Substation | 11 | Consumer Transformation | Headroom (MW) | 8.4817 | 8.2766 | 8.016 | 7.382 | 6.7043 | 5.9694 | 5.2885 | 4.5996 | 3.8979 | 3.2007 | 2.4811 | 1.593 | 0.73361 | 0 | 0 | 0 | 0
Axminster 132kV | Dowlish Ford | Primary Substation | 11 | Falling Short | Headroom (MW) | 8.4817 | 8.3929 | 8.3325 | 8.2623 | 8.1936 | 8.1214 | 8.0914 | 8.0195 | 7.9269 | 7.8111 | 7.6712 | 7.5038 | 7.306 | 7.1827 | 6.9586 | 6.6082 | 5.8567
Axminster 132kV | Dowlish Ford | Primary Substation | 11 | Leading the Way | Headroom (MW) | 8.4817 | 8.2749 | 8.0028 | 7.3247 | 6.6269 | 5.8522 | 5.0941 | 4.3386 | 2.6059 | 1.7836 | 0.90397 | 0 | 0 | 0 | 0 | 0 | 0
Axminster 132kV | Dowlish Ford | Primary Substation | 11 | System Transformation | Headroom (MW) | 8.4817 | 8.3651 | 8.2486 | 8.0294 | 7.7612 | 7.4352 | 7.1628 | 6.8727 | 6.5576 | 6.2403 | 5.9083 | 5.5116 | 5.093 | 4.3714 | 2.3959 | 0.44478 | 0
Alverdiscott / Indian Queens 132kV | Drinnick. | Primary Substation | 11 | Best View | Headroom (MW) | 0 | 0 | 0 | 0 | 0 | 0 | 0 | 0 | 0 | 0 | 0 | 0 | 0 | 0 | 0 | 0 | 0
Alverdiscott / Indian Queens 132kV | Drinnick. | Primary Substation | 11 | Consumer Transformation | Headroom (MW) | 0 | 0 | 0 | 0 | 0 | 0 | 0 | 0 | 0 | 0 | 0 | 0 | 0 | 0 | 0 | 0 | 0
Alverdiscott / Indian Queens 132kV | Drinnick. | Primary Substation | 11 | Falling Short | Headroom (MW) | 0 | 0 | 0 | 0 | 0 | 0 | 0 | 0 | 0 | 0 | 0 | 0 | 0 | 0 | 0 | 0 | 0
Alverdiscott / Indian Queens 132kV | Drinnick. | Primary Substation | 11 | Leading the Way | Headroom (MW) | 0 | 0 | 0 | 0 | 0 | 0 | 0 | 0 | 0 | 0 | 0 | 0 | 0 | 0 | 0 | 0 | 0
Alverdiscott / Indian Queens 132kV | Drinnick. | Primary Substation | 11 | System Transformation | Headroom (MW) | 0 | 0 | 0 | 0 | 0 | 0 | 0 | 0 | 0 | 0 | 0 | 0 | 0 | 0 | 0 | 0 | 0
Abham / Exeter / Landulph 132kV | Dunkeswell 33/11kv | Primary Substation | 11 | Best View | Headroom (MW) | 2.5678 | 2.3449 | 2.2076 | 1.9277 | 1.6495 | 0 | 0 | 0 | 0 | 0 | 0 | 0 | 0 | 0 | 0 | 0 | 0
Abham / Exeter / Landulph 132kV | Dunkeswell 33/11kv | Primary Substation | 11 | Consumer Transformation | Headroom (MW) | 2.5678 | 2.3426 | 0 | 0 | 0 | 0 | 0 | 0 | 0 | 0 | 0 | 0 | 0 | 0 | 0 | 0 | 0
Abham / Exeter / Landulph 132kV | Dunkeswell 33/11kv | Primary Substation | 11 | Falling Short | Headroom (MW) | 2.5678 | 2.4068 | 2.3685 | 2.3296 | 2.2752 | 0 | 0 | 0 | 0 | 0 | 0 | 0 | 0 | 0 | 0 | 0 | 0
Abham / Exeter / Landulph 132kV | Dunkeswell 33/11kv | Primary Substation | 11 | Leading the Way | Headroom (MW) | 2.5678 | 2.3423 | 0 | 0 | 0 | 0 | 0 | 0 | 0 | 0 | 0 | 0 | 0 | 0 | 0 | 0 | 0
Abham / Exeter / Landulph 132kV | Dunkeswell 33/11kv | Primary Substation | 11 | System Transformation | Headroom (MW) | 2.5678 | 2.3827 | 2.2831 | 0 | 0 | 0 | 0 | 0 | 0 | 0 | 0 | 0 | 0 | 0 | 0 | 0 | 0
Sandford 132kV | East Brent | Primary Substation | 11 | Best View | Headroom (MW) | 5.7806 | 5.686 | 5.5763 | 5.4422 | 4.4511 | 4.1983 | 3.8522 | 3.3505 | 0 | 0 | 0 | 0 | 0 | 0 | 0 | 0 | 0
Sandford 132kV | East Brent | Primary Substation | 11 | Consumer Transformation | Headroom (MW) | 5.7806 | 5.6882 | 5.5817 | 5.4427 | 4.4544 | 3.9677 | 3.2272 | 2.122 | 0 | 0 | 0 | 0 | 0 | 0 | 0 | 0 | 0
Sandford 132kV | East Brent | Primary Substation | 11 | Falling Short | Headroom (MW) | 5.7806 | 5.7447 | 5.7123 | 5.6785 | 5.6334 | 5.5652 | 5.4783 | 4.5712 | 4.2918 | 3.4906 | 2.3502 | 1.1123 | 0 | 0 | 0 | 0 | 0
Sandford 132kV | East Brent | Primary Substation | 11 | Leading the Way | Headroom (MW) | 5.7806 | 5.6889 | 5.5811 | 5.4422 | 4.4507 | 3.8674 | 2.9311 | 0 | 0 | 0 | 0 | 0 | 0 | 0 | 0 | 0 | 0
Sandford 132kV | East Brent | Primary Substation | 11 | System Transformation | Headroom (MW) | 5.7806 | 5.7245 | 5.6645 | 5.5752 | 5.4897 | 4.5552 | 4.4247 | 3.843 | 2.5277 | 0.67162 | 0 | 0 | 0 | 0 | 0 | 0 | 0
Abham / Exeter / Landulph 132kV | East Budleigh | Primary Substation | 11 | Best View | Headroom (MW) | 6.7731 | 6.7432 | 6.7096 | 6.6476 | 6.5944 | 6.5522 | 6.5246 | 6.5124 | 5.9723 | 5.612 | 4.828 | 4.0472 | 3.0504 | 2.1887 | 0 | 0 | 0
Abham / Exeter / Landulph 132kV | East Budleigh | Primary Substation | 11 | Consumer Transformation | Headroom (MW) | 6.7731 | 6.7444 | 6.7119 | 6.6438 | 6.585 | 6.5409 | 6.5171 | 5.9705 | 4.9089 | 3.6895 | 2.4833 | 1.0367 | 0 | 0 | 0 | 0 | 0
Abham / Exeter / Landulph 132kV | East Budleigh | Primary Substation | 11 | Falling Short | Headroom (MW) | 6.7731 | 6.7613 | 6.7509 | 6.7401 | 6.7271 | 6.7136 | 6.7 | 6.6851 | 6.6708 | 6.658 | 6.6466 | 6.6373 | 6.6303 | 6.6244 | 6.6153 | 6.5955 | 6.5342
Abham / Exeter / Landulph 132kV | East Budleigh | Primary Substation | 11 | Leading the Way | Headroom (MW) | 6.7731 | 6.7432 | 6.7097 | 6.6371 | 6.5789 | 6.5357 | 6.5156 | 5.9285 | 4.3146 | 2.7993 | 1.2027 | 0 | 0 | 0 | 0 | 0 | 0
Abham / Exeter / Landulph 132kV | East Budleigh | Primary Substation | 11 | System Transformation | Headroom (MW) | 6.7731 | 6.7553 | 6.7363 | 6.7069 | 6.6744 | 6.6398 | 6.6088 | 6.5804 | 6.5556 | 6.5371 | 6.5225 | 6.5119 | 6.504 | 6.498 | 4.0653 | 0 | 0
Axminster 132kV | East Chinnock Primary | Primary Substation | 11 | Best View | Headroom (MW) | 4.7316 | 4.6985 | 4.6566 | 4.5714 | 4.4877 | 4.399 | 4.3025 | 4.1739 | 3.9933 | 3.7258 | 3.393 | 3.041 | 2.5961 | 2.2849 | 1.5462 | 0.58214 | 0
Axminster 132kV | East Chinnock Primary | Primary Substation | 11 | Consumer Transformation | Headroom (MW) | 4.7316 | 4.6975 | 4.6544 | 4.5431 | 4.4154 | 4.2143 | 3.9754 | 3.6649 | 3.2334 | 2.6896 | 2.0713 | 1.4397 | 0.70891 | 0.17685 | 0 | 0 | 0
Axminster 132kV | East Chinnock Primary | Primary Substation | 11 | Falling Short | Headroom (MW) | 4.7316 | 4.7213 | 4.7122 | 4.7028 | 4.69 | 4.6681 | 4.6341 | 4.5629 | 4.4318 | 4.217 | 3.9341 | 3.631 | 3.2367 | 2.9782 | 2.6229 | 2.1552 | 1.6449
Axminster 132kV | East Chinnock Primary | Primary Substation | 11 | Leading the Way | Headroom (MW) | 4.7316 | 4.6973 | 4.6542 | 4.5329 | 4.3985 | 4.162 | 3.8658 | 3.4513 | 2.9204 | 2.2377 | 1.4341 | 0.61071 | 0 | 0 | 0 | 0 | 0
Axminster 132kV | East Chinnock Primary | Primary Substation | 11 | System Transformation | Headroom (MW) | 4.7316 | 4.7124 | 4.6914 | 4.6217 | 4.5351 | 4.4266 | 4.2911 | 4.0765 | 3.7384 | 3.2968 | 2.7823 | 2.2734 | 1.6636 | 1.2639 | 0.12726 | 0 | 0
Alverdiscott / Indian Queens 132kV | East Curry | Primary Substation | 11 | Best View | Headroom (MW) | 3.4189 | 3.1512 | 2.8579 | 2.2745 | 1.6615 | 1.0556 | 0.47268 | 0 | 0 | 0 | 0 | 0 | 0 | 0 | 0 | 0 | 0
Alverdiscott / Indian Queens 132kV | East Curry | Primary Substation | 11 | Consumer Transformation | Headroom (MW) | 3.4189 | 3.133 | 2.7676 | 1.923 | 1.032 | 0 | 0 | 0 | 0 | 0 | 0 | 0 | 0 | 0 | 0 | 0 | 0
Alverdiscott / Indian Queens 132kV | East Curry | Primary Substation | 11 | Falling Short | Headroom (MW) | 3.4189 | 3.2936 | 3.1942 | 3.0657 | 2.9201 | 2.7424 | 2.5269 | 2.1644 | 1.5913 | 0.7143 | 0 | 0 | 0 | 0 | 0 | 0 | 0
Alverdiscott / Indian Queens 132kV | East Curry | Primary Substation | 11 | Leading the Way | Headroom (MW) | 3.4189 | 3.1381 | 2.7717 | 1.8869 | 0.98364 | 0 | 0 | 0 | 0 | 0 | 0 | 0 | 0 | 0 | 0 | 0 | 0
Alverdiscott / Indian Queens 132kV | East Curry | Primary Substation | 11 | System Transformation | Headroom (MW) | 3.4189 | 3.2491 | 3.0629 | 2.7402 | 2.3439 | 1.8494 | 1.2818 | 0.39595 | 0 | 0 | 0 | 0 | 0 | 0 | 0 | 0 | 0
Alverdiscott / Indian Queens 132kV | East Yelland Bsp | Bulk Supply Point | 33 | Best View | Headroom (MW) | 11.6723 | 5.403 | 3.352 | 0 | 0 | 0 | 0 | 0 | 0 | 0 | 0 | 0 | 0 | 0 | 0 | 0 | 0
Alverdiscott / Indian Queens 132kV | East Yelland Bsp | Bulk Supply Point | 33 | Consumer Transformation | Headroom (MW) | 11.6723 | 5.6341 | 3.8968 | 0 | 0 | 0 | 0 | 0 | 0 | 0 | 0 | 0 | 0 | 0 | 0 | 0 | 0
Alverdiscott / Indian Queens 132kV | East Yelland Bsp | Bulk Supply Point | 33 | Falling Short | Headroom (MW) | 11.6723 | 9.3551 | 9.2984 | 11.4484 | 10.2077 | 8.4428 | 6.0275 | 4.1528 | 0 | 0 | 0 | 0 | 0 | 0 | 0 | 0 | 0
Alverdiscott / Indian Queens 132kV | East Yelland Bsp | Bulk Supply Point | 33 | Leading the Way | Headroom (MW) | 11.6723 | 5.7117 | 3.7058 | 0 | 0 | 0 | 0 | 0 | 0 | 0 | 0 | 0 | 0 | 0 | 0 | 0 | 0
Alverdiscott / Indian Queens 132kV | East Yelland Bsp | Bulk Supply Point | 33 | System Transformation | Headroom (MW) | 11.6723 | 7.3342 | 8.4369 | 7.5475 | 1.8327 | 0 | 0 | 0 | 0 | 0 | 0 | 0 | 0 | 0 | 0 | 0 | 0
Seabank 132kV | Easton-In-Gordano | Primary Substation | 11 | Best View | Headroom (MW) | 6.6455 | 6.6253 | 6.6114 | 5.8688 | 5.7978 | 5.6906 | 5.5635 | 5.4072 | 5.2085 | 4.95 | 4.6387 | 4.3094 | 3.9088 | 1.2096 | 0 | 0 | 0
Seabank 132kV | Easton-In-Gordano | Primary Substation | 11 | Consumer Transformation | Headroom (MW) | 6.6455 | 6.6257 | 6.6118 | 5.8715 | 5.8025 | 5.6697 | 5.496 | 5.2601 | 4.9471 | 4.5669 | 4.1366 | 1.6441 | 0 | 0 | 0 | 0 | 0
Seabank 132kV | Easton-In-Gordano | Primary Substation | 11 | Falling Short | Headroom (MW) | 6.6455 | 6.6357 | 6.6274 | 6.6196 | 6.6108 | 6.602 | 6.5952 | 5.9043 | 5.8746 | 5.7768 | 5.6013 | 5.3924 | 5.1084 | 4.9243 | 4.6874 | 4.3533 | 3.9039
Seabank 132kV | Easton-In-Gordano | Primary Substation | 11 | Leading the Way | Headroom (MW) | 6.6455 | 6.6254 | 6.6115 | 5.8657 | 5.7904 | 5.636 | 5.4254 | 5.1316 | 4.7534 | 4.2774 | 2.2692 | 0 | 0 | 0 | 0 | 0 | 0
Seabank 132kV | Easton-In-Gordano | Primary Substation | 11 | System Transformation | Headroom (MW) | 6.6455 | 6.6312 | 6.6193 | 6.6077 | 5.8947 | 5.8786 | 5.8345 | 5.732 | 5.5315 | 5.2442 | 4.8997 | 4.5601 | 4.1484 | 3.9033 | 2.3086 | 0 | 0
Iron Acton 132kV | Eastville | Primary Substation | 11 | Best View | Headroom (MW) | 13.1879 | 12.9379 | 12.6259 | 11.6002 | 10.5985 | 9.5903 | 8.6213 | 7.6714 | 6.7789 | 5.9074 | 5.1209 | 4.3542 | 3.5682 | 2.7132 | 0 | 0 | 0
Iron Acton 132kV | Eastville | Primary Substation | 11 | Consumer Transformation | Headroom (MW) | 13.1879 | 12.9476 | 12.6668 | 11.714 | 10.7382 | 9.7888 | 8.8933 | 7.9656 | 7.1175 | 6.327 | 5.5727 | 4.6038 | 3.7774 | 2.9264 | 0 | 0 | 0
Iron Acton 132kV | Eastville | Primary Substation | 11 | Falling Short | Headroom (MW) | 13.1879 | 13.1208 | 13.0989 | 13.0148 | 12.8665 | 12.7153 | 12.5606 | 12.3894 | 12.2363 | 12.1008 | 11.9981 | 11.927 | 11.8902 | 11.8832 | 12.2002 | 12.1145 | 11.1207
Iron Acton 132kV | Eastville | Primary Substation | 11 | Leading the Way | Headroom (MW) | 13.1879 | 12.9379 | 12.6259 | 11.6002 | 10.5985 | 9.5903 | 8.6213 | 7.7001 | 6.7789 | 5.8274 | 4.9548 | 4.0979 | 3.2176 | 0 | 0 | 0 | 0
Iron Acton 132kV | Eastville | Primary Substation | 11 | System Transformation | Headroom (MW) | 13.1879 | 13.0685 | 12.9739 | 12.6333 | 12.1991 | 11.7027 | 11.2256 | 10.7657 | 10.3262 | 9.9296 | 9.5993 | 9.33 | 9.0905 | 8.8522 | 6.8052 | 3.2401 | 0
Bridgwater / Taunton 132kV | Edgarley | Primary Substation | 11 | Best View | Headroom (MW) | 7.171 | 7.1256 | 7.0637 | 6.9475 | 6.8834 | 6.0908 | 5.9965 | 5.8204 | 5.5524 | 5.1679 | 1.8697 | 0 | 0 | 0 | 0 | 0 | 0
Bridgwater / Taunton 132kV | Edgarley | Primary Substation | 11 | Consumer Transformation | Headroom (MW) | 7.171 | 7.1269 | 7.0669 | 6.9499 | 6.8837 | 6.0557 | 5.837 | 5.4576 | 2.6508 | 0 | 0 | 0 | 0 | 0 | 0 | 0 | 0
Bridgwater / Taunton 132kV | Edgarley | Primary Substation | 11 | Falling Short | Headroom (MW) | 7.171 | 7.1536 | 7.138 | 7.1207 | 7.0981 | 7.0666 | 7.0248 | 6.9565 | 6.877 | 6.0828 | 5.8324 | 5.4814 | 4.9972 | 4.6579 | 4.1414 | 0.046707 | 0
Bridgwater / Taunton 132kV | Edgarley | Primary Substation | 11 | Leading the Way | Headroom (MW) | 7.171 | 7.1266 | 7.066 | 6.9464 | 6.8829 | 6.0351 | 5.7486 | 5.247 | 0 | 0 | 0 | 0 | 0 | 0 | 0 | 0 | 0
Bridgwater / Taunton 132kV | Edgarley | Primary Substation | 11 | System Transformation | Headroom (MW) | 7.171 | 7.1443 | 7.1132 | 7.0633 | 7.0075 | 6.9388 | 6.8808 | 6.0854 | 5.7962 | 5.2745 | 4.6301 | 0.12115 | 0 | 0 | 0 | 0 | 0
Abham / Exeter / Landulph 132kV | Eggbuckland | Primary Substation | 11 | Best View | Headroom (MW) | 10.0142 | 9.9409 | 9.8734 | 9.7967 | 8.3993 | 8.3104 | 8.1873 | 8.0301 | 7.8762 | 7.7228 | 7.5596 | 7.3543 | 7.1786 | 7.0046 | 6.887 | 5.0525 | 2.8337
Abham / Exeter / Landulph 132kV | Eggbuckland | Primary Substation | 11 | Consumer Transformation | Headroom (MW) | 10.0142 | 9.9415 | 9.8737 | 9.7947 | 8.3829 | 8.2644 | 8.1028 | 7.9066 | 7.7105 | 7.53 | 7.3546 | 7.1387 | 6.96 | 7.7935 | 6.3758 | 0 | 0
Abham / Exeter / Landulph 132kV | Eggbuckland | Primary Substation | 11 | Falling Short | Headroom (MW) | 10.0142 | 9.9744 | 9.9408 | 9.9076 | 9.8721 | 9.8378 | 9.8061 | 9.7782 | 9.7522 | 9.7314 | 9.7149 | 9.701 | 8.5211 | 8.5319 | 10.334 | 10.2995 | 9.9746
Abham / Exeter / Landulph 132kV | Eggbuckland | Primary Substation | 11 | Leading the Way | Headroom (MW) | 10.0142 | 9.9393 | 9.8686 | 8.416 | 8.3649 | 8.2233 | 8.0388 | 7.8364 | 7.6268 | 7.4233 | 7.2191 | 8.0117 | 7.8098 | 7.5801 | 5.8535 | 0 | 0
Abham / Exeter / Landulph 132kV | Eggbuckland | Primary Substation | 11 | System Transformation | Headroom (MW) | 10.0142 | 9.9621 | 9.9139 | 9.8539 | 9.8015 | 9.7697 | 8.4391 | 8.413 | 8.3689 | 8.32 | 8.2692 | 8.2224 | 8.1817 | 9.7831 | 8.5654 | 7.9529 | 6.7091
Abham / Exeter / Landulph 132kV | Elim Terrace | Primary Substation | 11 | Best View | Headroom (MW) | 14.1563 | 14.0594 | 13.9507 | 13.7236 | 13.5132 | 13.3253 | 13.1723 | 13.0334 | 12.938 | 12.8714 | 12.8369 | 11.0635 | 11.0195 | 10.9487 | 10.0849 | 8.4767 | 6.4521
Abham / Exeter / Landulph 132kV | Elim Terrace | Primary Substation | 11 | Consumer Transformation | Headroom (MW) | 14.1563 | 14.0595 | 13.9495 | 13.6964 | 13.464 | 13.2582 | 13.0906 | 12.9543 | 12.874 | 11.0647 | 11.0498 | 10.9785 | 10.8849 | 10.7642 | 9.5487 | 0 | 0
Abham / Exeter / Landulph 132kV | Elim Terrace | Primary Substation | 11 | Falling Short | Headroom (MW) | 14.1563 | 14.1185 | 14.0864 | 14.0545 | 14.0149 | 13.9729 | 13.9317 | 13.8931 | 13.8532 | 13.8173 | 13.7902 | 13.7719 | 13.7628 | 13.7625 | 13.8595 | 13.8834 | 13.6225
Abham / Exeter / Landulph 132kV | Elim Terrace | Primary Substation | 11 | Leading the Way | Headroom (MW) | 14.1563 | 14.0561 | 13.9389 | 13.6645 | 13.4292 | 13.2166 | 13.0462 | 12.9252 | 12.8595 | 11.0568 | 11.0094 | 10.9177 | 10.7875 | 10.6199 | 9.1381 | 0 | 0
Abham / Exeter / Landulph 132kV | Elim Terrace | Primary Substation | 11 | System Transformation | Headroom (MW) | 14.1563 | 14.0969 | 14.0348 | 13.9349 | 13.823 | 13.7013 | 13.5877 | 13.483 | 13.3878 | 13.3061 | 13.2363 | 13.1788 | 13.1317 | 13.0975 | 12.8304 | 11.0336 | 10.1216
Iron Acton 132kV | Emersons Green | Primary Substation | 11 | Best View | Headroom (MW) | 10.7577 | 10.7851 | 10.7971 | 10.7798 | 10.7425 | 10.6943 | 10.6347 | 10.5486 | 10.3987 | 10.2001 | 9.9504 | 9.6896 | 9.356 | 9.0494 | 8.484 | 0.90878 | 0
Iron Acton 132kV | Emersons Green | Primary Substation | 11 | Consumer Transformation | Headroom (MW) | 10.7577 | 10.7658 | 10.7504 | 10.6732 | 10.5813 | 10.467 | 10.3207 | 10.1161 | 9.8186 | 9.4769 | 8.0341 | 5.1841 | 2.2104 | 0 | 0 | 0 | 0
Iron Acton 132kV | Emersons Green | Primary Substation | 11 | Falling Short | Headroom (MW) | 10.7577 | 10.7672 | 10.7675 | 10.7496 | 10.7483 | 10.7433 | 10.7292 | 10.6902 | 10.6023 | 10.4444 | 10.2308 | 9.999 | 9.6922 | 9.4868 | 9.054 | 8.8118 | 8.4975
Iron Acton 132kV | Emersons Green | Primary Substation | 11 | Leading the Way | Headroom (MW) | 10.7577 | 10.7693 | 10.7536 | 10.6725 | 10.5775 | 10.4359 | 10.2163 | 9.898 | 9.5059 | 8.0878 | 4.8046 | 1.4799 | 0 | 0 | 0 | 0 | 0
Iron Acton 132kV | Emersons Green | Primary Substation | 11 | System Transformation | Headroom (MW) | 10.7577 | 10.7844 | 10.7944 | 10.7736 | 10.7325 | 10.6716 | 10.5856 | 10.446 | 10.2244 | 9.9451 | 9.6232 | 9.3158 | 8.9065 | 8.6887 | 8.0347 | 1.5694 | 0
Melksham | Entry Hill | Primary Substation | 6.6 | Best View | Headroom (MW) | 11.4854 | 11.1952 | 11.0478 | 10.727 | 10.4528 | 10.2326 | 10.0945 | 8.149 | 8.0682 | 7.9985 | 7.8333 | 7.6258 | 7.3957 | 7.1472 | 5.2616 | 2.6526 | 0
Melksham | Entry Hill | Primary Substation | 6.6 | Consumer Transformation | Headroom (MW) | 11.4854 | 11.2021 | 11.0636 | 10.7455 | 10.4666 | 10.2455 | 10.1021 | 8.149 | 8.0742 | 8.0037 | 7.8438 | 7.6107 | 7.3826 | 7.1402 | 5.3629 | 2.8865 | 0
Melksham | Entry Hill | Primary Substation | 6.6 | Falling Short | Headroom (MW) | 11.4854 | 11.4398 | 11.2356 | 11.1909 | 11.1441 | 11.0944 | 11.0437 | 11.003 | 10.9594 | 10.9666 | 10.9411 | 10.9256 | 10.9183 | 10.9234 | 11.032 | 10.9841 | 10.6672
Melksham | Entry Hill | Primary Substation | 6.6 | Leading the Way | Headroom (MW) | 11.4854 | 11.1982 | 11.0514 | 10.7103 | 10.4315 | 10.2097 | 10.0809 | 8.1426 | 8.0217 | 7.9123 | 7.704 | 7.4679 | 7.2124 | 6.931 | 4.9066 | 2.1679 | 0
Melksham | Entry Hill | Primary Substation | 6.6 | System Transformation | Headroom (MW) | 11.4854 | 11.2518 | 11.1791 | 11.0555 | 10.9154 | 10.7658 | 10.628 | 10.5073 | 10.3724 | 10.3551 | 10.2738 | 10.2085 | 10.1525 | 10.1065 | 8.2131 | 7.5728 | 6.2951
Abham / Exeter / Landulph 132kV | Ernesettle B & S | Primary Substation | 11 | Best View | Headroom (MW) | 0.23444 | 0.22787 | 0.22204 | 0.21544 | 0.2089 | 0.20242 | 0.19598 | 0.1896 | 0.18327 | 0.17699 | 0.17076 | 0.16458 | 0.15845 | 0.15237 | 0.1227 | 0.094197 | 0.066819
Abham / Exeter / Landulph 132kV | Ernesettle B & S | Primary Substation | 11 | Consumer Transformation | Headroom (MW) | 0.23444 | 0.22787 | 0.22204 | 0.21544 | 0.2089 | 0.20242 | 0.19598 | 0.1896 | 0.18327 | 0.17699 | 0.17076 | 0.16458 | 0.15845 | 0.15237 | 0.1227 | 0 | 0
Abham / Exeter / Landulph 132kV | Ernesettle B & S | Primary Substation | 11 | Falling Short | Headroom (MW) | 0.23444 | 0.22787 | 0.22204 | 0.21626 | 0.21054 | 0.20486 | 0.19925 | 0.19368 | 0.18817 | 0.1827 | 0.17729 | 0.17193 | 0.16662 | 0.16136 | 0.13496 | 0.10973 | 0.085632
Abham / Exeter / Landulph 132kV | Ernesettle B & S | Primary Substation | 11 | Leading the Way | Headroom (MW) | 0.23444 | 0.22787 | 0.22204 | 0.21544 | 0.2089 | 0.20242 | 0.19598 | 0.1896 | 0.18327 | 0.17699 | 0.17076 | 0.16458 | 0.15845 | 0.15237 | 0 | 0 | 0
Abham / Exeter / Landulph 132kV | Ernesettle B & S | Primary Substation | 11 | System Transformation | Headroom (MW) | 0.23444 | 0.22787 | 0.22204 | 0.21626 | 0.21054 | 0.20486 | 0.19925 | 0.19368 | 0.18817 | 0.1827 | 0.17729 | 0.17193 | 0.16662 | 0.16136 | 0.13414 | 0 | 0
Abham / Exeter / Landulph 132kV | Ernesettle Bsp | Bulk Supply Point | 33 | Best View | Headroom (MW) | 61.5894 | 57.6439 | 54.0986 | 30.4014 | 23.0113 | 15.6479 | 7.9911 | 0.30885 | 0 | 0 | 0 | 0 | 0 | 0 | 0 | 0 | 0
Abham / Exeter / Landulph 132kV | Ernesettle Bsp | Bulk Supply Point | 33 | Consumer Transformation | Headroom (MW) | 61.5894 | 56.9284 | 52.4319 | 25.913 | 15.7111 | 4.7553 | 0 | 0 | 0 | 0 | 0 | 0 | 0 | 0 | 0 | 0 | 0
Abham / Exeter / Landulph 132kV | Ernesettle Bsp | Bulk Supply Point | 33 | Falling Short | Headroom (MW) | 61.5894 | 59.1958 | 57.27 | 39.0429 | 37.3573 | 35.7023 | 33.9288 | 32.0993 | 30.4841 | 28.569 | 26.7519 | 25.0493 | 23.6869 | 22.5701 | 19.7652 | 16.1338 | 0
Abham / Exeter / Landulph 132kV | Ernesettle Bsp | Bulk Supply Point | 33 | Leading the Way | Headroom (MW) | 61.5894 | 56.8811 | 52.1698 | 41.0872 | 30.4836 | 19.367 | 0 | 0 | 0 | 0 | 0 | 0 | 0 | 0 | 0 | 0 | 0
Abham / Exeter / Landulph 132kV | Ernesettle Bsp | Bulk Supply Point | 33 | System Transformation | Headroom (MW) | 61.5894 | 58.2526 | 55.7028 | 35.2329 | 30.5439 | 25.039 | 19.3497 | 13.6803 | 8.4909 | 3.4702 | 0 | 0 | 0 | 0 | 0 | 0 | 0
Seabank 132kV | Evercreech | Primary Substation | 11 | Best View | Headroom (MW) | 15.5489 | 15.7188 | 15.6793 | 15.935 | 15.9704 | 15.9717 | 15.9026 | 15.7571 | 15.4775 | 13.8917 | 11.8565 | 9.6199 | 6.8687 | 2.9923 | 0 | 0 | 0
Seabank 132kV | Evercreech | Primary Substation | 11 | Consumer Transformation | Headroom (MW) | 15.5489 | 15.7195 | 15.0668 | 15.3233 | 14.8361 | 14.1712 | 13.369 | 12.6661 | 11.5823 | 8.0938 | 4.1285 | 0 | 0 | 0 | 0 | 0 | 0
Seabank 132kV | Evercreech | Primary Substation | 11 | Falling Short | Headroom (MW) | 15.5489 | 15.69 | 15.6763 | 15.9638 | 16.0396 | 16.1079 | 16.0839 | 15.9817 | 15.753 | 15.3731 | 14.8509 | 14.2588 | 12.7964 | 11.2586 | 7.928 | 0.57392 | 0
Seabank 132kV | Evercreech | Primary Substation | 11 | Leading the Way | Headroom (MW) | 15.5489 | 15.7326 | 15.0825 | 15.388 | 14.8582 | 14.0859 | 13.106 | 12.2103 | 9.7543 | 5.2321 | 0 | 0 | 0 | 0 | 0 | 0 | 0
Seabank 132kV | Evercreech | Primary Substation | 11 | System Transformation | Headroom (MW) | 15.5489 | 15.7293 | 15.7033 | 16.0029 | 15.2315 | 14.9613 | 14.5868 | 14.1806 | 13.4128 | 12.4333 | 11.0968 | 8.1384 | 4.5125 | 1.9955 | 0 | 0 | 0
Bridgwater / Taunton 132kV | Exebridge | Primary Substation | 11 | Best View | Headroom (MW) | 0 | 0 | 0 | 0 | 0 | 0 | 0 | 0 | 0 | 0 | 0 | 0 | 0 | 0 | 0 | 0 | 0
Bridgwater / Taunton 132kV | Exebridge | Primary Substation | 11 | Consumer Transformation | Headroom (MW) | 0 | 0 | 0 | 0 | 0 | 0 | 0 | 0 | 0 | 0 | 0 | 0 | 0 | 0 | 0 | 0 | 0
Bridgwater / Taunton 132kV | Exebridge | Primary Substation | 11 | Falling Short | Headroom (MW) | 0 | 0 | 0 | 0 | 0 | 0 | 0 | 0 | 0 | 0 | 0 | 0 | 0 | 0 | 0 | 0 | 0
Bridgwater / Taunton 132kV | Exebridge | Primary Substation | 11 | Leading the Way | Headroom (MW) | 0 | 0 | 0 | 0 | 0 | 0 | 0 | 0 | 0 | 0 | 0 | 0 | 0 | 0 | 0 | 0 | 0
Bridgwater / Taunton 132kV | Exebridge | Primary Substation | 11 | System Transformation | Headroom (MW) | 0 | 0 | 0 | 0 | 0 | 0 | 0 | 0 | 0 | 0 | 0 | 0 | 0 | 0 | 0 | 0 | 0
Abham / Exeter / Landulph 132kV | Exeter City Bsp | Bulk Supply Point | 33 | Best View | Headroom (MW) | 37.2038 | 21.4085 | 10.3029 | 0 | 0 | 0 | 0 | 0 | 0 | 0 | 0 | 0 | 0 | 0 | 0 | 0 | 0
Abham / Exeter / Landulph 132kV | Exeter City Bsp | Bulk Supply Point | 33 | Consumer Transformation | Headroom (MW) | 37.2038 | 21.1565 | 11.5301 | 0 | 0 | 0 | 0 | 0 | 0 | 0 | 0 | 0 | 0 | 0 | 0 | 0 | 0
Abham / Exeter / Landulph 132kV | Exeter City Bsp | Bulk Supply Point | 33 | Falling Short | Headroom (MW) | 37.2038 | 30.2317 | 17.2828 | 15.9582 | 14.2734 | 12.3528 | 9.89 | 5.6698 | 0 | 0 | 0 | 0 | 0 | 0 | 0 | 0 | 0
Abham / Exeter / Landulph 132kV | Exeter City Bsp | Bulk Supply Point | 33 | Leading the Way | Headroom (MW) | 37.2038 | 21.0844 | 11.1284 | 0 | 0 | 0 | 0 | 0 | 0 | 0 | 0 | 0 | 0 | 0 | 0 | 0 | 0
Abham / Exeter / Landulph 132kV | Exeter City Bsp | Bulk Supply Point | 33 | System Transformation | Headroom (MW) | 37.2038 | 23.161 | 19.4481 | 14.3026 | 8.3734 | 0.75857 | 0 | 0 | 0 | 0 | 0 | 0 | 0 | 0 | 0 | 0 | 0
Abham / Exeter / Landulph 132kV | Exeter Main Bsp | Bulk Supply Point | 33 | Best View | Headroom (MW) | 24.8324 | 21.1049 | 17.9691 | 11.3851 | 4.962 | 0 | 0 | 0 | 0 | 0 | 0 | 0 | 0 | 0 | 0 | 0 | 0
Abham / Exeter / Landulph 132kV | Exeter Main Bsp | Bulk Supply Point | 33 | Consumer Transformation | Headroom (MW) | 24.8324 | 21.1527 | 18.0539 | 10.795 | 1.7862 | 0 | 0 | 0 | 0 | 0 | 0 | 0 | 0 | 0 | 0 | 0 | 0
Abham / Exeter / Landulph 132kV | Exeter Main Bsp | Bulk Supply Point | 33 | Falling Short | Headroom (MW) | 24.8324 | 23.5679 | 21.9965 | 21.152 | 20.1921 | 6.4957 | 4.4258 | 3.3332 | 0 | 0 | 0 | 0 | 0 | 0 | 0 | 0 | 0
Abham / Exeter / Landulph 132kV | Exeter Main Bsp | Bulk Supply Point | 33 | Leading the Way | Headroom (MW) | 24.8324 | 21.1555 | 17.9981 | 10.2453 | 0.93847 | 0 | 0 | 0 | 0 | 0 | 0 | 0 | 0 | 0 | 0 | 0 | 0
Abham / Exeter / Landulph 132kV | Exeter Main Bsp | Bulk Supply Point | 33 | System Transformation | Headroom (MW) | 24.8324 | 22.1713 | 20.6369 | 17.9729 | 14.0375 | 8.7003 | 0 | 0 | 0 | 0 | 0 | 0 | 0 | 0 | 0 | 0 | 0
Abham / Exeter / Landulph 132kV | Exeter Science Park | Primary Substation | 11 | Best View | Headroom (MW) | 0 | 0 | 0 | 0 | 0 | 0 | 0 | 0 | 0 | 0 | 0 | 0 | 0 | 0 | 0 | 0 | 0
Abham / Exeter / Landulph 132kV | Exeter Science Park | Primary Substation | 11 | Consumer Transformation | Headroom (MW) | 0 | 0 | 0 | 0 | 0 | 0 | 0 | 0 | 0 | 0 | 0 | 0 | 0 | 0 | 0 | 0 | 0
Abham / Exeter / Landulph 132kV | Exeter Science Park | Primary Substation | 11 | Falling Short | Headroom (MW) | 0 | 0 | 0 | 0 | 0 | 0 | 0 | 0 | 0 | 0 | 0 | 0 | 0 | 0 | 0 | 0 | 0
Abham / Exeter / Landulph 132kV | Exeter Science Park | Primary Substation | 11 | Leading the Way | Headroom (MW) | 0 | 0 | 0 | 0 | 0 | 0 | 0 | 0 | 0 | 0 | 0 | 0 | 0 | 0 | 0 | 0 | 0
Abham / Exeter / Landulph 132kV | Exeter Science Park | Primary Substation | 11 | System Transformation | Headroom (MW) | 0 | 0 | 0 | 0 | 0 | 0 | 0 | 0 | 0 | 0 | 0 | 0 | 0 | 0 | 0 | 0 | 0
Abham / Exeter / Landulph 132kV | Exminster | Primary Substation | 11 | Best View | Headroom (MW) | 5.5891 | 5.5588 | 5.5283 | 5.468 | 5.4199 | 5.3734 | 5.3523 | 4.615 | 4.4991 | 4.2411 | 3.8617 | 3.4297 | 2.9025 | 2.5218 | 0 | 0 | 0
Abham / Exeter / Landulph 132kV | Exminster | Primary Substation | 11 | Consumer Transformation | Headroom (MW) | 5.5891 | 5.5378 | 5.4803 | 5.382 | 4.616 | 4.4461 | 4.1404 | 3.7055 | 3.0358 | 2.2149 | 1.283 | 0.092483 | 0 | 0 | 0 | 0 | 0
Abham / Exeter / Landulph 132kV | Exminster | Primary Substation | 11 | Falling Short | Headroom (MW) | 5.5891 | 5.563 | 5.5434 | 5.5105 | 5.4988 | 5.4778 | 5.4542 | 5.4131 | 5.3546 | 4.6109 | 4.3905 | 4.059 | 3.6058 | 3.2793 | 2.806 | 2.1212 | 1.3386
Abham / Exeter / Landulph 132kV | Exminster | Primary Substation | 11 | Leading the Way | Headroom (MW) | 5.5891 | 5.5357 | 5.4768 | 5.3753 | 4.6063 | 4.3914 | 4.0008 | 3.4431 | 2.6052 | 1.5733 | 0.36556 | 0 | 0 | 0 | 0 | 0 | 0
Abham / Exeter / Landulph 132kV | Exminster | Primary Substation | 11 | System Transformation | Headroom (MW) | 5.5891 | 5.56 | 5.5318 | 5.4788 | 5.4272 | 5.3715 | 4.6315 | 4.53 | 4.158 | 3.6084 | 2.9347 | 2.2509 | 1.4448 | 0.88977 | 0 | 0 | 0
Abham / Exeter / Landulph 132kV | Exmouth Bsp | Bulk Supply Point | 33 | Best View | Headroom (MW) | 13.5194 | 10.8672 | 7.4515 | 0.52076 | 0 | 0 | 0 | 0 | 0 | 0 | 0 | 0 | 0 | 0 | 0 | 0 | 0
Abham / Exeter / Landulph 132kV | Exmouth Bsp | Bulk Supply Point | 33 | Consumer Transformation | Headroom (MW) | 13.5194 | 10.9442 | 7.6939 | 0.090593 | 0 | 0 | 0 | 0 | 0 | 0 | 0 | 0 | 0 | 0 | 0 | 0 | 0
Abham / Exeter / Landulph 132kV | Exmouth Bsp | Bulk Supply Point | 33 | Falling Short | Headroom (MW) | 13.5194 | 12.5611 | 11.7191 | 11.0335 | 10.1547 | 9.1898 | 8.1095 | 7.3567 | 5.716 | 4.46 | 3.095 | 1.9707 | 0.70742 | 0.45451 | 1.5813 | 0 | 0
Abham / Exeter / Landulph 132kV | Exmouth Bsp | Bulk Supply Point | 33 | Leading the Way | Headroom (MW) | 13.5194 | 10.8719 | 7.4672 | 0 | 0 | 0 | 0 | 0 | 0 | 0 | 0 | 0 | 0 | 0 | 0 | 0 | 0
Abham / Exeter / Landulph 132kV | Exmouth Bsp | Bulk Supply Point | 33 | System Transformation | Headroom (MW) | 13.5194 | 12.0003 | 10.3312 | 7.7067 | 4.6609 | 0.91988 | 0 | 0 | 0 | 0 | 0 | 0 | 0 | 0 | 0 | 0 | 0
Abham / Exeter / Landulph 132kV | Exmouth Works | Primary Substation | 11 | Best View | Headroom (MW) | 12.7004 | 12.6034 | 12.4767 | 11.4232 | 10.3525 | 9.2823 | 8.2747 | 7.4559 | 6.4483 | 5.5969 | 4.815 | 4.0362 | 3.0421 | 2.1828 | 0 | 0 | 0
Abham / Exeter / Landulph 132kV | Exmouth Works | Primary Substation | 11 | Consumer Transformation | Headroom (MW) | 12.7004 | 12.6065 | 12.4882 | 11.3549 | 10.1374 | 8.8371 | 7.5587 | 6.3529 | 4.8956 | 3.6796 | 2.4766 | 1.0339 | 0 | 0 | 0 | 0 | 0
Abham / Exeter / Landulph 132kV | Exmouth Works | Primary Substation | 11 | Falling Short | Headroom (MW) | 12.7004 | 12.6583 | 12.6223 | 12.5877 | 12.5428 | 12.4961 | 12.4489 | 12.3991 | 12.2267 | 12.0244 | 11.8045 | 11.6227 | 11.4186 | 11.3752 | 11.5409 | 10.8945 | 9.2326
Abham / Exeter / Landulph 132kV | Exmouth Works | Primary Substation | 11 | Leading the Way | Headroom (MW) | 12.7004 | 12.6034 | 12.477 | 11.2211 | 9.9724 | 8.6003 | 7.2065 | 5.9125 | 4.3029 | 2.7917 | 1.1995 | 0 | 0 | 0 | 0 | 0 | 0
Abham / Exeter / Landulph 132kV | Exmouth Works | Primary Substation | 11 | System Transformation | Headroom (MW) | 12.7004 | 12.6387 | 12.5718 | 12.4634 | 12.0743 | 11.478 | 10.8835 | 10.4083 | 9.633 | 9.074 | 8.5583 | 8.0862 | 7.4541 | 7.0397 | 4.0543 | 0 | 0
Alverdiscott / Indian Queens 132kV | Falmouth Bickland Hl | Primary Substation | 11 | Best View | Headroom (MW) | 21.4966 | 21.2139 | 20.9446 | 20.4656 | 19.9866 | 19.563 | 19.1533 | 18.764 | 18.4258 | 18.2279 | 17.4791 | 17.1774 | 14.2788 | 11.0082 | 0 | 0 | 0
Alverdiscott / Indian Queens 132kV | Falmouth Bickland Hl | Primary Substation | 11 | Consumer Transformation | Headroom (MW) | 21.4966 | 21.2101 | 20.8883 | 20.2056 | 19.5254 | 18.8353 | 18.2645 | 17.277 | 16.6216 | 11.6088 | 3.9315 | 0 | 0 | 0 | 0 | 0 | 0
Alverdiscott / Indian Queens 132kV | Falmouth Bickland Hl | Primary Substation | 11 | Falling Short | Headroom (MW) | 21.4966 | 21.3333 | 21.223 | 21.1157 | 20.9952 | 20.8905 | 20.7705 | 20.6363 | 20.4969 | 20.3542 | 20.22 | 20.1017 | 20.0029 | 19.9187 | 19.6515 | 14.944 | 7.8855
Alverdiscott / Indian Queens 132kV | Falmouth Bickland Hl | Primary Substation | 11 | Leading the Way | Headroom (MW) | 21.4966 | 21.2041 | 20.8719 | 20.1447 | 19.4491 | 18.7657 | 18.2397 | 17.2434 | 15.6836 | 8.6112 | 0 | 0 | 0 | 0 | 0 | 0 | 0
Alverdiscott / Indian Queens 132kV | Falmouth Bickland Hl | Primary Substation | 11 | System Transformation | Headroom (MW) | 21.4966 | 21.2982 | 21.1169 | 20.8505 | 20.5391 | 20.2126 | 19.8841 | 19.547 | 19.2079 | 18.898 | 18.2296 | 15.8052 | 10.7011 | 8.0631 | 0 | 0 | 0
Alverdiscott / Indian Queens 132kV | Falmouth Docks | Primary Substation | 11 | Best View | Headroom (MW) | 19.4315 | 19.3331 | 19.2652 | 19.1612 | 19.0629 | 18.9763 | 18.9027 | 18.8406 | 18.7829 | 18.7268 | 18.6847 | 18.4087 | 14.2957 | 11.0212 | 0 | 0 | 0
Alverdiscott / Indian Queens 132kV | Falmouth Docks | Primary Substation | 11 | Consumer Transformation | Headroom (MW) | 19.4315 | 19.3318 | 19.2448 | 19.1037 | 18.974 | 18.8299 | 18.7255 | 18.6745 | 17.38 | 11.6225 | 3.9362 | 0 | 0 | 0 | 0 | 0 | 0
Alverdiscott / Indian Queens 132kV | Falmouth Docks | Primary Substation | 11 | Falling Short | Headroom (MW) | 19.4315 | 19.3599 | 19.327 | 19.2956 | 19.2601 | 19.2242 | 19.1881 | 19.1518 | 19.1128 | 19.0673 | 19.0227 | 18.982 | 18.9525 | 18.9251 | 19.6589 | 14.9617 | 7.8948
Alverdiscott / Indian Queens 132kV | Falmouth Docks | Primary Substation | 11 | Leading the Way | Headroom (MW) | 19.4315 | 19.3311 | 19.2402 | 19.0928 | 18.9636 | 18.83 | 18.7306 | 18.6779 | 15.7021 | 8.6214 | 0 | 0 | 0 | 0 | 0 | 0 | 0
Alverdiscott / Indian Queens 132kV | Falmouth Docks | Primary Substation | 11 | System Transformation | Headroom (MW) | 19.4315 | 19.3498 | 19.2897 | 19.2268 | 19.156 | 19.0808 | 19.0131 | 18.9419 | 18.8699 | 18.8063 | 18.7538 | 15.8239 | 10.7138 | 8.0726 | 0 | 0 | 0
Iron Acton 132kV | Feeder Rd 11kv | Primary Substation | 11 | Best View | Headroom (MW) | 49.2733 | 49.1091 | 48.0077 | 44.8371 | 42.5993 | 40.8269 | 30.0677 | 29.1973 | 14.2323 | 11.9924 | 9.8404 | 7.7208 | 5.5634 | 3.1181 | 0 | 0 | 0
Iron Acton 132kV | Feeder Rd 11kv | Primary Substation | 11 | Consumer Transformation | Headroom (MW) | 49.2733 | 49.0884 | 47.3153 | 44.9687 | 24.2936 | 21.8817 | 19.6647 | 17.2169 | 15.0097 | 12.9859 | 11.1154 | 8.6319 | 6.3036 | 3.7634 | 0 | 0 | 0
Iron Acton 132kV | Feeder Rd 11kv | Primary Substation | 11 | Falling Short | Headroom (MW) | 49.2733 | 49.5271 | 49.072 | 48.0774 | 47.6646 | 47.3304 | 47.1028 | 46.7058 | 28.2174 | 28.0944 | 28.0189 | 28.0117 | 28.0502 | 28.0957 | 28.6319 | 28.1336 | 25.4318
Iron Acton 132kV | Feeder Rd 11kv | Primary Substation | 11 | Leading the Way | Headroom (MW) | 49.2733 | 49.1091 | 47.2871 | 44.7775 | 24.0187 | 21.4819 | 19.0486 | 16.6013 | 14.2443 | 11.9363 | 9.5423 | 7.165 | 4.7347 | 2.0012 | 0 | 0 | 0
Iron Acton 132kV | Feeder Rd 11kv | Primary Substation | 11 | System Transformation | Headroom (MW) | 49.2733 | 49.4117 | 48.7751 | 47.1729 | 46.0651 | 44.8473 | 25.7374 | 24.7471 | 23.8079 | 22.9691 | 22.2735 | 21.6923 | 21.1437 | 20.551 | 14.4371 | 4.4042 | 0
Iron Acton 132kV | Feeder Road 33kv | Bulk Supply Point | 33 | Best View | Headroom (MW) | 116.5858 | 115.6385 | 113.4322 | 105.5275 | 97.5951 | 82.0761 | 76.8754 | 71.0162 | 58.8249 | 53.9611 | 49.2822 | 44.5418 | 39.3964 | 32.708 | 0 | 0 | 0
Iron Acton 132kV | Feeder Road 33kv | Bulk Supply Point | 33 | Consumer Transformation | Headroom (MW) | 116.5858 | 115.6402 | 112.334 | 102.1757 | 77.4793 | 72.1114 | 66.8585 | 59.299 | 50.191 | 41.2649 | 32.4598 | 21.7812 | 12.1397 | 4.5761 | 0 | 0 | 0
Iron Acton 132kV | Feeder Road 33kv | Bulk Supply Point | 33 | Falling Short | Headroom (MW) | 116.5858 | 116.5042 | 115.6859 | 114.2504 | 113.437 | 112.6757 | 112.0497 | 109.5599 | 84.295 | 84.1589 | 83.9571 | 83.7198 | 83.4418 | 83.2254 | 83.1346 | 82.5295 | 71.6722
Iron Acton 132kV | Feeder Road 33kv | Bulk Supply Point | 33 | Leading the Way | Headroom (MW) | 116.5858 | 115.641 | 109.3547 | 100.9636 | 76.7822 | 71.0429 | 65.2433 | 56.3567 | 46.4072 | 36.1118 | 25.8308 | 15.494 | 4.3935 | 0 | 0 | 0 | 0
Iron Acton 132kV | Feeder Road 33kv | Bulk Supply Point | 33 | System Transformation | Headroom (MW) | 116.5858 | 116.2506 | 115.0439 | 111.907 | 107.3935 | 102.2901 | 82.2014 | 80.1679 | 77.8779 | 75.8159 | 73.9897 | 72.2677 | 70.2982 | 71.0023 | 50.5121 | 16.8174 | 0
Iron Acton 132kV | Feeder Road B | Primary Substation | 11 | Best View | Headroom (MW) | 13.661 | 13.511 | 13.3252 | 12.9551 | 12.6116 | 12.2897 | 11.9817 | 11.6983 | 11.4512 | 11.1886 | 10.9561 | 10.7182 | 10.4836 | 10.2356 | 0 | 0 | 0
Iron Acton 132kV | Feeder Road B | Primary Substation | 11 | Consumer Transformation | Headroom (MW) | 13.661 | 13.5183 | 13.348 | 13.0127 | 12.6862 | 12.3741 | 12.0927 | 11.8026 | 11.5601 | 11.3305 | 11.0961 | 10.7765 | 10.5174 | 10.2527 | 0 | 0 | 0
Iron Acton 132kV | Feeder Road B | Primary Substation | 11 | Falling Short | Headroom (MW) | 13.661 | 13.5588 | 13.4723 | 13.3877 | 13.2984 | 13.2063 | 13.1145 | 13.0242 | 12.9431 | 12.8684 | 12.8138 | 12.7621 | 12.724 | 12.6949 | 12.7135 | 12.5981 | 12.1274
Iron Acton 132kV | Feeder Road B | Primary Substation | 11 | Leading the Way | Headroom (MW) | 13.661 | 13.511 | 13.3252 | 12.9551 | 12.6116 | 12.2897 | 11.9817 | 11.7085 | 11.4512 | 11.1623 | 10.9017 | 10.6341 | 10.3703 | 10.0926 | 0 | 0 | 0
Iron Acton 132kV | Feeder Road B | Primary Substation | 11 | System Transformation | Headroom (MW) | 13.661 | 13.5393 | 13.413 | 13.2418 | 13.0586 | 12.8658 | 12.6813 | 12.5027 | 12.3499 | 12.1976 | 12.0704 | 11.9598 | 11.857 | 11.7611 | 11.0513 | 9.8179 | 8.2478
Iron Acton 132kV | Filton Dc | Primary Substation | 11 | Best View | Headroom (MW) | 34.8198 | 34.6349 | 34.4559 | 33.8815 | 33.3097 | 30.4971 | 27.4919 | 24.4198 | 21.5409 | 19.3465 | 17.3433 | 15.5107 | 13.0686 | 10.478 | 0 | 0 | 0
Iron Acton 132kV | Filton Dc | Primary Substation | 11 | Consumer Transformation | Headroom (MW) | 34.8198 | 34.5787 | 34.3057 | 33.456 | 32.4449 | 29.2622 | 26.1468 | 22.5785 | 19.3418 | 16.9326 | 14.8226 | 12.115 | 9.1971 | 12.5628 | 0 | 0 | 0
Iron Acton 132kV | Filton Dc | Primary Substation | 11 | Falling Short | Headroom (MW) | 34.8198 | 34.7445 | 34.7136 | 34.6864 | 34.635 | 34.4984 | 34.3527 | 34.2143 | 34.0617 | 34.1046 | 34.2104 | 34.3837 | 34.4564 | 34.5424 | 34.9236 | 34.7786 | 33.6153
Iron Acton 132kV | Filton Dc | Primary Substation | 11 | Leading the Way | Headroom (MW) | 34.8198 | 34.5713 | 34.2685 | 33.3438 | 31.9935 | 28.6297 | 25.1569 | 21.6243 | 18.1612 | 15.3105 | 12.608 | 10.0462 | 6.8345 | 0 | 0 | 0 | 0
Iron Acton 132kV | Filton Dc | Primary Substation | 11 | System Transformation | Headroom (MW) | 34.8198 | 34.6968 | 34.6073 | 34.3631 | 34.066 | 33.5737 | 33.0819 | 32.247 | 30.7294 | 29.9996 | 29.594 | 29.3045 | 28.4347 | 31.1305 | 24.5629 | 26.8686 | 0
Abham / Exeter / Landulph 132kV | Folly Bridge | Primary Substation | 11 | Best View | Headroom (MW) | 10.7623 | 10.7542 | 10.7373 | 10.6802 | 10.6044 | 10.5169 | 10.428 | 10.333 | 10.2468 | 10.1624 | 10.0781 | 9.8888 | 5.9726 | 3.5514 | 0 | 0 | 0
Abham / Exeter / Landulph 132kV | Folly Bridge | Primary Substation | 11 | Consumer Transformation | Headroom (MW) | 10.7623 | 10.753 | 10.7314 | 10.6515 | 10.5479 | 10.4132 | 10.2677 | 10.1089 | 9.9572 | 9.0967 | 5.5848 | 0.094416 | 0 | 0 | 0 | 0 | 0
Abham / Exeter / Landulph 132kV | Folly Bridge | Primary Substation | 11 | Falling Short | Headroom (MW) | 10.7623 | 10.762 | 10.7621 | 10.7612 | 10.7577 | 10.7525 | 10.7454 | 10.7366 | 10.7257 | 10.7155 | 10.7059 | 10.6967 | 10.6897 | 10.6846 | 10.6949 | 10.6943 | 10.57
Abham / Exeter / Landulph 132kV | Folly Bridge | Primary Substation | 11 | Leading the Way | Headroom (MW) | 10.7623 | 10.7525 | 10.7296 | 10.6426 | 10.5367 | 10.4039 | 10.2625 | 10.119 | 9.882 | 7.3653 | 1.2567 | 0 | 0 | 0 | 0 | 0 | 0
Abham / Exeter / Landulph 132kV | Folly Bridge | Primary Substation | 11 | System Transformation | Headroom (MW) | 10.7623 | 10.7592 | 10.7524 | 10.7347 | 10.7067 | 10.6658 | 10.6195 | 10.569 | 10.5154 | 10.465 | 10.4171 | 10.3759 | 10.2802 | 9.3708 | 1.2686 | 0 | 0
Alverdiscott / Indian Queens 132kV | Fowey | Primary Substation | 11 | Best View | Headroom (MW) | 5.1604 | 4.2738 | 3.4874 | 1.9709 | 0.55659 | 0 | 0 | 0 | 0 | 0 | 0 | 0 | 0 | 0 | 0 | 0 | 0
Alverdiscott / Indian Queens 132kV | Fowey | Primary Substation | 11 | Consumer Transformation | Headroom (MW) | 5.1604 | 4.1126 | 3.3086 | 0 | 0 | 0 | 0 | 0 | 0 | 0 | 0 | 0 | 0 | 0 | 0 | 0 | 0
Alverdiscott / Indian Queens 132kV | Fowey | Primary Substation | 11 | Falling Short | Headroom (MW) | 5.1604 | 4.66 | 4.3517 | 4.0367 | 3.7472 | 3.5133 | 2.9718 | 1.8523 | 0 | 0 | 0 | 0 | 0 | 0 | 0 | 0 | 0
Alverdiscott / Indian Queens 132kV | Fowey | Primary Substation | 11 | Leading the Way | Headroom (MW) | 5.1604 | 4.1187 | 0 | 0 | 0 | 0 | 0 | 0 | 0 | 0 | 0 | 0 | 0 | 0 | 0 | 0 | 0
Alverdiscott / Indian Queens 132kV | Fowey | Primary Substation | 11 | System Transformation | Headroom (MW) | 5.1604 | 4.4009 | 4.0358 | 3.2308 | 0 | 0 | 0 | 0 | 0 | 0 | 0 | 0 | 0 | 0 | 0 | 0 | 0
Seabank 132kV | Foxhills | Primary Substation | 11 | Best View | Headroom (MW) | 13.7354 | 13.6555 | 13.5585 | 13.342 | 13.129 | 12.9081 | 12.6833 | 12.4649 | 12.2324 | 12.0906 | 10.2438 | 9.9201 | 9.3859 | 4.2154 | 0 | 0 | 0
Seabank 132kV | Foxhills | Primary Substation | 11 | Consumer Transformation | Headroom (MW) | 13.7354 | 13.6576 | 13.5661 | 13.3551 | 13.1448 | 12.9138 | 12.6666 | 12.3868 | 12.129 | 10.2657 | 9.8483 | 0 | 0 | 0 | 0 | 0 | 0
Seabank 132kV | Foxhills | Primary Substation | 11 | Falling Short | Headroom (MW) | 13.7354 | 13.6996 | 13.6694 | 13.6357 | 13.6005 | 13.5527 | 13.4906 | 13.3863 | 13.2183 | 12.9713 | 12.6648 | 12.3746 | 12.1103 | 10.3662 | 10.2862 | 9.9551 | 2.1906
Seabank 132kV | Foxhills | Primary Substation | 11 | Leading the Way | Headroom (MW) | 13.7354 | 13.656 | 13.5599 | 13.3333 | 13.1181 | 12.8352 | 12.5121 | 12.1877 | 10.2871 | 9.8173 | 5.4994 | 0 | 0 | 0 | 0 | 0 | 0
Seabank 132kV | Foxhills | Primary Substation | 11 | System Transformation | Headroom (MW) | 13.7354 | 13.6849 | 13.635 | 13.5513 | 13.4535 | 13.316 | 13.1495 | 12.9208 | 12.597 | 12.2618 | 12.0784 | 10.199 | 9.7388 | 5.3534 | 0 | 0 | 0
Alverdiscott / Indian Queens 132kV | Fraddon | Primary Substation | 11 | Best View | Headroom (MW) | 8.9898 | 8.9233 | 8.8274 | 8.641 | 8.568 | 8.3557 | 8.2543 | 7.9232 | 7.398 | 6.6003 | 5.5827 | 4.474 | 3.0961 | 2.0578 | 0 | 0 | 0
Alverdiscott / Indian Queens 132kV | Fraddon | Primary Substation | 11 | Consumer Transformation | Headroom (MW) | 8.9898 | 8.9151 | 8.7908 | 8.501 | 8.3282 | 7.7836 | 7.2312 | 6.3025 | 4.8359 | 2.8655 | 0.58167 | 0 | 0 | 0 | 0 | 0 | 0
Alverdiscott / Indian Queens 132kV | Fraddon | Primary Substation | 11 | Falling Short | Headroom (MW) | 8.9898 | 8.9675 | 8.9366 | 8.8984 | 8.9353 | 8.8622 | 8.8421 | 8.6269 | 8.2023 | 7.5002 | 6.573 | 5.5788 | 4.3073 | 3.4059 | 2.7728 | 0.38631 | 0
Alverdiscott / Indian Queens 132kV | Fraddon | Primary Substation | 11 | Leading the Way | Headroom (MW) | 8.9898 | 8.9183 | 8.7938 | 8.4947 | 8.323 | 7.697 | 7.0124 | 5.8481 | 4.094 | 0 | 0 | 0 | 0 | 0 | 0 | 0 | 0
Alverdiscott / Indian Queens 132kV | Fraddon | Primary Substation | 11 | System Transformation | Headroom (MW) | 8.9898 | 8.9541 | 8.892 | 8.7852 | 8.7776 | 8.5691 | 8.3856 | 7.8215 | 6.7379 | 5.1846 | 3.3596 | 1.5535 | 0.17152 | 0 | 0 | 0 | 0
Alverdiscott / Indian Queens 132kV | Fraddon Bsp | Bulk Supply Point | 33 | Best View | Headroom (MW) | 0 | 0 | 0 | 0 | 0 | 0 | 0 | 0 | 0 | 0 | 0 | 0 | 0 | 0 | 0 | 0 | 0
Alverdiscott / Indian Queens 132kV | Fraddon Bsp | Bulk Supply Point | 33 | Consumer Transformation | Headroom (MW) | 0 | 0 | 0 | 0 | 0 | 0 | 0 | 0 | 0 | 0 | 0 | 0 | 0 | 0 | 0 | 0 | 0
Alverdiscott / Indian Queens 132kV | Fraddon Bsp | Bulk Supply Point | 33 | Falling Short | Headroom (MW) | 0 | 0 | 0 | 0 | 0 | 0 | 0 | 0 | 0 | 0 | 0 | 0 | 0 | 0 | 0 | 0 | 0
Alverdiscott / Indian Queens 132kV | Fraddon Bsp | Bulk Supply Point | 33 | Leading the Way | Headroom (MW) | 0 | 0 | 0 | 0 | 0 | 0 | 0 | 0 | 0 | 0 | 0 | 0 | 0 | 0 | 0 | 0 | 0
Alverdiscott / Indian Queens 132kV | Fraddon Bsp | Bulk Supply Point | 33 | System Transformation | Headroom (MW) | 0 | 0 | 0 | 0 | 0 | 0 | 0 | 0 | 0 | 0 | 0 | 0 | 0 | 0 | 0 | 0 | 0
Alverdiscott / Indian Queens 132kV | Fremington | Primary Substation | 11 | Best View | Headroom (MW) | 0.89393 | 0.82846 | 0.74276 | 0.56523 | 0.39322 | 0.21098 | 0.013261 | 0 | 0 | 0 | 0 | 0 | 0 | 0 | 0 | 0 | 0
Alverdiscott / Indian Queens 132kV | Fremington | Primary Substation | 11 | Consumer Transformation | Headroom (MW) | 0.89393 | 0.83003 | 0.74925 | 0.55688 | 0.35384 | 0.073045 | 0 | 0 | 0 | 0 | 0 | 0 | 0 | 0 | 0 | 0 | 0
Alverdiscott / Indian Queens 132kV | Fremington | Primary Substation | 11 | Falling Short | Headroom (MW) | 0.89393 | 0.87092 | 0.85121 | 0.82553 | 0.80405 | 0.76943 | 0.71709 | 0.61386 | 0.4224 | 0.12414 | 0 | 0 | 0 | 0 | 0 | 0 | 0
Alverdiscott / Indian Queens 132kV | Fremington | Primary Substation | 11 | Leading the Way | Headroom (MW) | 0.89393 | 0.82851 | 0.74371 | 0.53978 | 0.33661 | 0.013851 | 0 | 0 | 0 | 0 | 0 | 0 | 0 | 0 | 0 | 0 | 0
Alverdiscott / Indian Queens 132kV | Fremington | Primary Substation | 11 | System Transformation | Headroom (MW) | 0.89393 | 0.85787 | 0.81842 | 0.74802 | 0.66799 | 0.54864 | 0.38777 | 0.1111 | 0 | 0 | 0 | 0 | 0 | 0 | 0 | 0 | 0
Seabank 132kV | Gas Lane | Primary Substation | 11 | Best View | Headroom (MW) | 10.4725 | 10.3479 | 10.2035 | 9.9807 | 8.0203 | 7.9267 | 7.7271 | 7.4438 | 7.0946 | 6.6734 | 6.1818 | 5.6668 | 4.5648 | 2.5277 | 0 | 0 | 0
Seabank 132kV | Gas Lane | Primary Substation | 11 | Consumer Transformation | Headroom (MW) | 10.4725 | 10.3526 | 10.2146 | 9.9891 | 8.0221 | 7.9241 | 7.6902 | 7.3202 | 6.838 | 6.2706 | 5.5247 | 2.7879 | 0 | 0 | 0 | 0 | 0
Seabank 132kV | Gas Lane | Primary Substation | 11 | Falling Short | Headroom (MW) | 10.4725 | 10.4205 | 10.3712 | 10.3235 | 10.2689 | 10.2089 | 10.1452 | 10.0712 | 9.9785 | 9.8882 | 8.0928 | 8.0603 | 7.9286 | 7.8083 | 7.6861 | 7.3589 | 6.6811
Seabank 132kV | Gas Lane | Primary Substation | 11 | Leading the Way | Headroom (MW) | 10.4725 | 10.3483 | 10.2045 | 9.9735 | 8.0173 | 7.8796 | 7.5819 | 7.1423 | 6.5695 | 5.8696 | 3.1216 | 0 | 0 | 0 | 0 | 0 | 0
Seabank 132kV | Gas Lane | Primary Substation | 11 | System Transformation | Headroom (MW) | 10.4725 | 10.3959 | 10.3151 | 10.1976 | 10.0788 | 9.9675 | 9.9038 | 8.0479 | 7.9452 | 7.6975 | 7.3364 | 6.9463 | 6.4684 | 6.1563 | 2.8699 | 0 | 0
Alverdiscott / Indian Queens 132kV | Geevor | Primary Substation | 11 | Best View | Headroom (MW) | 11.7194 | 11.6648 | 11.6198 | 11.5339 | 11.4477 | 11.3662 | 11.2974 | 11.1915 | 11.1229 | 11.0444 | 10.9682 | 10.8945 | 10.8239 | 10.7474 | 10.1855 | 0 | 0
Alverdiscott / Indian Queens 132kV | Geevor | Primary Substation | 11 | Consumer Transformation | Headroom (MW) | 11.7194 | 11.6604 | 11.601 | 11.466 | 11.3338 | 11.1292 | 10.9364 | 10.7309 | 10.5491 | 5.2484 | 5.0685 | 4.8607 | 4.6585 | 0 | 0 | 0 | 0
Alverdiscott / Indian Queens 132kV | Geevor | Primary Substation | 11 | Falling Short | Headroom (MW) | 11.7194 | 11.6883 | 11.673 | 11.6564 | 11.6336 | 11.6095 | 11.5847 | 11.5539 | 11.5169 | 11.4708 | 11.4244 | 11.3807 | 11.3486 | 11.3196 | 11.1832 | 11.0697 | 10.8493
Alverdiscott / Indian Queens 132kV | Geevor | Primary Substation | 11 | Leading the Way | Headroom (MW) | 11.7194 | 11.6616 | 11.6018 | 11.4608 | 11.3294 | 11.1429 | 10.9716 | 5.673 | 5.5009 | 5.3354 | 5.1703 | 0 | 0 | 0 | 0 | 0 | 0
Alverdiscott / Indian Queens 132kV | Geevor | Primary Substation | 11 | System Transformation | Headroom (MW) | 11.7194 | 11.6783 | 11.6475 | 11.5963 | 11.5353 | 11.4669 | 11.4019 | 11.3264 | 11.2097 | 11.1428 | 11.0685 | 11.0005 | 10.9339 | 10.8754 | 10.4768 | 0 | 0
Alverdiscott / Indian Queens 132kV | Georgeham | Primary Substation | 11 | Best View | Headroom (MW) | 5.0535 | 4.9761 | 4.8854 | 4.7054 | 4.5298 | 4.3562 | 3.5798 | 1.8556 | 0 | 0 | 0 | 0 | 0 | 0 | 0 | 0 | 0
Alverdiscott / Indian Queens 132kV | Georgeham | Primary Substation | 11 | Consumer Transformation | Headroom (MW) | 5.0535 | 4.9769 | 4.8908 | 4.7045 | 4.521 | 4.3398 | 2.472 | 0 | 0 | 0 | 0 | 0 | 0 | 0 | 0 | 0 | 0
Alverdiscott / Indian Queens 132kV | Georgeham | Primary Substation | 11 | Falling Short | Headroom (MW) | 5.0535 | 5.0051 | 4.9789 | 4.9554 | 4.9223 | 4.8868 | 4.8494 | 4.8144 | 4.7783 | 4.7444 | 4.713 | 4.6841 | 2.0824 | 0.33907 | 0 | 0 | 0
Alverdiscott / Indian Queens 132kV | Georgeham | Primary Substation | 11 | Leading the Way | Headroom (MW) | 5.0535 | 4.9761 | 4.8856 | 4.6907 | 4.5056 | 4.3203 | 1.8367 | 0 | 0 | 0 | 0 | 0 | 0 | 0 | 0 | 0 | 0
Alverdiscott / Indian Queens 132kV | Georgeham | Primary Substation | 11 | System Transformation | Headroom (MW) | 5.0535 | 4.9946 | 4.9472 | 4.8767 | 4.7921 | 4.6972 | 4.6033 | 4.5118 | 4.3037 | 1.1033 | 0 | 0 | 0 | 0 | 0 | 0 | 0
Alverdiscott / Indian Queens 132kV | Great Torrington | Primary Substation | 11 | Best View | Headroom (MW) | 7.0267 | 6.9289 | 6.7918 | 6.5846 | 6.1722 | 5.5751 | 4.8694 | 3.7493 | 2.0791 | 0 | 0 | 0 | 0 | 0 | 0 | 0 | 0
Alverdiscott / Indian Queens 132kV | Great Torrington | Primary Substation | 11 | Consumer Transformation | Headroom (MW) | 7.0267 | 6.9387 | 6.8196 | 6.6197 | 6.1515 | 4.9637 | 3.4184 | 1.1047 | 0 | 0 | 0 | 0 | 0 | 0 | 0 | 0 | 0
Alverdiscott / Indian Queens 132kV | Great Torrington | Primary Substation | 11 | Falling Short | Headroom (MW) | 7.0267 | 6.9819 | 6.9483 | 6.9536 | 6.9726 | 6.9155 | 6.8134 | 6.3681 | 5.2535 | 3.3886 | 0.87821 | 0 | 0 | 0 | 0 | 0 | 0
Alverdiscott / Indian Queens 132kV | Great Torrington | Primary Substation | 11 | Leading the Way | Headroom (MW) | 7.0267 | 6.941 | 6.821 | 6.6164 | 6.1607 | 4.7476 | 2.8044 | 0 | 0 | 0 | 0 | 0 | 0 | 0 | 0 | 0 | 0
Alverdiscott / Indian Queens 132kV | Great Torrington | Primary Substation | 11 | System Transformation | Headroom (MW) | 7.0267 | 6.9781 | 6.9242 | 6.8812 | 6.8456 | 6.6118 | 5.8975 | 4.4134 | 1.5317 | 0 | 0 | 0 | 0 | 0 | 0 | 0 | 0
Abham / Exeter / Landulph 132kV | Gunnislake | Primary Substation | 11 | Best View | Headroom (MW) | 0 | 0 | 0 | 0 | 0 | 0 | 0 | 0 | 0 | 0 | 0 | 0 | 0 | 0 | 0 | 0 | 0
Abham / Exeter / Landulph 132kV | Gunnislake | Primary Substation | 11 | Consumer Transformation | Headroom (MW) | 0 | 0 | 0 | 0 | 0 | 0 | 0 | 0 | 0 | 0 | 0 | 0 | 0 | 0 | 0 | 0 | 0
Abham / Exeter / Landulph 132kV | Gunnislake | Primary Substation | 11 | Falling Short | Headroom (MW) | 0 | 0 | 0 | 0 | 0 | 0 | 0 | 0 | 0 | 0 | 0 | 0 | 0 | 0 | 0 | 0 | 0
Abham / Exeter / Landulph 132kV | Gunnislake | Primary Substation | 11 | Leading the Way | Headroom (MW) | 0 | 0 | 0 | 0 | 0 | 0 | 0 | 0 | 0 | 0 | 0 | 0 | 0 | 0 | 0 | 0 | 0
Abham / Exeter / Landulph 132kV | Gunnislake | Primary Substation | 11 | System Transformation | Headroom (MW) | 0 | 0 | 0 | 0 | 0 | 0 | 0 | 0 | 0 | 0 | 0 | 0 | 0 | 0 | 0 | 0 | 0
Alverdiscott / Indian Queens 132kV | Hatherleigh | Primary Substation | 11 | Best View | Headroom (MW) | 3.888 | 3.8353 | 3.774 | 3.6448 | 3.5179 | 3.376 | 3.2584 | 3.0466 | 2.766 | 2.3628 | 1.8575 | 1.3276 | 0 | 0 | 0 | 0 | 0
Alverdiscott / Indian Queens 132kV | Hatherleigh | Primary Substation | 11 | Consumer Transformation | Headroom (MW) | 3.888 | 3.8075 | 3.7059 | 3.4887 | 3.2587 | 2.8819 | 2.4743 | 1.9031 | 1.127 | 0 | 0 | 0 | 0 | 0 | 0 | 0 | 0
Alverdiscott / Indian Queens 132kV | Hatherleigh | Primary Substation | 11 | Falling Short | Headroom (MW) | 3.888 | 3.8512 | 3.8253 | 3.8006 | 3.7692 | 3.7228 | 3.6904 | 3.572 | 3.3676 | 3.0293 | 2.5847 | 2.1103 | 1.4992 | 1.0824 | 0 | 0 | 0
Alverdiscott / Indian Queens 132kV | Hatherleigh | Primary Substation | 11 | Leading the Way | Headroom (MW) | 3.888 | 3.8105 | 3.7084 | 3.4834 | 3.2541 | 2.8478 | 2.3776 | 1.6847 | 0.75528 | 0 | 0 | 0 | 0 | 0 | 0 | 0 | 0
Alverdiscott / Indian Queens 132kV | Hatherleigh | Primary Substation | 11 | System Transformation | Headroom (MW) | 3.888 | 3.8404 | 3.7875 | 3.7094 | 3.6171 | 3.4812 | 3.3403 | 3.033 | 2.5126 | 1.8102 | 0.99428 | 0 | 0 | 0 | 0 | 0 | 0
Abham / Exeter / Landulph 132kV | Haven Road | Primary Substation | 11 | Best View | Headroom (MW) | 16.1309 | 15.3391 | 14.2961 | 13.8037 | 13.3366 | 12.874 | 12.4239 | 11.9825 | 11.5676 | 11.1594 | 10.7684 | 9.6864 | 5.8504 | 3.4787 | 0 | 0 | 0
Abham / Exeter / Landulph 132kV | Haven Road | Primary Substation | 11 | Consumer Transformation | Headroom (MW) | 16.1309 | 15.3434 | 15.1708 | 14.7409 | 14.289 | 13.8374 | 13.4077 | 12.9689 | 12.5639 | 10.4412 | 5.4704 | 0.092483 | 0 | 0 | 0 | 0 | 0
Abham / Exeter / Landulph 132kV | Haven Road | Primary Substation | 11 | Falling Short | Headroom (MW) | 16.1309 | 15.4773 | 14.5353 | 14.4814 | 14.4089 | 14.3344 | 14.2573 | 14.1736 | 14.0975 | 14.0262 | 13.9707 | 13.9275 | 13.8987 | 13.8819 | 13.9423 | 13.7241 | 13.2074
Abham / Exeter / Landulph 132kV | Haven Road | Primary Substation | 11 | Leading the Way | Headroom (MW) | 16.1309 | 15.3377 | 15.1526 | 14.6854 | 14.2169 | 13.7378 | 13.2736 | 12.8384 | 12.4135 | 7.2145 | 1.2309 | 0 | 0 | 0 | 0 | 0 | 0
Abham / Exeter / Landulph 132kV | Haven Road | Primary Substation | 11 | System Transformation | Headroom (MW) | 16.1309 | 15.3905 | 15.2961 | 15.1383 | 14.948 | 14.7347 | 14.525 | 14.3192 | 14.1218 | 13.9357 | 13.764 | 13.6147 | 12.3515 | 9.7183 | 1.2427 | 0 | 0
Alverdiscott / Indian Queens 132kV | Hayle | Primary Substation | 11 | Best View | Headroom (MW) | 14.518 | 14.3162 | 14.1218 | 13.7099 | 13.4626 | 13.3321 | 12.9606 | 12.5192 | 11.9718 | 11.2826 | 10.4976 | 9.7063 | 8.7762 | 8.055 | 8.9756 | 0 | 0
Alverdiscott / Indian Queens 132kV | Hayle | Primary Substation | 11 | Consumer Transformation | Headroom (MW) | 14.518 | 14.3016 | 14.0454 | 13.4119 | 12.9467 | 12.3689 | 11.5902 | 10.622 | 9.4428 | 8.0443 | 6.5021 | 4.8961 | 3.1439 | 0 | 0 | 0 | 0
Alverdiscott / Indian Queens 132kV | Hayle | Primary Substation | 11 | Falling Short | Headroom (MW) | 14.518 | 14.3828 | 14.3237 | 14.2362 | 14.269 | 14.3497 | 14.2629 | 14.0999 | 13.8178 | 13.3897 | 12.8444 | 12.2694 | 11.5583 | 11.0597 | 13.7625 | 12.5116 | 10.9231
Alverdiscott / Indian Queens 132kV | Hayle | Primary Substation | 11 | Leading the Way | Headroom (MW) | 14.518 | 14.3047 | 14.0422 | 13.3694 | 12.8878 | 12.3407 | 11.4511 | 10.3419 | 8.992 | 7.2859 | 5.3635 | 0 | 0 | 0 | 0 | 0 | 0
Alverdiscott / Indian Queens 132kV | Hayle | Primary Substation | 11 | System Transformation | Headroom (MW) | 14.518 | 14.3777 | 14.253 | 14.0174 | 13.9091 | 13.7469 | 13.401 | 12.8854 | 12.1358 | 11.1794 | 10.1092 | 9.08 | 7.8678 | 10.5869 | 7.7128 | 0 | 0
Alverdiscott / Indian Queens 132kV | Hayle Bsp | Bulk Supply Point | 33 | Best View | Headroom (MW) | 53.9894 | 53.2992 | 52.3416 | 50.9142 | 49.6844 | 48.5431 | 47.1938 | 45.7023 | 43.9916 | 41.8732 | 39.5214 | 37.1495 | 34.448 | 32.248 | 30.7789 | 0 | 0
Alverdiscott / Indian Queens 132kV | Hayle Bsp | Bulk Supply Point | 33 | Consumer Transformation | Headroom (MW) | 53.9894 | 53.0136 | 52.0339 | 49.7601 | 47.6859 | 44.9459 | 41.9027 | 38.4087 | 34.6636 | 25.3755 | 20.8303 | 15.6849 | 13.5206 | 0 | 0 | 0 | 0
Alverdiscott / Indian Queens 132kV | Hayle Bsp | Bulk Supply Point | 33 | Falling Short | Headroom (MW) | 53.9894 | 53.6092 | 53.1291 | 52.8337 | 52.6233 | 52.3975 | 51.97 | 51.339 | 50.3947 | 49.0303 | 47.3796 | 45.6692 | 43.6868 | 42.2787 | 47.5759 | 44.0749 | 39.2148
Alverdiscott / Indian Queens 132kV | Hayle Bsp | Bulk Supply Point | 33 | Leading the Way | Headroom (MW) | 53.9894 | 53.0205 | 52.0216 | 49.6325 | 47.5307 | 44.843 | 41.6522 | 32.8344 | 28.7394 | 23.9369 | 18.6586 | 0 | 0 | 0 | 0 | 0 | 0
Alverdiscott / Indian Queens 132kV | Hayle Bsp | Bulk Supply Point | 33 | System Transformation | Headroom (MW) | 53.9894 | 53.2733 | 52.773 | 51.9238 | 51.1404 | 50.1221 | 48.8733 | 47.183 | 44.9563 | 42.3388 | 39.5044 | 36.7832 | 36.4997 | 39.7188 | 21.7154 | 0 | 0
Abham / Exeter / Landulph 132kV | Heavitree | Primary Substation | 11 | Best View | Headroom (MW) | 0 | 0 | 0 | 0 | 0 | 0 | 0 | 0 | 0 | 0 | 0 | 0 | 0 | 0 | 0 | 0 | 0
Abham / Exeter / Landulph 132kV | Heavitree | Primary Substation | 11 | Consumer Transformation | Headroom (MW) | 0 | 0 | 0 | 0 | 0 | 0 | 0 | 0 | 0 | 0 | 0 | 0 | 0 | 0 | 0 | 0 | 0
Abham / Exeter / Landulph 132kV | Heavitree | Primary Substation | 11 | Falling Short | Headroom (MW) | 0 | 0 | 0 | 0 | 0 | 0 | 0 | 0 | 0 | 0 | 0 | 0 | 0 | 0 | 0 | 0 | 0
Abham / Exeter / Landulph 132kV | Heavitree | Primary Substation | 11 | Leading the Way | Headroom (MW) | 0 | 0 | 0 | 0 | 0 | 0 | 0 | 0 | 0 | 0 | 0 | 0 | 0 | 0 | 0 | 0 | 0
Abham / Exeter / Landulph 132kV | Heavitree | Primary Substation | 11 | System Transformation | Headroom (MW) | 0 | 0 | 0 | 0 | 0 | 0 | 0 | 0 | 0 | 0 | 0 | 0 | 0 | 0 | 0 | 0 | 0
Alverdiscott / Indian Queens 132kV | Heddon Cross | Primary Substation | 11 | Best View | Headroom (MW) | 3.8075 | 3.7711 | 3.7371 | 3.6626 | 3.5848 | 3.4866 | 3.3568 | 3.1302 | 2.7371 | 1.8137 | 0 | 0 | 0 | 0 | 0 | 0 | 0
Alverdiscott / Indian Queens 132kV | Heddon Cross | Primary Substation | 11 | Consumer Transformation | Headroom (MW) | 3.8075 | 3.77 | 3.7353 | 3.6506 | 3.5457 | 3.2707 | 2.8855 | 2.2869 | 0 | 0 | 0 | 0 | 0 | 0 | 0 | 0 | 0
Alverdiscott / Indian Queens 132kV | Heddon Cross | Primary Substation | 11 | Falling Short | Headroom (MW) | 3.8075 | 3.7864 | 3.779 | 3.7711 | 3.7605 | 3.7281 | 3.6628 | 3.4967 | 3.1577 | 2.5724 | 1.7871 | 0.94035 | 0 | 0 | 0 | 0 | 0
Alverdiscott / Indian Queens 132kV | Heddon Cross | Primary Substation | 11 | Leading the Way | Headroom (MW) | 3.8075 | 3.7707 | 3.7366 | 3.6502 | 3.5476 | 3.1949 | 2.6886 | 1.6629 | 0 | 0 | 0 | 0 | 0 | 0 | 0 | 0 | 0
Alverdiscott / Indian Queens 132kV | Heddon Cross | Primary Substation | 11 | System Transformation | Headroom (MW) | 3.8075 | 3.7823 | 3.7671 | 3.7401 | 3.706 | 3.6108 | 3.4276 | 3.0075 | 2.0747 | 0 | 0 | 0 | 0 | 0 | 0 | 0 | 0
Alverdiscott / Indian Queens 132kV | Helston | Primary Substation | 11 | Best View | Headroom (MW) | 20.4924 | 20.3309 | 20.1711 | 19.8785 | 19.6266 | 19.4475 | 19.3435 | 16.5799 | 16.3785 | 15.8985 | 15.2186 | 14.4459 | 13.4831 | 11.4167 | 0 | 0 | 0
Alverdiscott / Indian Queens 132kV | Helston | Primary Substation | 11 | Consumer Transformation | Headroom (MW) | 20.4924 | 20.326 | 20.1402 | 19.7543 | 19.4678 | 16.5755 | 16.3558 | 15.7239 | 14.6668 | 12.0397 | 0 | 0 | 0 | 0 | 0 | 0 | 0
Alverdiscott / Indian Queens 132kV | Helston | Primary Substation | 11 | Falling Short | Headroom (MW) | 20.4924 | 20.4112 | 20.3537 | 20.2856 | 20.2133 | 20.1403 | 20.0572 | 19.9087 | 19.6892 | 19.423 | 16.6495 | 16.5134 | 16.0374 | 15.596 | 14.7778 | 7.667 | 0
Alverdiscott / Indian Queens 132kV | Helston | Primary Substation | 11 | Leading the Way | Headroom (MW) | 20.4924 | 20.325 | 20.1355 | 19.7303 | 19.4503 | 16.5637 | 16.2378 | 15.4188 | 14.1032 | 6.8041 | 0 | 0 | 0 | 0 | 0 | 0 | 0
Alverdiscott / Indian Queens 132kV | Helston | Primary Substation | 11 | System Transformation | Headroom (MW) | 20.4924 | 20.3855 | 20.2851 | 20.1217 | 19.9369 | 19.7318 | 19.5388 | 19.3431 | 16.5121 | 15.9011 | 14.933 | 13.897 | 5.3408 | 0 | 0 | 0 | 0
Abham / Exeter / Landulph 132kV | Hemyock | Primary Substation | 11 | Best View | Headroom (MW) | 1.9801 | 1.8507 | 1.7887 | 1.6628 | 1.5374 | 0 | 0 | 0 | 0 | 0 | 0 | 0 | 0 | 0 | 0 | 0 | 0
Abham / Exeter / Landulph 132kV | Hemyock | Primary Substation | 11 | Consumer Transformation | Headroom (MW) | 1.9801 | 1.8501 | 0 | 0 | 0 | 0 | 0 | 0 | 0 | 0 | 0 | 0 | 0 | 0 | 0 | 0 | 0
Abham / Exeter / Landulph 132kV | Hemyock | Primary Substation | 11 | Falling Short | Headroom (MW) | 1.9801 | 1.8817 | 1.8641 | 1.8453 | 1.8207 | 0 | 0 | 0 | 0 | 0 | 0 | 0 | 0 | 0 | 0 | 0 | 0
Abham / Exeter / Landulph 132kV | Hemyock | Primary Substation | 11 | Leading the Way | Headroom (MW) | 1.9801 | 1.8491 | 0 | 0 | 0 | 0 | 0 | 0 | 0 | 0 | 0 | 0 | 0 | 0 | 0 | 0 | 0
Abham / Exeter / Landulph 132kV | Hemyock | Primary Substation | 11 | System Transformation | Headroom (MW) | 1.9801 | 1.8703 | 1.8253 | 0 | 0 | 0 | 0 | 0 | 0 | 0 | 0 | 0 | 0 | 0 | 0 | 0 | 0
Iron Acton 132kV | Hewlett Packard | Primary Substation | 11 | Best View | Headroom (MW) | 6.7557 | 6.7042 | 6.6309 | 6.5007 | 6.3689 | 6.2298 | 6.0946 | 5.9722 | 5.8608 | 5.752 | 5.6505 | 5.5569 | 5.4623 | 4.3694 | 0 | 0 | 0
Iron Acton 132kV | Hewlett Packard | Primary Substation | 11 | Consumer Transformation | Headroom (MW) | 6.7557 | 6.6712 | 6.5501 | 6.3032 | 6.0591 | 5.82 | 5.5828 | 1.5506 | 0 | 0 | 0 | 0 | 0 | 0 | 0 | 0 | 0
Iron Acton 132kV | Hewlett Packard | Primary Substation | 11 | Falling Short | Headroom (MW) | 6.7557 | 6.6898 | 6.6095 | 6.4976 | 6.4251 | 6.3446 | 6.2627 | 6.1846 | 6.1042 | 6.0219 | 5.9434 | 5.8659 | 5.7897 | 5.7185 | 5.4368 | 5.158 | 4.7547
Iron Acton 132kV | Hewlett Packard | Primary Substation | 11 | Leading the Way | Headroom (MW) | 6.7557 | 6.6752 | 6.5515 | 6.2969 | 6.0497 | 5.804 | 5.5583 | 0 | 0 | 0 | 0 | 0 | 0 | 0 | 0 | 0 | 0
Iron Acton 132kV | Hewlett Packard | Primary Substation | 11 | System Transformation | Headroom (MW) | 6.7557 | 6.7023 | 6.6236 | 6.4849 | 6.3422 | 6.1911 | 6.0408 | 5.896 | 5.7565 | 5.6214 | 5.4918 | 5.3681 | 3.2306 | 1.1866 | 0 | 0 | 0
Seabank 132kV | High Littleton | Primary Substation | 11 | Best View | Headroom (MW) | 12.0855 | 12.0154 | 11.9199 | 11.7639 | 10.6923 | 10.5291 | 10.2813 | 9.9479 | 9.5231 | 8.9552 | 8.2708 | 7.5488 | 6.6899 | 4.2412 | 0 | 0 | 0
Seabank 132kV | High Littleton | Primary Substation | 11 | Consumer Transformation | Headroom (MW) | 12.0855 | 12.0182 | 11.9267 | 11.7676 | 10.6971 | 10.4646 | 10.069 | 9.4939 | 8.6039 | 7.4751 | 6.1745 | 0 | 0 | 0 | 0 | 0 | 0
Seabank 132kV | High Littleton | Primary Substation | 11 | Falling Short | Headroom (MW) | 12.0855 | 12.0633 | 12.0441 | 12.023 | 11.99 | 11.9488 | 11.8983 | 11.8133 | 11.7292 | 10.664 | 10.3209 | 9.8645 | 9.2436 | 8.7963 | 8.1635 | 6.983 | 2.204
Seabank 132kV | High Littleton | Primary Substation | 11 | Leading the Way | Headroom (MW) | 12.0855 | 12.0177 | 11.9217 | 11.7615 | 10.6877 | 10.4043 | 9.9183 | 9.2107 | 8.1048 | 6.659 | 4.9687 | 0 | 0 | 0 | 0 | 0 | 0
Seabank 132kV | High Littleton | Primary Substation | 11 | System Transformation | Headroom (MW) | 12.0855 | 12.0487 | 12.0019 | 11.9235 | 11.8428 | 11.7631 | 10.7283 | 10.5864 | 10.0697 | 9.2641 | 8.2952 | 7.3388 | 6.1712 | 5.3156 | 0 | 0 | 0
Abham / Exeter / Landulph 132kV | Higher Woodway | Primary Substation | 11 | Best View | Headroom (MW) | 10.6317 | 10.5037 | 10.4384 | 10.3201 | 10.189 | 10.0383 | 9.9012 | 9.7658 | 9.6259 | 9.4514 | 9.2665 | 9.0151 | 8.8019 | 8.6253 | 0 | 0 | 0
Abham / Exeter / Landulph 132kV | Higher Woodway | Primary Substation | 11 | Consumer Transformation | Headroom (MW) | 10.6317 | 10.455 | 10.324 | 10.0112 | 9.6984 | 9.3409 | 8.9429 | 8.5567 | 8.1242 | 7.6591 | 3.4666 | 0 | 0 | 0 | 0 | 0 | 0
Abham / Exeter / Landulph 132kV | Higher Woodway | Primary Substation | 11 | Falling Short | Headroom (MW) | 10.6317 | 10.5231 | 10.4929 | 10.4569 | 10.4138 | 10.3623 | 10.3052 | 10.2321 | 10.1277 | 9.9869 | 9.8186 | 9.6468 | 9.4392 | 9.3077 | 9.1777 | 8.8991 | 8.4344
Abham / Exeter / Landulph 132kV | Higher Woodway | Primary Substation | 11 | Leading the Way | Headroom (MW) | 10.6317 | 10.4517 | 10.3183 | 9.9806 | 9.6587 | 9.2795 | 8.8408 | 8.3986 | 7.9101 | 5.7975 | 0 | 0 | 0 | 0 | 0 | 0 | 0
Abham / Exeter / Landulph 132kV | Higher Woodway | Primary Substation | 11 | System Transformation | Headroom (MW) | 10.6317 | 10.5024 | 10.4397 | 10.3281 | 10.1927 | 10.0191 | 9.8445 | 9.6415 | 9.3945 | 9.0316 | 8.7883 | 8.5078 | 8.1898 | 5.6661 | 0 | 0 | 0
Abham / Exeter / Landulph 132kV | Hill Barton Primary | Primary Substation | 11 | Best View | Headroom (MW) | 0 | 0 | 0 | 0 | 0 | 0 | 0 | 0 | 0 | 0 | 0 | 0 | 0 | 0 | 0 | 0 | 0
Abham / Exeter / Landulph 132kV | Hill Barton Primary | Primary Substation | 11 | Consumer Transformation | Headroom (MW) | 0 | 0 | 0 | 0 | 0 | 0 | 0 | 0 | 0 | 0 | 0 | 0 | 0 | 0 | 0 | 0 | 0
Abham / Exeter / Landulph 132kV | Hill Barton Primary | Primary Substation | 11 | Falling Short | Headroom (MW) | 0 | 0 | 0 | 0 | 0 | 0 | 0 | 0 | 0 | 0 | 0 | 0 | 0 | 0 | 0 | 0 | 0
Abham / Exeter / Landulph 132kV | Hill Barton Primary | Primary Substation | 11 | Leading the Way | Headroom (MW) | 0 | 0 | 0 | 0 | 0 | 0 | 0 | 0 | 0 | 0 | 0 | 0 | 0 | 0 | 0 | 0 | 0
Abham / Exeter / Landulph 132kV | Hill Barton Primary | Primary Substation | 11 | System Transformation | Headroom (MW) | 0 | 0 | 0 | 0 | 0 | 0 | 0 | 0 | 0 | 0 | 0 | 0 | 0 | 0 | 0 | 0 | 0
Bridgwater / Taunton 132kV | Holford | Primary Substation | 11 | Best View | Headroom (MW) | 6.6667 | 6.6414 | 6.6198 | 6.5802 | 6.5404 | 6.4967 | 6.4453 | 6.3712 | 6.2569 | 6.08 | 5.8524 | 5.6088 | 5.2982 | 5.0634 | 0.74684 | 0 | 0
Bridgwater / Taunton 132kV | Holford | Primary Substation | 11 | Consumer Transformation | Headroom (MW) | 6.6667 | 6.6415 | 6.6212 | 6.5758 | 6.5306 | 6.3981 | 6.2236 | 5.9676 | 5.5718 | 5.0555 | 4.458 | 1.5009 | 0 | 0 | 0 | 0 | 0
Bridgwater / Taunton 132kV | Holford | Primary Substation | 11 | Falling Short | Headroom (MW) | 6.6667 | 6.6527 | 6.6476 | 6.6426 | 6.6361 | 6.6242 | 6.6019 | 6.5549 | 6.4631 | 6.3092 | 6.1027 | 5.8798 | 5.5908 | 5.3821 | 5.0788 | 4.6697 | 4.2301
Bridgwater / Taunton 132kV | Holford | Primary Substation | 11 | Leading the Way | Headroom (MW) | 6.6667 | 6.6427 | 6.623 | 6.5789 | 6.5359 | 6.3831 | 6.1604 | 5.8039 | 5.3202 | 4.6718 | 1.4265 | 0 | 0 | 0 | 0 | 0 | 0
Bridgwater / Taunton 132kV | Holford | Primary Substation | 11 | System Transformation | Headroom (MW) | 6.6667 | 6.6503 | 6.6412 | 6.6257 | 6.6071 | 6.5708 | 6.5128 | 6.3895 | 6.1523 | 5.8251 | 5.44 | 5.0603 | 4.5961 | 4.2607 | 0 | 0 | 0
Abham / Exeter / Landulph 132kV | Hollicombe | Primary Substation | 11 | Best View | Headroom (MW) | 11.386 | 11.2704 | 10.4899 | 8.278 | 6.0474 | 3.698 | 1.2909 | 0 | 0 | 0 | 0 | 0 | 0 | 0 | 0 | 0 | 0
Abham / Exeter / Landulph 132kV | Hollicombe | Primary Substation | 11 | Consumer Transformation | Headroom (MW) | 11.386 | 11.2767 | 10.5752 | 8.3708 | 5.4295 | 2.1608 | 0 | 0 | 0 | 0 | 0 | 0 | 0 | 0 | 0 | 0 | 0
Abham / Exeter / Landulph 132kV | Hollicombe | Primary Substation | 11 | Falling Short | Headroom (MW) | 11.386 | 11.3465 | 11.3129 | 11.2773 | 11.229 | 10.9528 | 10.5264 | 10.0019 | 9.3014 | 8.4169 | 7.3907 | 6.3512 | 5.1175 | 4.2809 | 2.9836 | 1.2182 | 0
Abham / Exeter / Landulph 132kV | Hollicombe | Primary Substation | 11 | Leading the Way | Headroom (MW) | 11.386 | 11.2731 | 10.5012 | 8.1563 | 5.1021 | 1.5806 | 0 | 0 | 0 | 0 | 0 | 0 | 0 | 0 | 0 | 0 | 0
Abham / Exeter / Landulph 132kV | Hollicombe | Primary Substation | 11 | System Transformation | Headroom (MW) | 11.386 | 11.3214 | 11.2515 | 10.6768 | 9.4591 | 7.8922 | 6.2293 | 4.5697 | 2.7012 | 0.73287 | 0 | 0 | 0 | 0 | 0 | 0 | 0
Alverdiscott / Indian Queens 132kV | Holsworthy | Primary Substation | 11 | Best View | Headroom (MW) | 0.26515 | 0.12893 | 0.13317 | 0 | 0 | 0 | 0 | 0 | 0 | 0 | 0 | 0 | 0 | 0 | 0 | 0 | 0
Alverdiscott / Indian Queens 132kV | Holsworthy | Primary Substation | 11 | Consumer Transformation | Headroom (MW) | 0.26515 | 0.13536 | 0.1481 | 0 | 0 | 0 | 0 | 0 | 0 | 0 | 0 | 0 | 0 | 0 | 0 | 0 | 0
Alverdiscott / Indian Queens 132kV | Holsworthy | Primary Substation | 11 | Falling Short | Headroom (MW) | 0.26515 | 0.16282 | 0.21949 | 0.19465 | 0.15747 | 0.079094 | 0 | 0 | 0 | 0 | 0 | 0 | 0 | 0 | 0 | 0 | 0
Alverdiscott / Indian Queens 132kV | Holsworthy | Primary Substation | 11 | Leading the Way | Headroom (MW) | 0.26515 | 0.14323 | 0.15096 | 0 | 0 | 0 | 0 | 0 | 0 | 0 | 0 | 0 | 0 | 0 | 0 | 0 | 0
Alverdiscott / Indian Queens 132kV | Holsworthy | Primary Substation | 11 | System Transformation | Headroom (MW) | 0.26515 | 0.17388 | 0.24523 | 0.16264 | 0.051431 | 0 | 0 | 0 | 0 | 0 | 0 | 0 | 0 | 0 | 0 | 0 | 0
Abham / Exeter / Landulph 132kV | Honiton Heathfield | Primary Substation | 11 | Best View | Headroom (MW) | 16.937 | 16.9457 | 17.0735 | 17.3159 | 17.5522 | 17.7613 | 17.9382 | 17.5552 | 17.3753 | 16.788 | 15.1099 | 13.3225 | 11.1976 | 9.4154 | 3.3308 | 0 | 0
Abham / Exeter / Landulph 132kV | Honiton Heathfield | Primary Substation | 11 | Consumer Transformation | Headroom (MW) | 16.937 | 16.9415 | 17.0615 | 17.3243 | 17.5654 | 17.7071 | 17.4285 | 16.1593 | 13.7903 | 10.9889 | 7.5642 | 0 | 0 | 0 | 0 | 0 | 0
Abham / Exeter / Landulph 132kV | Honiton Heathfield | Primary Substation | 11 | Falling Short | Headroom (MW) | 16.937 | 16.9472 | 16.9418 | 16.9812 | 17.0401 | 17.0874 | 17.1219 | 17.272 | 16.6809 | 16.133 | 15.2773 | 14.2642 | 13.0136 | 11.7901 | 7.8446 | 6.9622 | 6.9905
Abham / Exeter / Landulph 132kV | Honiton Heathfield | Primary Substation | 11 | Leading the Way | Headroom (MW) | 16.937 | 16.9513 | 17.083 | 17.3665 | 17.6144 | 17.7488 | 16.8832 | 15.1042 | 12.1268 | 8.4461 | 0 | 0 | 0 | 0 | 0 | 0 | 0
Abham / Exeter / Landulph 132kV | Honiton Heathfield | Primary Substation | 11 | System Transformation | Headroom (MW) | 16.937 | 16.911 | 16.9803 | 17.0865 | 17.2091 | 17.3265 | 17.4051 | 17.6522 | 16.3697 | 15.4179 | 13.7954 | 12.1968 | 10.0355 | 8.0174 | 1.2507 | 0 | 0
Alverdiscott / Indian Queens 132kV | Ilfracombe | Primary Substation | 11 | Best View | Headroom (MW) | 8.181 | 8.1542 | 8.09 | 7.8518 | 7.4575 | 5.5437 | 3.5542 | 1.8423 | 0 | 0 | 0 | 0 | 0 | 0 | 0 | 0 | 0
Alverdiscott / Indian Queens 132kV | Ilfracombe | Primary Substation | 11 | Consumer Transformation | Headroom (MW) | 8.181 | 8.1565 | 8.0999 | 7.8574 | 7.3672 | 5.0076 | 2.4544 | 0 | 0 | 0 | 0 | 0 | 0 | 0 | 0 | 0 | 0
Alverdiscott / Indian Queens 132kV | Ilfracombe | Primary Substation | 11 | Falling Short | Headroom (MW) | 8.181 | 8.1762 | 8.1746 | 8.1681 | 8.1581 | 8.1436 | 8.127 | 8.1047 | 8.0909 | 8.1013 | 6.6583 | 4.6608 | 2.0675 | 0.33664 | 0 | 0 | 0
Alverdiscott / Indian Queens 132kV | Ilfracombe | Primary Substation | 11 | Leading the Way | Headroom (MW) | 8.181 | 8.1552 | 8.0934 | 7.8223 | 7.332 | 4.7732 | 1.8236 | 0 | 0 | 0 | 0 | 0 | 0 | 0 | 0 | 0 | 0
Alverdiscott / Indian Queens 132kV | Ilfracombe | Primary Substation | 11 | System Transformation | Headroom (MW) | 8.181 | 8.1709 | 8.1549 | 8.0967 | 7.9953 | 7.8456 | 7.6741 | 6.7645 | 4.2729 | 1.0954 | 0 | 0 | 0 | 0 | 0 | 0 | 0
Alverdiscott / Indian Queens 132kV | Isles Of Scilly | Primary Substation | 11 | Best View | Headroom (MW) | 1.821 | 1.7884 | 1.7338 | 1.6105 | 1.4854 | 1.363 | 1.2406 | 1.1164 | 0.99312 | 0.86704 | 0.74123 | 0.61638 | 0.49793 | 0.37771 | 2.808 | 0 | 0
Alverdiscott / Indian Queens 132kV | Isles Of Scilly | Primary Substation | 11 | Consumer Transformation | Headroom (MW) | 1.821 | 1.7899 | 1.74 | 1.6243 | 1.4914 | 1.3575 | 1.2273 | 1.1024 | 0.97913 | 0.85666 | 0.7377 | 0.61478 | 3.4499 | 0 | 0 | 0 | 0
Alverdiscott / Indian Queens 132kV | Isles Of Scilly | Primary Substation | 11 | Falling Short | Headroom (MW) | 1.821 | 1.8021 | 1.7878 | 1.7717 | 1.7505 | 1.7273 | 1.7028 | 1.6787 | 1.6541 | 1.6287 | 1.6044 | 1.58 | 1.5571 | 1.5356 | 4.714 | 4.6322 | 4.577
Alverdiscott / Indian Queens 132kV | Isles Of Scilly | Primary Substation | 11 | Leading the Way | Headroom (MW) | 1.821 | 1.7889 | 1.7352 | 1.613 | 1.4733 | 1.3317 | 1.1929 | 1.064 | 0.93903 | 0.81377 | 0.69112 | 0 | 0 | 0 | 0 | 0 | 0
Alverdiscott / Indian Queens 132kV | Isles Of Scilly | Primary Substation | 11 | System Transformation | Headroom (MW) | 1.821 | 1.7969 | 1.7708 | 1.7257 | 1.6721 | 1.6112 | 1.5513 | 1.4906 | 1.4307 | 1.3699 | 1.3101 | 1.2542 | 4.6263 | 3.882 | 3.734 | 0 | 0
Abham / Exeter / Landulph 132kV | Ivybridge | Primary Substation | 11 | Best View | Headroom (MW) | 9.5145 | 9.4116 | 9.2574 | 8.9399 | 8.6266 | 8.3074 | 7.9921 | 7.6444 | 7.2504 | 6.7235 | 6.1083 | 5.4874 | 4.7432 | 4.1498 | 1.856 | 0 | 0
Abham / Exeter / Landulph 132kV | Ivybridge | Primary Substation | 11 | Consumer Transformation | Headroom (MW) | 9.5145 | 9.4158 | 9.2694 | 8.9191 | 8.5689 | 8.1321 | 7.6558 | 7.0694 | 6.3242 | 5.4324 | 4.4297 | 3.376 | 2.2172 | 1.2773 | 0 | 0 | 0
Abham / Exeter / Landulph 132kV | Ivybridge | Primary Substation | 11 | Falling Short | Headroom (MW) | 9.5145 | 9.4892 | 9.4557 | 9.4262 | 9.3867 | 9.3322 | 9.2618 | 9.1503 | 8.9744 | 8.6909 | 8.3252 | 7.9348 | 7.4394 | 7.1045 | 6.66 | 5.9058 | 4.8982
Abham / Exeter / Landulph 132kV | Ivybridge | Primary Substation | 11 | Leading the Way | Headroom (MW) | 9.5145 | 9.4137 | 9.2593 | 8.8839 | 8.5274 | 8.045 | 7.4945 | 6.7992 | 5.9102 | 4.8037 | 2.9452 | 1.65 | 0.30777 | 0 | 0 | 0 | 0
Abham / Exeter / Landulph 132kV | Ivybridge | Primary Substation | 11 | System Transformation | Headroom (MW) | 9.5145 | 9.4635 | 9.3922 | 9.2733 | 9.1328 | 8.9443 | 8.7259 | 8.412 | 7.9367 | 7.3158 | 6.607 | 5.9175 | 5.0949 | 4.5376 | 2.4446 | 0 | 0
Seabank 132kV | Keynsham East | Primary Substation | 11 | Best View | Headroom (MW) | 11.8561 | 11.075 | 10.9132 | 10.549 | 10.2023 | 9.8603 | 9.5259 | 9.2928 | 8.7345 | 8.566 | 8.231 | 7.87 | 7.4251 | 4.2108 | 0 | 0 | 0
Seabank 132kV | Keynsham East | Primary Substation | 11 | Consumer Transformation | Headroom (MW) | 11.8561 | 11.079 | 10.9235 | 10.5597 | 10.2086 | 9.8616 | 9.513 | 8.8882 | 8.5873 | 8.2935 | 7.8144 | 0 | 0 | 0 | 0 | 0 | 0
Seabank 132kV | Keynsham East | Primary Substation | 11 | Falling Short | Headroom (MW) | 11.8561 | 11.1575 | 11.1189 | 11.0784 | 11.0274 | 10.9742 | 10.9061 | 10.8254 | 10.7309 | 10.6821 | 10.5393 | 10.3959 | 10.2105 | 10.1245 | 10.2111 | 9.7877 | 2.1882
Seabank 132kV | Keynsham East | Primary Substation | 11 | Leading the Way | Headroom (MW) | 11.8561 | 11.075 | 10.9131 | 10.528 | 10.1729 | 9.7918 | 9.4048 | 8.7854 | 8.2919 | 7.806 | 5.4934 | 0 | 0 | 0 | 0 | 0 | 0
Seabank 132kV | Keynsham East | Primary Substation | 11 | System Transformation | Headroom (MW) | 11.8561 | 11.1272 | 11.0463 | 10.912 | 10.757 | 10.5716 | 10.3676 | 10.1469 | 9.8905 | 9.7554 | 9.465 | 9.28 | 8.6733 | 5.3475 | 0 | 0 | 0
Iron Acton 132kV | Keynsham West | Primary Substation | 11 | Best View | Headroom (MW) | 11.1046 | 10.7563 | 10.5612 | 10.1421 | 9.7876 | 8.5893 | 8.4451 | 8.1441 | 8.4691 | 8.2304 | 7.9609 | 7.6762 | 7.3728 | 7.008 | 0 | 0 | 0
Iron Acton 132kV | Keynsham West | Primary Substation | 11 | Consumer Transformation | Headroom (MW) | 11.1046 | 10.7611 | 10.5737 | 10.1625 | 9.8042 | 9.6183 | 8.4724 | 8.1768 | 8.4914 | 8.2692 | 7.9987 | 7.6204 | 7.2796 | 4.5676 | 0 | 0 | 0
Iron Acton 132kV | Keynsham West | Primary Substation | 11 | Falling Short | Headroom (MW) | 11.1046 | 10.8429 | 10.7861 | 10.7268 | 10.6521 | 10.5741 | 10.4947 | 10.418 | 10.7138 | 10.7338 | 10.7621 | 10.7974 | 10.8442 | 10.9059 | 10.9565 | 10.7406 | 10.1847
Iron Acton 132kV | Keynsham West | Primary Substation | 11 | Leading the Way | Headroom (MW) | 11.1046 | 10.756 | 10.5603 | 10.1182 | 9.7625 | 8.5863 | 8.3984 | 8.0798 | 8.3197 | 7.9839 | 7.6231 | 7.2498 | 4.3854 | 0 | 0 | 0 | 0
Iron Acton 132kV | Keynsham West | Primary Substation | 11 | System Transformation | Headroom (MW) | 11.1046 | 10.8122 | 10.7084 | 10.5423 | 10.3506 | 10.1436 | 9.9561 | 9.8006 | 10.2917 | 10.163 | 10.0557 | 9.9698 | 9.8947 | 9.7823 | 8.4372 | 6.8259 | 0
Abham / Exeter / Landulph 132kV | Kingsbridge | Primary Substation | 11 | Best View | Headroom (MW) | 0 | 0 | 0 | 0 | 0 | 0 | 0 | 0 | 0 | 0 | 0 | 0 | 0 | 0 | 0 | 0 | 0
Abham / Exeter / Landulph 132kV | Kingsbridge | Primary Substation | 11 | Consumer Transformation | Headroom (MW) | 0 | 0 | 0 | 0 | 0 | 0 | 0 | 0 | 0 | 0 | 0 | 0 | 0 | 0 | 0 | 0 | 0
Abham / Exeter / Landulph 132kV | Kingsbridge | Primary Substation | 11 | Falling Short | Headroom (MW) | 0 | 0 | 0 | 0 | 0 | 0 | 0 | 0 | 0 | 0 | 0 | 0 | 0 | 0 | 0 | 0 | 0
Abham / Exeter / Landulph 132kV | Kingsbridge | Primary Substation | 11 | Leading the Way | Headroom (MW) | 0 | 0 | 0 | 0 | 0 | 0 | 0 | 0 | 0 | 0 | 0 | 0 | 0 | 0 | 0 | 0 | 0
Abham / Exeter / Landulph 132kV | Kingsbridge | Primary Substation | 11 | System Transformation | Headroom (MW) | 0 | 0 | 0 | 0 | 0 | 0 | 0 | 0 | 0 | 0 | 0 | 0 | 0 | 0 | 0 | 0 | 0
Seabank 132kV | Kingsweston | Primary Substation | 11 | Best View | Headroom (MW) | 0 | 0 | 0 | 0 | 0 | 0 | 0 | 0 | 0 | 0 | 0 | 0 | 0 | 0 | 0 | 0 | 0
Seabank 132kV | Kingsweston | Primary Substation | 11 | Consumer Transformation | Headroom (MW) | 0 | 0 | 0 | 0 | 0 | 0 | 0 | 0 | 0 | 0 | 0 | 0 | 0 | 0 | 0 | 0 | 0
Seabank 132kV | Kingsweston | Primary Substation | 11 | Falling Short | Headroom (MW) | 0 | 0 | 0 | 0 | 0 | 0 | 0 | 0 | 0 | 0 | 0 | 0 | 0 | 0 | 0 | 0 | 0
Seabank 132kV | Kingsweston | Primary Substation | 11 | Leading the Way | Headroom (MW) | 0 | 0 | 0 | 0 | 0 | 0 | 0 | 0 | 0 | 0 | 0 | 0 | 0 | 0 | 0 | 0 | 0
Seabank 132kV | Kingsweston | Primary Substation | 11 | System Transformation | Headroom (MW) | 0 | 0 | 0 | 0 | 0 | 0 | 0 | 0 | 0 | 0 | 0 | 0 | 0 | 0 | 0 | 0 | 0
Abham / Exeter / Landulph 132kV | Landulph Bsp | Bulk Supply Point | 33 | Best View | Headroom (MW) | 0 | 0 | 0 | 0 | 0 | 0 | 0 | 0 | 0 | 0 | 0 | 0 | 0 | 0 | 0 | 0 | 0
Abham / Exeter / Landulph 132kV | Landulph Bsp | Bulk Supply Point | 33 | Consumer Transformation | Headroom (MW) | 0 | 0 | 0 | 0 | 0 | 0 | 0 | 0 | 0 | 0 | 0 | 0 | 0 | 0 | 0 | 0 | 0
Abham / Exeter / Landulph 132kV | Landulph Bsp | Bulk Supply Point | 33 | Falling Short | Headroom (MW) | 0 | 0 | 0 | 0 | 0 | 0 | 0 | 0 | 0 | 0 | 0 | 0 | 0 | 0 | 0 | 0 | 0
Abham / Exeter / Landulph 132kV | Landulph Bsp | Bulk Supply Point | 33 | Leading the Way | Headroom (MW) | 0 | 0 | 0 | 0 | 0 | 0 | 0 | 0 | 0 | 0 | 0 | 0 | 0 | 0 | 0 | 0 | 0
Abham / Exeter / Landulph 132kV | Landulph Bsp | Bulk Supply Point | 33 | System Transformation | Headroom (MW) | 0 | 0 | 0 | 0 | 0 | 0 | 0 | 0 | 0 | 0 | 0 | 0 | 0 | 0 | 0 | 0 | 0
Alverdiscott / Indian Queens 132kV | Laneast | Primary Substation | 11 | Best View | Headroom (MW) | 0.12661 | 0 | 0 | 0 | 0 | 0 | 0 | 0 | 0 | 0 | 0 | 0 | 0 | 0 | 0 | 0 | 0
Alverdiscott / Indian Queens 132kV | Laneast | Primary Substation | 11 | Consumer Transformation | Headroom (MW) | 0.12661 | 0 | 0 | 0 | 0 | 0 | 0 | 0 | 0 | 0 | 0 | 0 | 0 | 0 | 0 | 0 | 0
Alverdiscott / Indian Queens 132kV | Laneast | Primary Substation | 11 | Falling Short | Headroom (MW) | 0.12661 | 0 | 0 | 0 | 0 | 0 | 0 | 0 | 0 | 0 | 0 | 0 | 0 | 0 | 0 | 0 | 0
Alverdiscott / Indian Queens 132kV | Laneast | Primary Substation | 11 | Leading the Way | Headroom (MW) | 0.12661 | 0 | 0 | 0 | 0 | 0 | 0 | 0 | 0 | 0 | 0 | 0 | 0 | 0 | 0 | 0 | 0
Alverdiscott / Indian Queens 132kV | Laneast | Primary Substation | 11 | System Transformation | Headroom (MW) | 0.12661 | 0 | 0 | 0 | 0 | 0 | 0 | 0 | 0 | 0 | 0 | 0 | 0 | 0 | 0 | 0 | 0
Abham / Exeter / Landulph 132kV | Langage | Primary Substation | 11 | Best View | Headroom (MW) | 1.1656 | 0.98793 | 0 | 0 | 0 | 0 | 0 | 0 | 0 | 0 | 0 | 0 | 0 | 0 | 0 | 0 | 0
Abham / Exeter / Landulph 132kV | Langage | Primary Substation | 11 | Consumer Transformation | Headroom (MW) | 1.1656 | 0.98913 | 0 | 0 | 0 | 0 | 0 | 0 | 0 | 0 | 0 | 0 | 0 | 0 | 0 | 0 | 0
Abham / Exeter / Landulph 132kV | Langage | Primary Substation | 11 | Falling Short | Headroom (MW) | 1.1656 | 1.117 | 0 | 0 | 0 | 0 | 0 | 0 | 0 | 0 | 0 | 0 | 0 | 0 | 0 | 0 | 0
Abham / Exeter / Landulph 132kV | Langage | Primary Substation | 11 | Leading the Way | Headroom (MW) | 1.1656 | 0.98619 | 0 | 0 | 0 | 0 | 0 | 0 | 0 | 0 | 0 | 0 | 0 | 0 | 0 | 0 | 0
Abham / Exeter / Landulph 132kV | Langage | Primary Substation | 11 | System Transformation | Headroom (MW) | 1.1656 | 1.0197 | 0 | 0 | 0 | 0 | 0 | 0 | 0 | 0 | 0 | 0 | 0 | 0 | 0 | 0 | 0
Alverdiscott / Indian Queens 132kV | Lanner | Primary Substation | 11 | Best View | Headroom (MW) | 19.3277 | 19.2163 | 19.1055 | 18.8898 | 18.6784 | 18.4631 | 18.2412 | 17.9669 | 17.5991 | 17.078 | 16.4431 | 14.3716 | 11.1606 | 8.6042 | 0 | 0 | 0
Alverdiscott / Indian Queens 132kV | Lanner | Primary Substation | 11 | Consumer Transformation | Headroom (MW) | 19.3277 | 19.2148 | 19.092 | 18.8206 | 18.5539 | 18.1456 | 17.674 | 17.0523 | 13.7053 | 9.0737 | 3.0729 | 0 | 0 | 0 | 0 | 0 | 0
Alverdiscott / Indian Queens 132kV | Lanner | Primary Substation | 11 | Falling Short | Headroom (MW) | 19.3277 | 19.2754 | 19.2436 | 19.2127 | 19.1711 | 19.1139 | 19.0351 | 18.8931 | 18.6396 | 18.2334 | 17.7083 | 17.1521 | 16.453 | 15.963 | 15.1794 | 11.6805 | 6.1634
Alverdiscott / Indian Queens 132kV | Lanner | Primary Substation | 11 | Leading the Way | Headroom (MW) | 19.3277 | 19.2146 | 19.0898 | 18.8033 | 18.5352 | 18.0819 | 17.524 | 16.7575 | 12.2586 | 6.7307 | 0 | 0 | 0 | 0 | 0 | 0 | 0
Alverdiscott / Indian Queens 132kV | Lanner | Primary Substation | 11 | System Transformation | Headroom (MW) | 19.3277 | 19.2551 | 19.1891 | 19.0901 | 18.9725 | 18.8073 | 18.5951 | 18.2375 | 17.6167 | 16.7985 | 15.7531 | 12.3537 | 8.3642 | 6.3023 | 0 | 0 | 0
Abham / Exeter / Landulph 132kV | Lanreath | Primary Substation | 11 | Best View | Headroom (MW) | 0 | 0 | 0 | 0 | 0 | 0 | 0 | 0 | 0 | 0 | 0 | 0 | 0 | 0 | 0 | 0 | 0
Abham / Exeter / Landulph 132kV | Lanreath | Primary Substation | 11 | Consumer Transformation | Headroom (MW) | 0 | 0 | 0 | 0 | 0 | 0 | 0 | 0 | 0 | 0 | 0 | 0 | 0 | 0 | 0 | 0 | 0
Abham / Exeter / Landulph 132kV | Lanreath | Primary Substation | 11 | Falling Short | Headroom (MW) | 0 | 0 | 0 | 0 | 0 | 0 | 0 | 0 | 0 | 0 | 0 | 0 | 0 | 0 | 0 | 0 | 0
Abham / Exeter / Landulph 132kV | Lanreath | Primary Substation | 11 | Leading the Way | Headroom (MW) | 0 | 0 | 0 | 0 | 0 | 0 | 0 | 0 | 0 | 0 | 0 | 0 | 0 | 0 | 0 | 0 | 0
Abham / Exeter / Landulph 132kV | Lanreath | Primary Substation | 11 | System Transformation | Headroom (MW) | 0 | 0 | 0 | 0 | 0 | 0 | 0 | 0 | 0 | 0 | 0 | 0 | 0 | 0 | 0 | 0 | 0
Abham / Exeter / Landulph 132kV | Lapford | Primary Substation | 11 | Best View | Headroom (MW) | 2.7938 | 2.7382 | 2.6846 | 2.561 | 2.4361 | 2.3156 | 2.2019 | 2.0814 | 1.9726 | 1.8675 | 1.7626 | 1.6506 | 1.5573 | 1.4667 | 0 | 0 | 0
Abham / Exeter / Landulph 132kV | Lapford | Primary Substation | 11 | Consumer Transformation | Headroom (MW) | 2.7938 | 2.7383 | 2.6794 | 2.5387 | 2.3823 | 2.1953 | 2.0098 | 1.8227 | 1.6423 | 1.4701 | 1.295 | 0.099101 | 0 | 0 | 0 | 0 | 0
Abham / Exeter / Landulph 132kV | Lapford | Primary Substation | 11 | Falling Short | Headroom (MW) | 2.7938 | 2.7695 | 2.7633 | 2.7566 | 2.742 | 2.7268 | 2.7105 | 2.6909 | 2.6722 | 2.6539 | 2.6383 | 2.6254 | 2.6163 | 2.6114 | 2.632 | 2.6004 | 2.5075
Abham / Exeter / Landulph 132kV | Lapford | Primary Substation | 11 | Leading the Way | Headroom (MW) | 2.7938 | 2.7377 | 2.677 | 2.528 | 2.3705 | 2.1897 | 2.0096 | 1.8424 | 1.6651 | 1.4918 | 1.319 | 0 | 0 | 0 | 0 | 0 | 0
Abham / Exeter / Landulph 132kV | Lapford | Primary Substation | 11 | System Transformation | Headroom (MW) | 2.7938 | 2.7597 | 2.7314 | 2.686 | 2.6311 | 2.5673 | 2.5056 | 2.4416 | 2.3741 | 2.3147 | 2.2595 | 2.2148 | 2.1731 | 2.1296 | 1.3316 | 0 | 0
Alverdiscott / Indian Queens 132kV | Launceston | Primary Substation | 11 | Best View | Headroom (MW) | 3.4203 | 3.1524 | 2.859 | 2.2754 | 1.6621 | 1.056 | 0.47287 | 0 | 0 | 0 | 0 | 0 | 0 | 0 | 0 | 0 | 0
Alverdiscott / Indian Queens 132kV | Launceston | Primary Substation | 11 | Consumer Transformation | Headroom (MW) | 3.4203 | 3.1343 | 2.7687 | 1.9237 | 1.0324 | 0 | 0 | 0 | 0 | 0 | 0 | 0 | 0 | 0 | 0 | 0 | 0
Alverdiscott / Indian Queens 132kV | Launceston | Primary Substation | 11 | Falling Short | Headroom (MW) | 3.4203 | 3.2949 | 3.1955 | 3.0669 | 2.9213 | 2.7435 | 2.5279 | 2.1653 | 1.592 | 0.71459 | 0 | 0 | 0 | 0 | 0 | 0 | 0
Alverdiscott / Indian Queens 132kV | Launceston | Primary Substation | 11 | Leading the Way | Headroom (MW) | 3.4203 | 3.1394 | 2.7728 | 1.8877 | 0.98403 | 0 | 0 | 0 | 0 | 0 | 0 | 0 | 0 | 0 | 0 | 0 | 0
Alverdiscott / Indian Queens 132kV | Launceston | Primary Substation | 11 | System Transformation | Headroom (MW) | 3.4203 | 3.2504 | 3.0641 | 2.7413 | 2.3449 | 1.8501 | 1.2823 | 0.39611 | 0 | 0 | 0 | 0 | 0 | 0 | 0 | 0 | 0
Abham / Exeter / Landulph 132kV | Lawes Bridge | Primary Substation | 11 | Best View | Headroom (MW) | 17.3197 | 17.2404 | 17.0656 | 16.7109 | 16.2955 | 15.8927 | 15.5271 | 15.2262 | 15.0243 | 11.9359 | 11.8899 | 11.7187 | 11.4217 | 11.0925 | 8.7238 | 1.1554 | 0
Abham / Exeter / Landulph 132kV | Lawes Bridge | Primary Substation | 11 | Consumer Transformation | Headroom (MW) | 17.3197 | 17.2227 | 17.026 | 16.5834 | 16.1003 | 15.6501 | 15.2702 | 15.0077 | 11.8992 | 11.7295 | 11.4029 | 10.8933 | 10.3253 | 9.8046 | 7.1234 | 0 | 0
Abham / Exeter / Landulph 132kV | Lawes Bridge | Primary Substation | 11 | Falling Short | Headroom (MW) | 17.3197 | 17.3136 | 17.2667 | 17.2641 | 17.1868 | 17.1098 | 17.0254 | 16.9398 | 16.8241 | 16.6793 | 16.519 | 16.3524 | 16.1581 | 16.0285 | 15.839 | 15.9084 | 15.2451
Abham / Exeter / Landulph 132kV | Lawes Bridge | Primary Substation | 11 | Leading the Way | Headroom (MW) | 17.3197 | 17.2261 | 17.0203 | 16.5412 | 16.0461 | 15.5685 | 15.172 | 14.9699 | 11.8183 | 11.4887 | 10.9632 | 10.3208 | 9.6203 | 8.9674 | 0 | 0 | 0
Abham / Exeter / Landulph 132kV | Lawes Bridge | Primary Substation | 11 | System Transformation | Headroom (MW) | 17.3197 | 17.2948 | 17.1981 | 17.0795 | 16.8521 | 16.5912 | 16.3282 | 16.0658 | 15.7915 | 15.5183 | 15.2728 | 15.0653 | 14.9186 | 11.9971 | 11.8328 | 10.4114 | 7.9786
Abham / Exeter / Landulph 132kV | Laywell Brixham | Primary Substation | 11 | Best View | Headroom (MW) | 12.367 | 11.3098 | 10.5266 | 8.307 | 6.0686 | 3.711 | 1.2954 | 0 | 0 | 0 | 0 | 0 | 0 | 0 | 0 | 0 | 0
Abham / Exeter / Landulph 132kV | Laywell Brixham | Primary Substation | 11 | Consumer Transformation | Headroom (MW) | 12.367 | 11.3436 | 10.6123 | 8.4001 | 5.4485 | 2.1684 | 0 | 0 | 0 | 0 | 0 | 0 | 0 | 0 | 0 | 0 | 0
Abham / Exeter / Landulph 132kV | Laywell Brixham | Primary Substation | 11 | Falling Short | Headroom (MW) | 12.367 | 11.7705 | 11.6983 | 11.5615 | 11.3079 | 10.9911 | 10.5632 | 10.0369 | 9.3339 | 8.4464 | 7.4165 | 6.3734 | 5.1354 | 4.2959 | 2.9941 | 1.2225 | 0
Abham / Exeter / Landulph 132kV | Laywell Brixham | Primary Substation | 11 | Leading the Way | Headroom (MW) | 12.367 | 11.3283 | 10.538 | 8.1849 | 5.1199 | 1.5862 | 0 | 0 | 0 | 0 | 0 | 0 | 0 | 0 | 0 | 0 | 0
Abham / Exeter / Landulph 132kV | Laywell Brixham | Primary Substation | 11 | System Transformation | Headroom (MW) | 12.367 | 11.6571 | 11.4204 | 10.7142 | 9.4923 | 7.9198 | 6.2512 | 4.5857 | 2.7107 | 0.73544 | 0 | 0 | 0 | 0 | 0 | 0 | 0
Abham / Exeter / Landulph 132kV | Lifton | Primary Substation | 11 | Best View | Headroom (MW) | 0 | 0 | 0 | 0 | 0 | 0 | 0 | 0 | 0 | 0 | 0 | 0 | 0 | 0 | 0 | 0 | 0
Abham / Exeter / Landulph 132kV | Lifton | Primary Substation | 11 | Consumer Transformation | Headroom (MW) | 0 | 0 | 0 | 0 | 0 | 0 | 0 | 0 | 0 | 0 | 0 | 0 | 0 | 0 | 0 | 0 | 0
Abham / Exeter / Landulph 132kV | Lifton | Primary Substation | 11 | Falling Short | Headroom (MW) | 0 | 0 | 0 | 0 | 0 | 0 | 0 | 0 | 0 | 0 | 0 | 0 | 0 | 0 | 0 | 0 | 0
Abham / Exeter / Landulph 132kV | Lifton | Primary Substation | 11 | Leading the Way | Headroom (MW) | 0 | 0 | 0 | 0 | 0 | 0 | 0 | 0 | 0 | 0 | 0 | 0 | 0 | 0 | 0 | 0 | 0
Abham / Exeter / Landulph 132kV | Lifton | Primary Substation | 11 | System Transformation | Headroom (MW) | 0 | 0 | 0 | 0 | 0 | 0 | 0 | 0 | 0 | 0 | 0 | 0 | 0 | 0 | 0 | 0 | 0
Abham / Exeter / Landulph 132kV | Linketty Lane | Primary Substation | 11 | Best View | Headroom (MW) | 0 | 0 | 0 | 0 | 0 | 0 | 0 | 0 | 0 | 0 | 0 | 0 | 0 | 0 | 0 | 0 | 0
Abham / Exeter / Landulph 132kV | Linketty Lane | Primary Substation | 11 | Consumer Transformation | Headroom (MW) | 0 | 0 | 0 | 0 | 0 | 0 | 0 | 0 | 0 | 0 | 0 | 0 | 0 | 0 | 0 | 0 | 0
Abham / Exeter / Landulph 132kV | Linketty Lane | Primary Substation | 11 | Falling Short | Headroom (MW) | 0 | 0 | 0 | 0 | 0 | 0 | 0 | 0 | 0 | 0 | 0 | 0 | 0 | 0 | 0 | 0 | 0
Abham / Exeter / Landulph 132kV | Linketty Lane | Primary Substation | 11 | Leading the Way | Headroom (MW) | 0 | 0 | 0 | 0 | 0 | 0 | 0 | 0 | 0 | 0 | 0 | 0 | 0 | 0 | 0 | 0 | 0
Abham / Exeter / Landulph 132kV | Linketty Lane | Primary Substation | 11 | System Transformation | Headroom (MW) | 0 | 0 | 0 | 0 | 0 | 0 | 0 | 0 | 0 | 0 | 0 | 0 | 0 | 0 | 0 | 0 | 0
Abham / Exeter / Landulph 132kV | Liskeard | Primary Substation | 11 | Best View | Headroom (MW) | 0 | 0 | 0 | 0 | 0 | 0 | 0 | 0 | 0 | 0 | 0 | 0 | 0 | 0 | 0 | 0 | 0
Abham / Exeter / Landulph 132kV | Liskeard | Primary Substation | 11 | Consumer Transformation | Headroom (MW) | 0 | 0 | 0 | 0 | 0 | 0 | 0 | 0 | 0 | 0 | 0 | 0 | 0 | 0 | 0 | 0 | 0
Abham / Exeter / Landulph 132kV | Liskeard | Primary Substation | 11 | Falling Short | Headroom (MW) | 0 | 0 | 0 | 0 | 0 | 0 | 0 | 0 | 0 | 0 | 0 | 0 | 0 | 0 | 0 | 0 | 0
Abham / Exeter / Landulph 132kV | Liskeard | Primary Substation | 11 | Leading the Way | Headroom (MW) | 0 | 0 | 0 | 0 | 0 | 0 | 0 | 0 | 0 | 0 | 0 | 0 | 0 | 0 | 0 | 0 | 0
Abham / Exeter / Landulph 132kV | Liskeard | Primary Substation | 11 | System Transformation | Headroom (MW) | 0 | 0 | 0 | 0 | 0 | 0 | 0 | 0 | 0 | 0 | 0 | 0 | 0 | 0 | 0 | 0 | 0
Iron Acton 132kV | Lockleaze | Primary Substation | 11 | Best View | Headroom (MW) | 26.7473 | 26.5901 | 26.4018 | 25.9554 | 25.5637 | 25.1683 | 24.226 | 22.9612 | 21.9866 | 21.0554 | 20.2139 | 19.2834 | 17.9853 | 16.9426 | 11.0186 | 0.9092 | 0
Iron Acton 132kV | Lockleaze | Primary Substation | 11 | Consumer Transformation | Headroom (MW) | 26.7473 | 26.5956 | 26.4183 | 25.1215 | 23.3338 | 20.8583 | 18.4186 | 15.5996 | 12.9881 | 10.4723 | 8.0377 | 5.1864 | 2.2114 | 0 | 0 | 0 | 0
Iron Acton 132kV | Lockleaze | Primary Substation | 11 | Falling Short | Headroom (MW) | 26.7473 | 26.6874 | 26.6359 | 26.5839 | 26.5183 | 26.4449 | 26.374 | 26.3045 | 26.2312 | 26.1624 | 26.0346 | 25.4709 | 24.7896 | 24.4819 | 24.9555 | 23.7569 | 20.4635
Iron Acton 132kV | Lockleaze | Primary Substation | 11 | Leading the Way | Headroom (MW) | 26.7473 | 26.5901 | 26.4018 | 24.9119 | 23.0466 | 20.3829 | 17.5821 | 14.3917 | 11.2147 | 8.0915 | 4.8068 | 1.4806 | 0 | 0 | 0 | 0 | 0
Iron Acton 132kV | Lockleaze | Primary Substation | 11 | System Transformation | Headroom (MW) | 26.7473 | 26.6529 | 26.5555 | 26.3978 | 26.2165 | 25.8564 | 24.6433 | 23.1979 | 21.8829 | 20.5493 | 19.2721 | 17.9914 | 16.3928 | 15.3923 | 9.2989 | 1.5702 | 0
Iron Acton 132kV | Lockleaze Bsp 132kv | Bulk Supply Point | 33 | Best View | Headroom (MW) | 29.1063 | 28.1226 | 26.6552 | 25.4245 | 24.318 | 21.7188 | 19.2919 | 16.7003 | 14.7038 | 12.7963 | 11.0735 | 9.168 | 6.5072 | 4.3729 | 0 | 0 | 0
Iron Acton 132kV | Lockleaze Bsp 132kv | Bulk Supply Point | 33 | Consumer Transformation | Headroom (MW) | 29.1063 | 27.1051 | 25.055 | 21.1077 | 17.4405 | 12.3518 | 7.3383 | 1.5518 | 0 | 0 | 0 | 0 | 0 | 0 | 0 | 0 | 0
Iron Acton 132kV | Lockleaze Bsp 132kv | Bulk Supply Point | 33 | Falling Short | Headroom (MW) | 29.1063 | 28.4707 | 27.487 | 27.6553 | 27.9134 | 27.3212 | 26.7575 | 25.9752 | 25.2277 | 24.1895 | 23.0149 | 21.8712 | 20.4855 | 19.8622 | 20.8507 | 18.4299 | 11.7205
Iron Acton 132kV | Lockleaze Bsp 132kv | Bulk Supply Point | 33 | Leading the Way | Headroom (MW) | 29.1063 | 27.0627 | 24.917 | 20.6773 | 16.8493 | 11.3725 | 5.6168 | 0 | 0 | 0 | 0 | 0 | 0 | 0 | 0 | 0 | 0
Iron Acton 132kV | Lockleaze Bsp 132kv | Bulk Supply Point | 33 | System Transformation | Headroom (MW) | 29.1063 | 27.807 | 26.7896 | 25.9758 | 25.1118 | 22.6267 | 20.1483 | 17.1869 | 14.4902 | 11.7547 | 9.1353 | 6.51 | 3.2332 | 1.1875 | 0 | 0 | 0
Abham / Exeter / Landulph 132kV | Longbridge | Primary Substation | 11 | Best View | Headroom (MW) | 7.0639 | 6.8217 | 6.7025 | 6.4657 | 6.2145 | 5.977 | 5.7586 | 5.5271 | 5.3096 | 5.0982 | 4.8791 | 4.6324 | 4.4385 | 4.2573 | 3.128 | 1.492 | 0
Abham / Exeter / Landulph 132kV | Longbridge | Primary Substation | 11 | Consumer Transformation | Headroom (MW) | 7.0639 | 6.826 | 6.7103 | 6.4572 | 0 | 0 | 0 | 0 | 0 | 0 | 0 | 0 | 0 | 0 | 0 | 0 | 0
Abham / Exeter / Landulph 132kV | Longbridge | Primary Substation | 11 | Falling Short | Headroom (MW) | 7.0639 | 6.8732 | 6.8278 | 6.7747 | 6.7284 | 6.677 | 6.6228 | 6.5677 | 6.5113 | 6.4574 | 6.4069 | 6.3605 | 6.3204 | 6.2863 | 6.2117 | 6.1248 | 5.8105
Abham / Exeter / Landulph 132kV | Longbridge | Primary Substation | 11 | Leading the Way | Headroom (MW) | 7.0639 | 6.822 | 6.6999 | 6.4234 | 0 | 0 | 0 | 0 | 0 | 0 | 0 | 0 | 0 | 0 | 0 | 0 | 0
Abham / Exeter / Landulph 132kV | Longbridge | Primary Substation | 11 | System Transformation | Headroom (MW) | 7.0639 | 6.8592 | 6.793 | 6.6877 | 6.561 | 6.4183 | 6.2822 | 6.1435 | 6.0057 | 5.8805 | 5.7635 | 5.6534 | 5.5583 | 5.4748 | 4.9184 | 4.0665 | 2.6101
Abham / Exeter / Landulph 132kV | Looe | Primary Substation | 11 | Best View | Headroom (MW) | 0 | 0 | 0 | 0 | 0 | 0 | 0 | 0 | 0 | 0 | 0 | 0 | 0 | 0 | 0 | 0 | 0
Abham / Exeter / Landulph 132kV | Looe | Primary Substation | 11 | Consumer Transformation | Headroom (MW) | 0 | 0 | 0 | 0 | 0 | 0 | 0 | 0 | 0 | 0 | 0 | 0 | 0 | 0 | 0 | 0 | 0
Abham / Exeter / Landulph 132kV | Looe | Primary Substation | 11 | Falling Short | Headroom (MW) | 0 | 0 | 0 | 0 | 0 | 0 | 0 | 0 | 0 | 0 | 0 | 0 | 0 | 0 | 0 | 0 | 0
Abham / Exeter / Landulph 132kV | Looe | Primary Substation | 11 | Leading the Way | Headroom (MW) | 0 | 0 | 0 | 0 | 0 | 0 | 0 | 0 | 0 | 0 | 0 | 0 | 0 | 0 | 0 | 0 | 0
Abham / Exeter / Landulph 132kV | Looe | Primary Substation | 11 | System Transformation | Headroom (MW) | 0 | 0 | 0 | 0 | 0 | 0 | 0 | 0 | 0 | 0 | 0 | 0 | 0 | 0 | 0 | 0 | 0
Abham / Exeter / Landulph 132kV | Lostwithiel | Primary Substation | 11 | Best View | Headroom (MW) | 1.9404 | 1.607 | 1.3113 | 0.74107 | 0.20928 | 0 | 0 | 0 | 0 | 0 | 0 | 0 | 0 | 0 | 0 | 0 | 0
Abham / Exeter / Landulph 132kV | Lostwithiel | Primary Substation | 11 | Consumer Transformation | Headroom (MW) | 1.9404 | 1.5464 | 1.2441 | 0 | 0 | 0 | 0 | 0 | 0 | 0 | 0 | 0 | 0 | 0 | 0 | 0 | 0
Abham / Exeter / Landulph 132kV | Lostwithiel | Primary Substation | 11 | Falling Short | Headroom (MW) | 1.9404 | 1.7522 | 1.6363 | 1.5178 | 1.409 | 1.321 | 1.1174 | 0.69648 | 0 | 0 | 0 | 0 | 0 | 0 | 0 | 0 | 0
Abham / Exeter / Landulph 132kV | Lostwithiel | Primary Substation | 11 | Leading the Way | Headroom (MW) | 1.9404 | 1.5487 | 0 | 0 | 0 | 0 | 0 | 0 | 0 | 0 | 0 | 0 | 0 | 0 | 0 | 0 | 0
Abham / Exeter / Landulph 132kV | Lostwithiel | Primary Substation | 11 | System Transformation | Headroom (MW) | 1.9404 | 1.6548 | 1.5175 | 1.2148 | 0 | 0 | 0 | 0 | 0 | 0 | 0 | 0 | 0 | 0 | 0 | 0 | 0
Bridgwater / Taunton 132kV | Luckwell Bridge | Primary Substation | 11 | Best View | Headroom (MW) | 6.145 | 5.7632 | 5.5147 | 4.9962 | 4.5088 | 3.9571 | 3.4191 | 2.888 | 2.3988 | 1.9084 | 1.4645 | 1.0391 | 0.63572 | 0.24369 | 0 | 0 | 0
Bridgwater / Taunton 132kV | Luckwell Bridge | Primary Substation | 11 | Consumer Transformation | Headroom (MW) | 6.145 | 5.7702 | 5.5273 | 4.9746 | 4.4436 | 3.8312 | 3.2376 | 2.6258 | 2.0361 | 1.4894 | 0.96196 | 0.3472 | 0 | 0 | 0 | 0 | 0
Bridgwater / Taunton 132kV | Luckwell Bridge | Primary Substation | 11 | Falling Short | Headroom (MW) | 6.145 | 5.872 | 5.7989 | 5.7207 | 5.6566 | 5.5441 | 5.4396 | 5.3231 | 5.2119 | 5.1078 | 5.0115 | 4.9222 | 4.8446 | 4.7774 | 4.6263 | 4.4069 | 3.8126
Bridgwater / Taunton 132kV | Luckwell Bridge | Primary Substation | 11 | Leading the Way | Headroom (MW) | 6.145 | 5.7651 | 5.5111 | 4.9173 | 4.3622 | 3.7236 | 3.0876 | 2.4573 | 1.8163 | 1.1922 | 0.60492 | 0 | 0 | 0 | 0 | 0 | 0
Bridgwater / Taunton 132kV | Luckwell Bridge | Primary Substation | 11 | System Transformation | Headroom (MW) | 6.145 | 5.8372 | 5.7031 | 5.4938 | 5.2776 | 4.952 | 4.6377 | 4.3248 | 4.0203 | 3.7474 | 3.5025 | 3.2862 | 3.085 | 2.8782 | 0 | 0 | 0
Bridgwater / Taunton 132kV | Lydeard St Lawrence Primary | Primary Substation | 11 | Best View | Headroom (MW) | 0 | 0 | 0 | 0 | 0 | 0 | 0 | 0 | 0 | 0 | 0 | 0 | 0 | 0 | 0 | 0 | 0
Bridgwater / Taunton 132kV | Lydeard St Lawrence Primary | Primary Substation | 11 | Consumer Transformation | Headroom (MW) | 0 | 0 | 0 | 0 | 0 | 0 | 0 | 0 | 0 | 0 | 0 | 0 | 0 | 0 | 0 | 0 | 0
Bridgwater / Taunton 132kV | Lydeard St Lawrence Primary | Primary Substation | 11 | Falling Short | Headroom (MW) | 0 | 0 | 0 | 0 | 0 | 0 | 0 | 0 | 0 | 0 | 0 | 0 | 0 | 0 | 0 | 0 | 0
Bridgwater / Taunton 132kV | Lydeard St Lawrence Primary | Primary Substation | 11 | Leading the Way | Headroom (MW) | 0 | 0 | 0 | 0 | 0 | 0 | 0 | 0 | 0 | 0 | 0 | 0 | 0 | 0 | 0 | 0 | 0
Bridgwater / Taunton 132kV | Lydeard St Lawrence Primary | Primary Substation | 11 | System Transformation | Headroom (MW) | 0 | 0 | 0 | 0 | 0 | 0 | 0 | 0 | 0 | 0 | 0 | 0 | 0 | 0 | 0 | 0 | 0
Alverdiscott / Indian Queens 132kV | Lynton | Primary Substation | 11 | Best View | Headroom (MW) | 3.6906 | 3.6656 | 3.6253 | 3.537 | 3.449 | 3.3324 | 3.1779 | 3.0214 | 2.8826 | 1.9001 | 0 | 0 | 0 | 0 | 0 | 0 | 0
Alverdiscott / Indian Queens 132kV | Lynton | Primary Substation | 11 | Consumer Transformation | Headroom (MW) | 3.6906 | 3.6668 | 3.6308 | 3.5422 | 3.4541 | 3.3126 | 3.1398 | 2.963 | 0 | 0 | 0 | 0 | 0 | 0 | 0 | 0 | 0
Alverdiscott / Indian Queens 132kV | Lynton | Primary Substation | 11 | Falling Short | Headroom (MW) | 3.6906 | 3.6805 | 3.6708 | 3.6605 | 3.6448 | 3.628 | 3.6108 | 3.5923 | 3.5789 | 3.5646 | 3.552 | 2.0372 | 0 | 0 | 0 | 0 | 0
Alverdiscott / Indian Queens 132kV | Lynton | Primary Substation | 11 | Leading the Way | Headroom (MW) | 3.6906 | 3.6656 | 3.6253 | 3.5299 | 3.4371 | 3.29 | 3.1161 | 1.7421 | 0 | 0 | 0 | 0 | 0 | 0 | 0 | 0 | 0
Alverdiscott / Indian Queens 132kV | Lynton | Primary Substation | 11 | System Transformation | Headroom (MW) | 3.6906 | 3.6741 | 3.654 | 3.6198 | 3.5795 | 3.53 | 3.4826 | 3.4362 | 3.3935 | 0 | 0 | 0 | 0 | 0 | 0 | 0 | 0
Sandford 132kV | Lypstone Farm | Primary Substation | 11 | Best View | Headroom (MW) | 12.3704 | 11.758 | 11.0594 | 6.7854 | 5.2743 | 3.5346 | 1.7512 | 0.016655 | 0 | 0 | 0 | 0 | 0 | 0 | 0 | 0 | 0
Sandford 132kV | Lypstone Farm | Primary Substation | 11 | Consumer Transformation | Headroom (MW) | 12.3704 | 11.8183 | 11.172 | 6.8862 | 5.5849 | 3.8886 | 2.032 | 0.036204 | 0 | 0 | 0 | 0 | 0 | 0 | 0 | 0 | 0
Sandford 132kV | Lypstone Farm | Primary Substation | 11 | Falling Short | Headroom (MW) | 12.3704 | 12.1428 | 11.9241 | 11.5946 | 11.4386 | 11.2131 | 10.9733 | 10.777 | 10.5452 | 7.2252 | 7.0615 | 6.6412 | 5.9318 | 5.4026 | 4.7006 | 3.5136 | 0.84026
Sandford 132kV | Lypstone Farm | Primary Substation | 11 | Leading the Way | Headroom (MW) | 12.3704 | 11.8052 | 11.1468 | 6.798 | 5.294 | 3.4029 | 1.3624 | 0 | 0 | 0 | 0 | 0 | 0 | 0 | 0 | 0 | 0
Sandford 132kV | Lypstone Farm | Primary Substation | 11 | System Transformation | Headroom (MW) | 12.3704 | 12.0887 | 11.7679 | 11.1914 | 10.6813 | 7.017 | 6.573 | 5.8285 | 4.7383 | 3.2503 | 1.5853 | 0 | 0 | 0 | 0 | 0 | 0
Iron Acton 132kV | Mangotsfield | Primary Substation | 11 | Best View | Headroom (MW) | 10.651 | 10.6096 | 7.6522 | 7.6379 | 7.5817 | 7.4792 | 7.3645 | 7.2484 | 7.1539 | 7.0846 | 7.041 | 7.0089 | 6.9934 | 6.9613 | 5.9608 | 0.90992 | 0
Iron Acton 132kV | Mangotsfield | Primary Substation | 11 | Consumer Transformation | Headroom (MW) | 10.651 | 7.6383 | 7.6082 | 7.3178 | 6.8585 | 6.3198 | 5.7798 | 5.2005 | 4.6474 | 4.1284 | 3.6169 | 3.0045 | 2.2132 | 0 | 0 | 0 | 0
Iron Acton 132kV | Mangotsfield | Primary Substation | 11 | Falling Short | Headroom (MW) | 10.651 | 10.6175 | 10.5738 | 7.6675 | 7.6744 | 7.6743 | 7.6684 | 7.6565 | 7.636 | 7.6138 | 7.5927 | 7.5791 | 7.5751 | 7.5797 | 7.6902 | 7.713 | 7.2822
Iron Acton 132kV | Mangotsfield | Primary Substation | 11 | Leading the Way | Headroom (MW) | 10.651 | 7.6378 | 7.6016 | 7.2638 | 6.7716 | 6.1887 | 5.6066 | 5.0278 | 4.4389 | 3.8578 | 3.2776 | 1.4818 | 0 | 0 | 0 | 0 | 0
Iron Acton 132kV | Mangotsfield | Primary Substation | 11 | System Transformation | Headroom (MW) | 10.651 | 10.5882 | 7.6498 | 7.6224 | 7.5373 | 7.3842 | 7.2001 | 6.9938 | 6.7788 | 6.5759 | 6.3873 | 6.2138 | 6.0611 | 5.9205 | 4.6845 | 1.5714 | 0
Alverdiscott / Indian Queens 132kV | Marazion | Primary Substation | 11 | Best View | Headroom (MW) | 11.0833 | 11.0265 | 10.9544 | 10.8062 | 10.6674 | 10.5201 | 10.3824 | 10.243 | 10.1162 | 9.9819 | 9.854 | 9.7329 | 9.6194 | 9.4927 | 8.4825 | 0 | 0
Alverdiscott / Indian Queens 132kV | Marazion | Primary Substation | 11 | Consumer Transformation | Headroom (MW) | 11.0833 | 11.0238 | 10.9273 | 10.6995 | 10.4834 | 10.1992 | 9.9128 | 9.6127 | 9.3411 | 9.0813 | 8.808 | 8.4856 | 8.1771 | 0 | 0 | 0 | 0
Alverdiscott / Indian Queens 132kV | Marazion | Primary Substation | 11 | Falling Short | Headroom (MW) | 11.0833 | 11.0621 | 11.0422 | 11.0195 | 10.9969 | 10.9635 | 10.9279 | 10.8815 | 10.8297 | 10.7698 | 10.7116 | 10.6568 | 10.6148 | 10.575 | 10.4282 | 10.2338 | 9.931
Alverdiscott / Indian Queens 132kV | Marazion | Primary Substation | 11 | Leading the Way | Headroom (MW) | 11.0833 | 11.0236 | 10.9265 | 10.6897 | 10.4731 | 10.2047 | 9.9368 | 9.6696 | 9.4019 | 9.1353 | 8.8687 | 0 | 0 | 0 | 0 | 0 | 0
Alverdiscott / Indian Queens 132kV | Marazion | Primary Substation | 11 | System Transformation | Headroom (MW) | 11.0833 | 11.0491 | 11.001 | 10.9217 | 10.8389 | 10.7278 | 10.6197 | 10.4985 | 10.3695 | 10.2499 | 10.1356 | 10.0337 | 9.9324 | 9.8304 | 9.0912 | 0 | 0
Abham / Exeter / Landulph 132kV | Marldon | Primary Substation | 11 | Best View | Headroom (MW) | 5.2723 | 5.2454 | 5.2149 | 4.8649 | 4.4124 | 3.9324 | 3.4139 | 2.7964 | 2.0286 | 1.0454 | 0 | 0 | 0 | 0 | 0 | 0 | 0
Abham / Exeter / Landulph 132kV | Marldon | Primary Substation | 11 | Consumer Transformation | Headroom (MW) | 5.2723 | 5.247 | 5.2189 | 4.8512 | 4.3639 | 3.6222 | 2.7571 | 1.6191 | 0.0072436 | 0 | 0 | 0 | 0 | 0 | 0 | 0 | 0
Abham / Exeter / Landulph 132kV | Marldon | Primary Substation | 11 | Falling Short | Headroom (MW) | 5.2723 | 5.259 | 5.2461 | 5.2314 | 5.2209 | 5.2056 | 5.1848 | 4.9627 | 4.5328 | 3.8449 | 2.9326 | 1.9561 | 0.69812 | 0 | 0 | 0 | 0
Abham / Exeter / Landulph 132kV | Marldon | Primary Substation | 11 | Leading the Way | Headroom (MW) | 5.2723 | 5.2459 | 5.2157 | 4.8075 | 4.3041 | 3.4816 | 2.4457 | 0 | 0 | 0 | 0 | 0 | 0 | 0 | 0 | 0 | 0
Abham / Exeter / Landulph 132kV | Marldon | Primary Substation | 11 | System Transformation | Headroom (MW) | 5.2723 | 5.2552 | 5.2388 | 5.215 | 5.1 | 4.7815 | 4.3706 | 3.7074 | 2.5769 | 1.112 | 0 | 0 | 0 | 0 | 0 | 0 | 0
Abham / Exeter / Landulph 132kV | Marsh Barton | Primary Substation | 11 | Best View | Headroom (MW) | 0 | 0 | 0 | 0 | 0 | 0 | 0 | 0 | 0 | 0 | 0 | 0 | 0 | 0 | 0 | 0 | 0
Abham / Exeter / Landulph 132kV | Marsh Barton | Primary Substation | 11 | Consumer Transformation | Headroom (MW) | 0 | 0 | 0 | 0 | 0 | 0 | 0 | 0 | 0 | 0 | 0 | 0 | 0 | 0 | 0 | 0 | 0
Abham / Exeter / Landulph 132kV | Marsh Barton | Primary Substation | 11 | Falling Short | Headroom (MW) | 0 | 0 | 0 | 0 | 0 | 0 | 0 | 0 | 0 | 0 | 0 | 0 | 0 | 0 | 0 | 0 | 0
Abham / Exeter / Landulph 132kV | Marsh Barton | Primary Substation | 11 | Leading the Way | Headroom (MW) | 0 | 0 | 0 | 0 | 0 | 0 | 0 | 0 | 0 | 0 | 0 | 0 | 0 | 0 | 0 | 0 | 0
Abham / Exeter / Landulph 132kV | Marsh Barton | Primary Substation | 11 | System Transformation | Headroom (MW) | 0 | 0 | 0 | 0 | 0 | 0 | 0 | 0 | 0 | 0 | 0 | 0 | 0 | 0 | 0 | 0 | 0
Abham / Exeter / Landulph 132kV | Marsh Green | Primary Substation | 11 | Best View | Headroom (MW) | 0 | 0 | 0 | 0 | 0 | 0 | 0 | 0 | 0 | 0 | 0 | 0 | 0 | 0 | 0 | 0 | 0
Abham / Exeter / Landulph 132kV | Marsh Green | Primary Substation | 11 | Consumer Transformation | Headroom (MW) | 0 | 0 | 0 | 0 | 0 | 0 | 0 | 0 | 0 | 0 | 0 | 0 | 0 | 0 | 0 | 0 | 0
Abham / Exeter / Landulph 132kV | Marsh Green | Primary Substation | 11 | Falling Short | Headroom (MW) | 0 | 0 | 0 | 0 | 0 | 0 | 0 | 0 | 0 | 0 | 0 | 0 | 0 | 0 | 0 | 0 | 0
Abham / Exeter / Landulph 132kV | Marsh Green | Primary Substation | 11 | Leading the Way | Headroom (MW) | 0 | 0 | 0 | 0 | 0 | 0 | 0 | 0 | 0 | 0 | 0 | 0 | 0 | 0 | 0 | 0 | 0
Abham / Exeter / Landulph 132kV | Marsh Green | Primary Substation | 11 | System Transformation | Headroom (MW) | 0 | 0 | 0 | 0 | 0 | 0 | 0 | 0 | 0 | 0 | 0 | 0 | 0 | 0 | 0 | 0 | 0
Axminster 132kV | Martock | Primary Substation | 11 | Best View | Headroom (MW) | 11.973 | 11.9204 | 10.5762 | 10.5194 | 10.4263 | 10.2643 | 10.1102 | 9.3627 | 6.7816 | 3.9904 | 0.96663 | 0 | 0 | 0 | 0 | 0 | 0
Axminster 132kV | Martock | Primary Substation | 11 | Consumer Transformation | Headroom (MW) | 11.973 | 11.9205 | 10.5766 | 10.5103 | 10.2477 | 9.8437 | 9.0429 | 6.4033 | 2.4658 | 0 | 0 | 0 | 0 | 0 | 0 | 0 | 0
Axminster 132kV | Martock | Primary Substation | 11 | Falling Short | Headroom (MW) | 11.973 | 11.9449 | 11.9191 | 11.9093 | 11.9034 | 11.8943 | 11.8876 | 10.6102 | 10.6147 | 10.6178 | 10.6201 | 10.6222 | 10.5202 | 8.2048 | 4.969 | 0.047942 | 0
Axminster 132kV | Martock | Primary Substation | 11 | Leading the Way | Headroom (MW) | 11.973 | 11.9205 | 10.5759 | 10.4974 | 10.2076 | 9.7524 | 8.0542 | 4.902 | 0 | 0 | 0 | 0 | 0 | 0 | 0 | 0 | 0
Axminster 132kV | Martock | Primary Substation | 11 | System Transformation | Headroom (MW) | 11.973 | 11.9233 | 11.9157 | 10.5832 | 10.5617 | 10.4581 | 10.3316 | 10.2073 | 10.0816 | 9.5318 | 4.7886 | 0.12435 | 0 | 0 | 0 | 0 | 0
Abham / Exeter / Landulph 132kV | Merrivale | Primary Substation | 11 | Best View | Headroom (MW) | 16.3296 | 16.2613 | 16.1228 | 15.8638 | 15.6381 | 15.4929 | 15.4209 | 12.5077 | 12.4335 | 12.3076 | 12.1329 | 11.8797 | 11.6387 | 11.3847 | 9.4999 | 6.5014 | 2.8936
Abham / Exeter / Landulph 132kV | Merrivale | Primary Substation | 11 | Consumer Transformation | Headroom (MW) | 16.3296 | 16.2625 | 16.1244 | 15.8428 | 15.6067 | 15.466 | 12.5145 | 12.4504 | 12.3036 | 12.1152 | 11.8976 | 11.5995 | 11.3304 | 11.0375 | 8.7375 | 0 | 0
Abham / Exeter / Landulph 132kV | Merrivale | Primary Substation | 11 | Falling Short | Headroom (MW) | 16.3296 | 16.3173 | 16.2688 | 16.2172 | 16.1603 | 16.1103 | 16.0511 | 15.9944 | 15.9342 | 15.8814 | 15.8356 | 15.798 | 15.7673 | 15.7417 | 15.6751 | 15.607 | 15.2605
Abham / Exeter / Landulph 132kV | Merrivale | Primary Substation | 11 | Leading the Way | Headroom (MW) | 16.3296 | 16.2614 | 16.1162 | 15.8113 | 15.5763 | 15.4493 | 12.5016 | 12.4047 | 12.2193 | 11.979 | 11.7026 | 11.3973 | 11.055 | 10.6743 | 7.8688 | 0 | 0
Abham / Exeter / Landulph 132kV | Merrivale | Primary Substation | 11 | System Transformation | Headroom (MW) | 16.3296 | 16.3062 | 16.2248 | 16.1019 | 15.9583 | 15.8202 | 15.6919 | 15.5826 | 15.4935 | 15.4297 | 15.3853 | 15.3562 | 15.332 | 12.61 | 12.4025 | 11.298 | 9.3323
Alverdiscott / Indian Queens 132kV | Mevagissey | Primary Substation | 11 | Best View | Headroom (MW) | 5.1181 | 4.2388 | 3.4588 | 1.9547 | 0.55203 | 0 | 0 | 0 | 0 | 0 | 0 | 0 | 0 | 0 | 0 | 0 | 0
Alverdiscott / Indian Queens 132kV | Mevagissey | Primary Substation | 11 | Consumer Transformation | Headroom (MW) | 5.1181 | 4.0789 | 3.2815 | 0 | 0 | 0 | 0 | 0 | 0 | 0 | 0 | 0 | 0 | 0 | 0 | 0 | 0
Alverdiscott / Indian Queens 132kV | Mevagissey | Primary Substation | 11 | Falling Short | Headroom (MW) | 5.1181 | 4.6218 | 4.316 | 4.0036 | 3.7165 | 3.4845 | 2.9474 | 1.8371 | 0 | 0 | 0 | 0 | 0 | 0 | 0 | 0 | 0
Alverdiscott / Indian Queens 132kV | Mevagissey | Primary Substation | 11 | Leading the Way | Headroom (MW) | 5.1181 | 4.0849 | 0 | 0 | 0 | 0 | 0 | 0 | 0 | 0 | 0 | 0 | 0 | 0 | 0 | 0 | 0
Alverdiscott / Indian Queens 132kV | Mevagissey | Primary Substation | 11 | System Transformation | Headroom (MW) | 5.1181 | 4.3648 | 4.0027 | 3.2043 | 0 | 0 | 0 | 0 | 0 | 0 | 0 | 0 | 0 | 0 | 0 | 0 | 0
Alverdiscott / Indian Queens 132kV | Middle Barlington | Primary Substation | 11 | Best View | Headroom (MW) | 6.4623 | 6.4106 | 6.3723 | 6.3374 | 6.1401 | 5.6182 | 4.9071 | 3.7783 | 2.0952 | 0 | 0 | 0 | 0 | 0 | 0 | 0 | 0
Alverdiscott / Indian Queens 132kV | Middle Barlington | Primary Substation | 11 | Consumer Transformation | Headroom (MW) | 6.4623 | 6.4127 | 6.3761 | 6.3381 | 6.1316 | 5.0021 | 3.4448 | 1.1132 | 0 | 0 | 0 | 0 | 0 | 0 | 0 | 0 | 0
Alverdiscott / Indian Queens 132kV | Middle Barlington | Primary Substation | 11 | Falling Short | Headroom (MW) | 6.4623 | 6.4287 | 6.4189 | 6.4079 | 6.3977 | 6.374 | 6.3421 | 6.1258 | 5.2941 | 3.4148 | 0.88501 | 0 | 0 | 0 | 0 | 0 | 0
Alverdiscott / Indian Queens 132kV | Middle Barlington | Primary Substation | 11 | Leading the Way | Headroom (MW) | 6.4623 | 6.4144 | 6.3774 | 6.3385 | 6.1344 | 4.7843 | 2.8261 | 0 | 0 | 0 | 0 | 0 | 0 | 0 | 0 | 0 | 0
Alverdiscott / Indian Queens 132kV | Middle Barlington | Primary Substation | 11 | System Transformation | Headroom (MW) | 6.4623 | 6.426 | 6.4014 | 6.3781 | 6.3547 | 6.1586 | 5.9431 | 4.4475 | 1.5436 | 0 | 0 | 0 | 0 | 0 | 0 | 0 | 0
Seabank 132kV | Midsomer Norton | Primary Substation | 11 | Best View | Headroom (MW) | 13.143 | 6.0067 | 5.986 | 0 | 0 | 0 | 0 | 0 | 0 | 0 | 0 | 0 | 0 | 0 | 0 | 0 | 0
Seabank 132kV | Midsomer Norton | Primary Substation | 11 | Consumer Transformation | Headroom (MW) | 13.143 | 6.0106 | 5.9988 | 0 | 0 | 0 | 0 | 0 | 0 | 0 | 0 | 0 | 0 | 0 | 0 | 0 | 0
Seabank 132kV | Midsomer Norton | Primary Substation | 11 | Falling Short | Headroom (MW) | 13.143 | 6.0679 | 6.1494 | 0.34872 | 0.28128 | 0.19834 | 0.096329 | 0 | 0 | 0 | 0 | 0 | 0 | 0 | 0 | 0 | 0
Seabank 132kV | Midsomer Norton | Primary Substation | 11 | Leading the Way | Headroom (MW) | 13.143 | 6.0164 | 5.9905 | 5.5082 | 5.0264 | 4.4334 | 3.7644 | 2.962 | 2.0195 | 0.99676 | 0 | 0 | 0 | 0 | 0 | 0 | 0
Seabank 132kV | Midsomer Norton | Primary Substation | 11 | System Transformation | Headroom (MW) | 13.143 | 6.0698 | 6.1513 | 0.21179 | 0 | 0 | 0 | 0 | 0 | 0 | 0 | 0 | 0 | 0 | 0 | 0 | 0
Abham / Exeter / Landulph 132kV | Milehouse Bsp | Bulk Supply Point | 33 | Best View | Headroom (MW) | 74.8225 | 73.2025 | 71.4885 | 67.9037 | 64.2323 | 60.7044 | 58.7774 | 56.208 | 29.0157 | 0 | 0 | 0 | 0 | 0 | 0 | 0 | 0
Abham / Exeter / Landulph 132kV | Milehouse Bsp | Bulk Supply Point | 33 | Consumer Transformation | Headroom (MW) | 74.8225 | 73.2262 | 71.5495 | 67.6129 | 63.5633 | 53.4205 | 14.7778 | 0 | 0 | 0 | 0 | 0 | 0 | 0 | 0 | 0 | 0
Abham / Exeter / Landulph 132kV | Milehouse Bsp | Bulk Supply Point | 33 | Falling Short | Headroom (MW) | 74.8225 | 74.2068 | 73.5176 | 72.9238 | 72.2482 | 71.5527 | 71.8873 | 72.0729 | 72.3819 | 72.9108 | 73.6758 | 74.7236 | 76.0383 | 77.6064 | 69.0235 | 47.3058 | 0
Abham / Exeter / Landulph 132kV | Milehouse Bsp | Bulk Supply Point | 33 | Leading the Way | Headroom (MW) | 74.8225 | 73.1805 | 71.4072 | 67.1095 | 62.9361 | 58.7774 | 0 | 0 | 0 | 0 | 0 | 0 | 0 | 0 | 0 | 0 | 0
Abham / Exeter / Landulph 132kV | Milehouse Bsp | Bulk Supply Point | 33 | System Transformation | Headroom (MW) | 74.8225 | 73.7696 | 72.9015 | 71.3799 | 69.5511 | 67.5275 | 66.8317 | 66.2339 | 65.9121 | 54.632 | 21.4829 | 0 | 0 | 0 | 0 | 0 | 0
Bridgwater / Taunton 132kV | Millfield | Primary Substation | 11 | Best View | Headroom (MW) | 4.3077 | 4.0413 | 3.8812 | 3.3164 | 2.7605 | 2.196 | 1.6291 | 1.3563 | 0.81462 | 0.25162 | 0 | 0 | 0 | 0 | 0 | 0 | 0
Bridgwater / Taunton 132kV | Millfield | Primary Substation | 11 | Consumer Transformation | Headroom (MW) | 4.3077 | 4.0479 | 3.8978 | 3.3415 | 2.7677 | 2.1255 | 1.4625 | 1.039 | 0.28117 | 0 | 0 | 0 | 0 | 0 | 0 | 0 | 0
Bridgwater / Taunton 132kV | Millfield | Primary Substation | 11 | Falling Short | Headroom (MW) | 4.3077 | 4.1586 | 4.1543 | 4.0865 | 4.0051 | 3.9111 | 3.8038 | 3.8452 | 3.7144 | 3.5324 | 3.3064 | 3.0459 | 2.7153 | 2.5111 | 2.1306 | 0.046802 | 0
Bridgwater / Taunton 132kV | Millfield | Primary Substation | 11 | Leading the Way | Headroom (MW) | 4.3077 | 4.0436 | 3.8819 | 3.2857 | 2.7052 | 2.0157 | 1.2724 | 0.75054 | 0 | 0 | 0 | 0 | 0 | 0 | 0 | 0 | 0
Bridgwater / Taunton 132kV | Millfield | Primary Substation | 11 | System Transformation | Headroom (MW) | 4.3077 | 4.1197 | 4.0836 | 3.8762 | 3.63 | 3.3319 | 3.0128 | 2.9494 | 2.5269 | 2.0646 | 1.5762 | 0.12139 | 0 | 0 | 0 | 0 | 0
Abham / Exeter / Landulph 132kV | Modbury | Primary Substation | 11 | Best View | Headroom (MW) | 8.8518 | 8.8584 | 8.8096 | 8.7505 | 7.991 | 7.9268 | 7.8095 | 7.6171 | 7.3246 | 6.8711 | 6.2931 | 5.6804 | 4.9167 | 4.3662 | 3.0822 | 1.2988 | 0
Abham / Exeter / Landulph 132kV | Modbury | Primary Substation | 11 | Consumer Transformation | Headroom (MW) | 8.8518 | 8.8615 | 8.8163 | 8.7516 | 7.9898 | 7.8399 | 7.547 | 7.0789 | 6.3326 | 5.3498 | 4.2164 | 3.0669 | 1.715 | 0.66958 | 0 | 0 | 0
Abham / Exeter / Landulph 132kV | Modbury | Primary Substation | 11 | Falling Short | Headroom (MW) | 8.8518 | 8.87 | 8.8537 | 8.8264 | 8.8125 | 8.7908 | 8.7627 | 8.7346 | 7.968 | 7.7019 | 7.2546 | 6.7455 | 6.0743 | 5.6041 | 4.8977 | 3.8594 | 2.7728
Abham / Exeter / Landulph 132kV | Modbury | Primary Substation | 11 | Leading the Way | Headroom (MW) | 8.8518 | 8.865 | 8.8185 | 8.7503 | 7.984 | 7.7907 | 7.409 | 6.7919 | 5.8516 | 4.6068 | 3.1238 | 1.6058 | 0.038977 | 0 | 0 | 0 | 0
Abham / Exeter / Landulph 132kV | Modbury | Primary Substation | 11 | System Transformation | Headroom (MW) | 8.8518 | 8.8766 | 8.852 | 8.807 | 8.7712 | 8.7424 | 7.9891 | 7.8003 | 7.2934 | 6.5362 | 5.6294 | 4.7328 | 3.6354 | 2.8914 | 1.135 | 0 | 0
Axminster 132kV | Montacute | Primary Substation | 11 | Best View | Headroom (MW) | 18.7919 | 18.7598 | 18.7794 | 18.6719 | 18.5804 | 17.3969 | 18.5665 | 17.4128 | 17.3536 | 17.249 | 17.1201 | 16.9791 | 16.8361 | 16.6857 | 16.0328 | 14.4524 | 11.3953
Axminster 132kV | Montacute | Primary Substation | 11 | Consumer Transformation | Headroom (MW) | 18.7919 | 18.7606 | 18.782 | 18.6644 | 18.5745 | 17.3512 | 17.4016 | 17.2757 | 17.0856 | 16.8663 | 16.6215 | 16.3224 | 16.0349 | 16.196 | 8.5045 | 0 | 0
Axminster 132kV | Montacute | Primary Substation | 11 | Falling Short | Headroom (MW) | 18.7919 | 18.7878 | 18.843 | 18.8806 | 18.8559 | 18.8391 | 19.0884 | 19.0831 | 19.0742 | 19.0677 | 19.0656 | 19.0666 | 19.0729 | 19.0769 | 19.4887 | 19.3303 | 19.0648
Axminster 132kV | Montacute | Primary Substation | 11 | Leading the Way | Headroom (MW) | 18.7919 | 18.7612 | 18.7763 | 18.6607 | 18.5742 | 17.3543 | 17.4146 | 17.3342 | 17.1683 | 16.9505 | 16.7112 | 16.4342 | 16.0603 | 15.0376 | 0 | 0 | 0
Axminster 132kV | Montacute | Primary Substation | 11 | System Transformation | Headroom (MW) | 18.7919 | 18.7813 | 18.8455 | 18.8328 | 18.7499 | 18.6734 | 18.8741 | 18.79 | 18.7141 | 18.6492 | 18.599 | 18.5619 | 18.5375 | 18.7037 | 17.462 | 16.511 | 4.8897
Alverdiscott / Indian Queens 132kV | Mortonhampstead | Primary Substation | 11 | Best View | Headroom (MW) | 2.1365 | 2.1266 | 2.1108 | 2.0739 | 2.0306 | 1.9775 | 1.9181 | 1.8386 | 1.7292 | 1.5635 | 1.3574 | 1.1346 | 0 | 0 | 0 | 0 | 0
Alverdiscott / Indian Queens 132kV | Mortonhampstead | Primary Substation | 11 | Consumer Transformation | Headroom (MW) | 2.1365 | 2.1179 | 2.0879 | 2.001 | 1.9061 | 1.7547 | 1.5758 | 1.3372 | 1.0092 | 0 | 0 | 0 | 0 | 0 | 0 | 0 | 0
Alverdiscott / Indian Queens 132kV | Mortonhampstead | Primary Substation | 11 | Falling Short | Headroom (MW) | 2.1365 | 2.1325 | 2.1283 | 2.1233 | 2.1148 | 2.1011 | 2.0797 | 2.0376 | 1.9588 | 1.8246 | 1.6426 | 1.4427 | 1.184 | 1.0094 | 0 | 0 | 0
Alverdiscott / Indian Queens 132kV | Mortonhampstead | Primary Substation | 11 | Leading the Way | Headroom (MW) | 2.1365 | 2.1174 | 2.0865 | 1.9949 | 1.8981 | 1.7328 | 1.5217 | 1.2225 | 0.83357 | 0 | 0 | 0 | 0 | 0 | 0 | 0 | 0
Alverdiscott / Indian Queens 132kV | Mortonhampstead | Primary Substation | 11 | System Transformation | Headroom (MW) | 2.1365 | 2.1273 | 2.1147 | 2.0887 | 2.0545 | 2.0018 | 1.9299 | 1.807 | 1.5946 | 1.3088 | 0.97371 | 0 | 0 | 0 | 0 | 0 | 0
Alverdiscott / Indian Queens 132kV | Morwenstow | Primary Substation | 11 | Best View | Headroom (MW) | 2.7391 | 2.6377 | 2.602 | 2.5606 | 2.5074 | 2.4547 | 2.4033 | 2.3499 | 2.2964 | 2.2317 | 2.1649 | 2.0979 | 2.0399 | 1.9776 | 0 | 0 | 0
Alverdiscott / Indian Queens 132kV | Morwenstow | Primary Substation | 11 | Consumer Transformation | Headroom (MW) | 2.7391 | 2.6348 | 2.5946 | 2.5344 | 2.447 | 2.2733 | 2.0857 | 1.8923 | 1.7216 | 1.5505 | 0 | 0 | 0 | 0 | 0 | 0 | 0
Alverdiscott / Indian Queens 132kV | Morwenstow | Primary Substation | 11 | Falling Short | Headroom (MW) | 2.7391 | 2.6483 | 2.6283 | 2.6189 | 2.5961 | 2.5722 | 2.5485 | 2.5214 | 2.4878 | 2.4431 | 2.3949 | 2.3451 | 2.3044 | 2.2623 | 2.0768 | 0 | 0
Alverdiscott / Indian Queens 132kV | Morwenstow | Primary Substation | 11 | Leading the Way | Headroom (MW) | 2.7391 | 2.6381 | 2.5997 | 2.5429 | 2.4598 | 2.3184 | 2.17 | 2.0252 | 1.8817 | 0 | 0 | 0 | 0 | 0 | 0 | 0 | 0
Alverdiscott / Indian Queens 132kV | Morwenstow | Primary Substation | 11 | System Transformation | Headroom (MW) | 2.7391 | 2.6446 | 2.6178 | 2.5958 | 2.5592 | 2.519 | 2.4794 | 2.4224 | 2.3509 | 2.2831 | 2.2159 | 2.1505 | 0 | 0 | 0 | 0 | 0
Alverdiscott / Indian Queens 132kV | Mousehole | Primary Substation | 11 | Best View | Headroom (MW) | 6.7332 | 6.7107 | 6.6845 | 6.6381 | 6.5907 | 6.5439 | 6.4989 | 6.4555 | 6.029 | 5.8966 | 5.6647 | 5.4043 | 5.0755 | 4.8472 | 4.2529 | 0 | 0
Alverdiscott / Indian Queens 132kV | Mousehole | Primary Substation | 11 | Consumer Transformation | Headroom (MW) | 6.7332 | 6.7072 | 6.6689 | 6.5891 | 6.5188 | 6.4515 | 5.9586 | 5.7408 | 5.4498 | 5.0782 | 4.6534 | 4.2129 | 3.7091 | 0 | 0 | 0 | 0
Alverdiscott / Indian Queens 132kV | Mousehole | Primary Substation | 11 | Falling Short | Headroom (MW) | 6.7332 | 6.7245 | 6.716 | 6.7071 | 6.6929 | 6.6727 | 6.6454 | 6.5937 | 6.5112 | 6.0458 | 5.9372 | 5.7235 | 5.4297 | 5.2317 | 4.8761 | 4.5441 | 4.1572
Alverdiscott / Indian Queens 132kV | Mousehole | Primary Substation | 11 | Leading the Way | Headroom (MW) | 6.7332 | 6.7086 | 6.6716 | 6.5907 | 6.5203 | 6.0373 | 5.9285 | 5.6332 | 5.2884 | 4.8416 | 4.316 | 0 | 0 | 0 | 0 | 0 | 0
Alverdiscott / Indian Queens 132kV | Mousehole | Primary Substation | 11 | System Transformation | Headroom (MW) | 6.7332 | 6.7182 | 6.7 | 6.6696 | 6.6345 | 6.5854 | 6.5258 | 6.4537 | 5.9888 | 5.769 | 5.4733 | 5.173 | 4.8116 | 4.6069 | 4.0216 | 0 | 0
Alverdiscott / Indian Queens 132kV | Mullion | Primary Substation | 11 | Best View | Headroom (MW) | 7.8539 | 7.7706 | 7.7125 | 7.601 | 7.4827 | 7.3676 | 7.257 | 7.1473 | 7.0413 | 6.9268 | 6.8147 | 6.2863 | 4.466 | 3.0611 | 0 | 0 | 0
Alverdiscott / Indian Queens 132kV | Mullion | Primary Substation | 11 | Consumer Transformation | Headroom (MW) | 7.8539 | 7.7638 | 7.6705 | 7.4461 | 7.2223 | 6.9426 | 6.6575 | 6.3621 | 5.6502 | 2.937 | 0 | 0 | 0 | 0 | 0 | 0 | 0
Alverdiscott / Indian Queens 132kV | Mullion | Primary Substation | 11 | Falling Short | Headroom (MW) | 7.8539 | 7.8009 | 7.7818 | 7.7607 | 7.7264 | 7.6901 | 7.6516 | 7.6088 | 7.5562 | 7.4941 | 7.4329 | 7.3733 | 7.3255 | 6.6338 | 4.5468 | 1.763 | 0
Alverdiscott / Indian Queens 132kV | Mullion | Primary Substation | 11 | Leading the Way | Headroom (MW) | 7.8539 | 7.7641 | 7.6698 | 7.4384 | 7.2133 | 6.9522 | 6.6892 | 6.4247 | 4.8342 | 1.5646 | 0 | 0 | 0 | 0 | 0 | 0 | 0
Alverdiscott / Indian Queens 132kV | Mullion | Primary Substation | 11 | System Transformation | Headroom (MW) | 7.8539 | 7.7882 | 7.7427 | 7.6635 | 7.5679 | 7.4576 | 7.3494 | 7.2283 | 7.1011 | 6.9766 | 5.9444 | 3.7947 | 1.2281 | 0 | 0 | 0 | 0
Sandford 132kV | Nailsea | Primary Substation | 11 | Best View | Headroom (MW) | 19.9356 | 19.5387 | 16.4892 | 15.7255 | 7.8526 | 3.2214 | 0 | 0 | 0 | 0 | 0 | 0 | 0 | 0 | 0 | 0 | 0
Sandford 132kV | Nailsea | Primary Substation | 11 | Consumer Transformation | Headroom (MW) | 19.9356 | 19.5501 | 16.5001 | 15.8116 | 8.0914 | 2.9437 | 0 | 0 | 0 | 0 | 0 | 0 | 0 | 0 | 0 | 0 | 0
Sandford 132kV | Nailsea | Primary Substation | 11 | Falling Short | Headroom (MW) | 19.9356 | 19.6772 | 19.5851 | 19.4926 | 18.6953 | 17.9136 | 16.6175 | 15.7818 | 13.7634 | 10.9259 | 7.2146 | 3.3278 | 0 | 0 | 0 | 0 | 0
Sandford 132kV | Nailsea | Primary Substation | 11 | Leading the Way | Headroom (MW) | 19.9356 | 19.545 | 16.4958 | 15.6896 | 7.5753 | 1.9518 | 0 | 0 | 0 | 0 | 0 | 0 | 0 | 0 | 0 | 0 | 0
Sandford 132kV | Nailsea | Primary Substation | 11 | System Transformation | Headroom (MW) | 19.9356 | 19.6366 | 19.5066 | 16.5334 | 15.4496 | 12.9802 | 10.2192 | 6.8485 | 1.8549 | 0 | 0 | 0 | 0 | 0 | 0 | 0 | 0
Bridgwater / Taunton 132kV | Nether Stowey | Primary Substation | 11 | Best View | Headroom (MW) | 0 | 0 | 0 | 0 | 0 | 0 | 0 | 0 | 0 | 0 | 0 | 0 | 0 | 0 | 0 | 0 | 0
Bridgwater / Taunton 132kV | Nether Stowey | Primary Substation | 11 | Consumer Transformation | Headroom (MW) | 0 | 0 | 0 | 0 | 0 | 0 | 0 | 0 | 0 | 0 | 0 | 0 | 0 | 0 | 0 | 0 | 0
Bridgwater / Taunton 132kV | Nether Stowey | Primary Substation | 11 | Falling Short | Headroom (MW) | 0 | 0 | 0 | 0 | 0 | 0 | 0 | 0 | 0 | 0 | 0 | 0 | 0 | 0 | 0 | 0 | 0
Bridgwater / Taunton 132kV | Nether Stowey | Primary Substation | 11 | Leading the Way | Headroom (MW) | 0 | 0 | 0 | 0 | 0 | 0 | 0 | 0 | 0 | 0 | 0 | 0 | 0 | 0 | 0 | 0 | 0
Bridgwater / Taunton 132kV | Nether Stowey | Primary Substation | 11 | System Transformation | Headroom (MW) | 0 | 0 | 0 | 0 | 0 | 0 | 0 | 0 | 0 | 0 | 0 | 0 | 0 | 0 | 0 | 0 | 0
Seabank 132kV | Newbury | Primary Substation | 11 | Best View | Headroom (MW) | 7.0235 | 7.0171 | 6.9565 | 6.6635 | 6.2971 | 5.8751 | 5.3929 | 4.7478 | 0 | 0 | 0 | 0 | 0 | 0 | 0 | 0 | 0
Seabank 132kV | Newbury | Primary Substation | 11 | Consumer Transformation | Headroom (MW) | 7.0235 | 7.0182 | 6.9609 | 6.6717 | 6.3022 | 5.5869 | 4.6607 | 3.3402 | 0 | 0 | 0 | 0 | 0 | 0 | 0 | 0 | 0
Seabank 132kV | Newbury | Primary Substation | 11 | Falling Short | Headroom (MW) | 7.0235 | 7.0342 | 7.0411 | 7.043 | 7.035 | 7.0021 | 6.9179 | 6.6679 | 6.1592 | 5.2423 | 3.9672 | 2.5825 | 0 | 0 | 0 | 0 | 0
Seabank 132kV | Newbury | Primary Substation | 11 | Leading the Way | Headroom (MW) | 7.0235 | 7.0186 | 6.9633 | 6.6637 | 6.2964 | 5.4643 | 4.3162 | 2.6072 | 0 | 0 | 0 | 0 | 0 | 0 | 0 | 0 | 0
Seabank 132kV | Newbury | Primary Substation | 11 | System Transformation | Headroom (MW) | 7.0235 | 7.0301 | 7.0229 | 6.97 | 6.8694 | 6.6474 | 6.2671 | 5.4967 | 3.9982 | 1.8962 | 0 | 0 | 0 | 0 | 0 | 0 | 0
Alverdiscott / Indian Queens 132kV | Newlyn | Primary Substation | 11 | Best View | Headroom (MW) | 7.1564 | 7.1153 | 7.0709 | 6.9932 | 6.9184 | 6.8497 | 6.7912 | 6.7378 | 6.6969 | 6.6666 | 5.8454 | 5.8392 | 5.8175 | 5.7776 | 5.3187 | 0 | 0
Alverdiscott / Indian Queens 132kV | Newlyn | Primary Substation | 11 | Consumer Transformation | Headroom (MW) | 7.1564 | 7.1116 | 7.054 | 6.9357 | 6.8288 | 6.7143 | 5.827 | 5.7635 | 5.6379 | 5.4818 | 5.2984 | 5.0663 | 4.8275 | 0 | 0 | 0 | 0
Alverdiscott / Indian Queens 132kV | Newlyn | Primary Substation | 11 | Falling Short | Headroom (MW) | 7.1564 | 7.137 | 7.1199 | 7.1026 | 7.0796 | 7.0548 | 7.0301 | 6.998 | 6.9632 | 6.921 | 6.8799 | 6.841 | 6.8134 | 6.7865 | 6.6841 | 6.6027 | 5.8364
Alverdiscott / Indian Queens 132kV | Newlyn | Primary Substation | 11 | Leading the Way | Headroom (MW) | 7.1564 | 7.1125 | 7.055 | 6.9309 | 6.8245 | 6.7185 | 6.6722 | 5.7924 | 5.6847 | 5.5348 | 5.3621 | 0 | 0 | 0 | 0 | 0 | 0
Alverdiscott / Indian Queens 132kV | Newlyn | Primary Substation | 11 | System Transformation | Headroom (MW) | 7.1564 | 7.1269 | 7.0968 | 7.0488 | 6.993 | 6.9342 | 6.8782 | 6.8158 | 6.7509 | 6.7023 | 6.6693 | 6.6515 | 5.8509 | 5.8375 | 5.5141 | 0 | 0
Abham / Exeter / Landulph 132kV | Newport Street | Primary Substation | 11 | Best View | Headroom (MW) | 9.7579 | 9.6639 | 9.586 | 9.4595 | 9.3266 | 9.1961 | 9.0573 | 8.8959 | 8.7417 | 8.583 | 8.4126 | 8.2239 | 8.1029 | 7.991 | 7.2575 | 6.197 | 4.9811
Abham / Exeter / Landulph 132kV | Newport Street | Primary Substation | 11 | Consumer Transformation | Headroom (MW) | 9.7579 | 9.6644 | 9.5938 | 9.4614 | 9.3193 | 9.1812 | 9.0304 | 8.8619 | 8.6989 | 8.5367 | 8.3654 | 8.1485 | 7.9909 | 7.8483 | 6.8589 | 0 | 0
Abham / Exeter / Landulph 132kV | Newport Street | Primary Substation | 11 | Falling Short | Headroom (MW) | 9.7579 | 9.7281 | 9.6542 | 9.6223 | 9.59 | 9.5573 | 9.5271 | 9.4948 | 9.4669 | 9.436 | 9.4043 | 9.3741 | 9.3464 | 9.3195 | 9.2993 | 9.2399 | 9.0431
Abham / Exeter / Landulph 132kV | Newport Street | Primary Substation | 11 | Leading the Way | Headroom (MW) | 9.7579 | 9.6637 | 9.5917 | 9.4484 | 9.302 | 9.1555 | 8.9921 | 8.8128 | 8.617 | 8.4121 | 8.1969 | 7.9776 | 7.8306 | 7.7197 | 6.5922 | 0 | 0
Abham / Exeter / Landulph 132kV | Newport Street | Primary Substation | 11 | System Transformation | Headroom (MW) | 9.7579 | 9.6759 | 9.6379 | 9.5788 | 9.507 | 9.4283 | 9.3414 | 9.2479 | 9.1552 | 9.0672 | 8.9835 | 8.8973 | 8.8344 | 8.7773 | 8.3522 | 7.7736 | 7.0148
Alverdiscott / Indian Queens 132kV | Newquay Trencreek Ln | Primary Substation | 11 | Best View | Headroom (MW) | 0 | 0 | 0 | 0 | 0 | 0 | 0 | 0 | 0 | 0 | 0 | 0 | 0 | 0 | 0 | 0 | 0
Alverdiscott / Indian Queens 132kV | Newquay Trencreek Ln | Primary Substation | 11 | Consumer Transformation | Headroom (MW) | 0 | 0 | 0 | 0 | 0 | 0 | 0 | 0 | 0 | 0 | 0 | 0 | 0 | 0 | 0 | 0 | 0
Alverdiscott / Indian Queens 132kV | Newquay Trencreek Ln | Primary Substation | 11 | Falling Short | Headroom (MW) | 0 | 0 | 0 | 0 | 0 | 0 | 0 | 0 | 0 | 0 | 0 | 0 | 0 | 0 | 0 | 0 | 0
Alverdiscott / Indian Queens 132kV | Newquay Trencreek Ln | Primary Substation | 11 | Leading the Way | Headroom (MW) | 0 | 0 | 0 | 0 | 0 | 0 | 0 | 0 | 0 | 0 | 0 | 0 | 0 | 0 | 0 | 0 | 0
Alverdiscott / Indian Queens 132kV | Newquay Trencreek Ln | Primary Substation | 11 | System Transformation | Headroom (MW) | 0 | 0 | 0 | 0 | 0 | 0 | 0 | 0 | 0 | 0 | 0 | 0 | 0 | 0 | 0 | 0 | 0
Alverdiscott / Indian Queens 132kV | Newquay Trevemper | Primary Substation | 11 | Best View | Headroom (MW) | 0 | 0 | 0 | 0 | 0 | 0 | 0 | 0 | 0 | 0 | 0 | 0 | 0 | 0 | 0 | 0 | 0
Alverdiscott / Indian Queens 132kV | Newquay Trevemper | Primary Substation | 11 | Consumer Transformation | Headroom (MW) | 0 | 0 | 0 | 0 | 0 | 0 | 0 | 0 | 0 | 0 | 0 | 0 | 0 | 0 | 0 | 0 | 0
Alverdiscott / Indian Queens 132kV | Newquay Trevemper | Primary Substation | 11 | Falling Short | Headroom (MW) | 0 | 0 | 0 | 0 | 0 | 0 | 0 | 0 | 0 | 0 | 0 | 0 | 0 | 0 | 0 | 0 | 0
Alverdiscott / Indian Queens 132kV | Newquay Trevemper | Primary Substation | 11 | Leading the Way | Headroom (MW) | 0 | 0 | 0 | 0 | 0 | 0 | 0 | 0 | 0 | 0 | 0 | 0 | 0 | 0 | 0 | 0 | 0
Alverdiscott / Indian Queens 132kV | Newquay Trevemper | Primary Substation | 11 | System Transformation | Headroom (MW) | 0 | 0 | 0 | 0 | 0 | 0 | 0 | 0 | 0 | 0 | 0 | 0 | 0 | 0 | 0 | 0 | 0
Abham / Exeter / Landulph 132kV | Newton Abbot Bsp (Forde Road) | Bulk Supply Point | 33 | Best View | Headroom (MW) | 39.732 | 37.5357 | 35.5453 | 30.7537 | 12.3374 | 0 | 0 | 0 | 0 | 0 | 0 | 0 | 0 | 0 | 0 | 0 | 0
Abham / Exeter / Landulph 132kV | Newton Abbot Bsp (Forde Road) | Bulk Supply Point | 33 | Consumer Transformation | Headroom (MW) | 39.732 | 35.8332 | 29.5129 | 16.774 | 0 | 0 | 0 | 0 | 0 | 0 | 0 | 0 | 0 | 0 | 0 | 0 | 0
Abham / Exeter / Landulph 132kV | Newton Abbot Bsp (Forde Road) | Bulk Supply Point | 33 | Falling Short | Headroom (MW) | 39.732 | 38.2042 | 37.5849 | 36.99 | 35.6442 | 33.3839 | 30.5744 | 26.543 | 20.2924 | 11.1993 | 0 | 0 | 0 | 0 | 0 | 0 | 0
Abham / Exeter / Landulph 132kV | Newton Abbot Bsp (Forde Road) | Bulk Supply Point | 33 | Leading the Way | Headroom (MW) | 39.732 | 35.7169 | 29.1673 | 15.6395 | 0 | 0 | 0 | 0 | 0 | 0 | 0 | 0 | 0 | 0 | 0 | 0 | 0
Abham / Exeter / Landulph 132kV | Newton Abbot Bsp (Forde Road) | Bulk Supply Point | 33 | System Transformation | Headroom (MW) | 39.732 | 37.5257 | 34.2261 | 30.3229 | 24.4248 | 15.9194 | 0 | 0 | 0 | 0 | 0 | 0 | 0 | 0 | 0 | 0 | 0
Abham / Exeter / Landulph 132kV | Newton Abbot Main | Primary Substation | 11 | Best View | Headroom (MW) | 19.5713 | 19.4273 | 19.3493 | 19.1384 | 18.8585 | 18.5682 | 18.3025 | 18.0294 | 17.7776 | 17.5018 | 17.2598 | 16.3096 | 12.3658 | 12.122 | 0 | 0 | 0
Abham / Exeter / Landulph 132kV | Newton Abbot Main | Primary Substation | 11 | Consumer Transformation | Headroom (MW) | 19.5713 | 19.351 | 19.1679 | 18.6623 | 18.1491 | 17.6529 | 17.3142 | 12.3306 | 11.892 | 10.1568 | 3.4538 | 0 | 0 | 0 | 0 | 0 | 0
Abham / Exeter / Landulph 132kV | Newton Abbot Main | Primary Substation | 11 | Falling Short | Headroom (MW) | 19.5713 | 19.4669 | 19.4317 | 19.3881 | 19.2762 | 19.1495 | 19.0086 | 18.8196 | 18.5752 | 18.2539 | 17.8821 | 17.5356 | 17.2201 | 17.0939 | 12.527 | 11.8988 | 10.4272
Abham / Exeter / Landulph 132kV | Newton Abbot Main | Primary Substation | 11 | Leading the Way | Headroom (MW) | 19.5713 | 19.3453 | 19.1459 | 18.6133 | 18.0963 | 17.5784 | 17.2641 | 12.234 | 11.4891 | 5.7761 | 0 | 0 | 0 | 0 | 0 | 0 | 0
Abham / Exeter / Landulph 132kV | Newton Abbot Main | Primary Substation | 11 | System Transformation | Headroom (MW) | 19.5713 | 19.4267 | 19.3568 | 19.1777 | 18.9078 | 18.5896 | 18.2619 | 17.8761 | 17.4426 | 17.1781 | 12.265 | 11.7084 | 9.5259 | 5.6452 | 0 | 0 | 0
Abham / Exeter / Landulph 132kV | Newton Ferrers | Primary Substation | 11 | Best View | Headroom (MW) | 12.1522 | 12.1308 | 12.1025 | 12.0207 | 11.924 | 11.8245 | 11.7273 | 11.6332 | 11.5447 | 11.4536 | 11.3687 | 11.2883 | 11.2081 | 11.1277 | 10.6131 | 9.9427 | 9.1914
Abham / Exeter / Landulph 132kV | Newton Ferrers | Primary Substation | 11 | Consumer Transformation | Headroom (MW) | 12.1522 | 12.1315 | 12.1055 | 12.0129 | 11.901 | 11.7838 | 11.6686 | 11.5466 | 11.4299 | 11.3208 | 11.2151 | 11.0939 | 10.9859 | 10.8773 | 10.2206 | 0 | 0
Abham / Exeter / Landulph 132kV | Newton Ferrers | Primary Substation | 11 | Falling Short | Headroom (MW) | 12.1522 | 12.1434 | 12.1426 | 12.142 | 12.1378 | 12.1321 | 12.1252 | 12.1176 | 12.1085 | 12.0995 | 12.0911 | 12.0842 | 12.0794 | 12.0769 | 12.102 | 12.1074 | 12.0421
Abham / Exeter / Landulph 132kV | Newton Ferrers | Primary Substation | 11 | Leading the Way | Headroom (MW) | 12.1522 | 12.1311 | 12.1037 | 12.0041 | 11.8902 | 11.7687 | 11.6468 | 11.5269 | 11.4045 | 11.2881 | 11.1738 | 11.0627 | 10.9546 | 10.8432 | 4.1865 | 0 | 0
Abham / Exeter / Landulph 132kV | Newton Ferrers | Primary Substation | 11 | System Transformation | Headroom (MW) | 12.1522 | 12.1392 | 12.1316 | 12.1117 | 12.0793 | 12.0344 | 11.9875 | 11.9376 | 11.8881 | 11.8429 | 11.8017 | 11.7652 | 11.7314 | 11.7014 | 11.4902 | 11.1715 | 10.7504
Abham / Exeter / Landulph 132kV | Newton Poppleford | Primary Substation | 11 | Best View | Headroom (MW) | 5.9795 | 5.9713 | 5.9535 | 5.8959 | 5.8266 | 5.7509 | 5.6754 | 5.6007 | 5.5307 | 5.46 | 4.8343 | 4.0524 | 3.0544 | 2.1915 | 0 | 0 | 0
Abham / Exeter / Landulph 132kV | Newton Poppleford | Primary Substation | 11 | Consumer Transformation | Headroom (MW) | 5.9795 | 5.9715 | 5.9544 | 5.8899 | 5.8089 | 5.7204 | 5.6316 | 5.5371 | 4.9153 | 3.6943 | 2.4865 | 1.0381 | 0 | 0 | 0 | 0 | 0
Abham / Exeter / Landulph 132kV | Newton Poppleford | Primary Substation | 11 | Falling Short | Headroom (MW) | 5.9795 | 5.9796 | 5.9794 | 5.9785 | 5.9756 | 5.9709 | 5.9652 | 5.9578 | 5.9498 | 5.9427 | 5.9362 | 5.9307 | 5.9266 | 5.9244 | 5.9329 | 5.9268 | 5.8697
Abham / Exeter / Landulph 132kV | Newton Poppleford | Primary Substation | 11 | Leading the Way | Headroom (MW) | 5.9795 | 5.9713 | 5.9535 | 5.8826 | 5.7995 | 5.7072 | 5.613 | 5.5195 | 4.3202 | 2.8029 | 1.2043 | 0 | 0 | 0 | 0 | 0 | 0
Abham / Exeter / Landulph 132kV | Newton Poppleford | Primary Substation | 11 | System Transformation | Headroom (MW) | 5.9795 | 5.9769 | 5.9717 | 5.9574 | 5.9345 | 5.9023 | 5.8664 | 5.8295 | 5.7916 | 5.7582 | 5.7272 | 5.6997 | 5.6748 | 5.6509 | 4.0706 | 0 | 0
Abham / Exeter / Landulph 132kV | Newton St Cyres | Primary Substation | 11 | Best View | Headroom (MW) | 5.7669 | 5.6911 | 5.6411 | 5.5287 | 5.417 | 5.3018 | 5.1663 | 4.9729 | 4.6906 | 4.2632 | 3.7177 | 3.1316 | 2.3899 | 1.8749 | 0 | 0 | 0
Abham / Exeter / Landulph 132kV | Newton St Cyres | Primary Substation | 11 | Consumer Transformation | Headroom (MW) | 5.7669 | 5.6903 | 5.6362 | 5.507 | 5.3616 | 5.1474 | 4.8712 | 4.4671 | 3.8553 | 3.0508 | 2.1246 | 0.093433 | 0 | 0 | 0 | 0 | 0
Abham / Exeter / Landulph 132kV | Newton St Cyres | Primary Substation | 11 | Falling Short | Headroom (MW) | 5.7669 | 5.719 | 5.7109 | 5.7048 | 5.6912 | 5.6714 | 5.6253 | 5.5238 | 5.3224 | 4.9777 | 4.5121 | 4.0089 | 3.3443 | 2.9085 | 2.3522 | 1.6058 | 0.81845
Abham / Exeter / Landulph 132kV | Newton St Cyres | Primary Substation | 11 | Leading the Way | Headroom (MW) | 5.7669 | 5.6901 | 5.6346 | 5.4973 | 5.3519 | 5.0773 | 4.6865 | 4.0782 | 3.2866 | 2.2275 | 0.96129 | 0 | 0 | 0 | 0 | 0 | 0
Abham / Exeter / Landulph 132kV | Newton St Cyres | Primary Substation | 11 | System Transformation | Headroom (MW) | 5.7669 | 5.7083 | 5.6815 | 5.6388 | 5.5887 | 5.5038 | 5.3672 | 5.1055 | 4.6409 | 3.9937 | 3.2269 | 2.4715 | 1.5422 | 0.97538 | 0 | 0 | 0
Bridgwater / Taunton 132kV | North Street Langport | Primary Substation | 11 | Best View | Headroom (MW) | 0 | 0 | 0 | 0 | 0 | 0 | 0 | 0 | 0 | 0 | 0 | 0 | 0 | 0 | 0 | 0 | 0
Bridgwater / Taunton 132kV | North Street Langport | Primary Substation | 11 | Consumer Transformation | Headroom (MW) | 0 | 0 | 0 | 0 | 0 | 0 | 0 | 0 | 0 | 0 | 0 | 0 | 0 | 0 | 0 | 0 | 0
Bridgwater / Taunton 132kV | North Street Langport | Primary Substation | 11 | Falling Short | Headroom (MW) | 0 | 0 | 0 | 0 | 0 | 0 | 0 | 0 | 0 | 0 | 0 | 0 | 0 | 0 | 0 | 0 | 0
Bridgwater / Taunton 132kV | North Street Langport | Primary Substation | 11 | Leading the Way | Headroom (MW) | 0 | 0 | 0 | 0 | 0 | 0 | 0 | 0 | 0 | 0 | 0 | 0 | 0 | 0 | 0 | 0 | 0
Bridgwater / Taunton 132kV | North Street Langport | Primary Substation | 11 | System Transformation | Headroom (MW) | 0 | 0 | 0 | 0 | 0 | 0 | 0 | 0 | 0 | 0 | 0 | 0 | 0 | 0 | 0 | 0 | 0
Alverdiscott / Indian Queens 132kV | North Tawton | Primary Substation | 11 | Best View | Headroom (MW) | 9.3873 | 9.3858 | 9.3683 | 9.3416 | 9.3174 | 9.2876 | 9.2609 | 8.8967 | 8.7442 | 8.4195 | 7.9635 | 7.4659 | 6.8175 | 4.1907 | 0 | 0 | 0
Alverdiscott / Indian Queens 132kV | North Tawton | Primary Substation | 11 | Consumer Transformation | Headroom (MW) | 9.3873 | 9.3718 | 9.3359 | 9.2808 | 8.9128 | 8.7958 | 8.5456 | 8.1444 | 7.4749 | 5.1004 | 0 | 0 | 0 | 0 | 0 | 0 | 0
Alverdiscott / Indian Queens 132kV | North Tawton | Primary Substation | 11 | Falling Short | Headroom (MW) | 9.3873 | 9.3844 | 9.3702 | 9.3571 | 9.3444 | 9.322 | 9.2901 | 8.9186 | 8.8219 | 8.5161 | 8.0669 | 7.5736 | 6.9278 | 6.4825 | 4.8406 | 0 | 0
Alverdiscott / Indian Queens 132kV | North Tawton | Primary Substation | 11 | Leading the Way | Headroom (MW) | 9.3873 | 9.3732 | 9.3373 | 9.2806 | 8.9129 | 8.7614 | 8.4286 | 7.8776 | 7.0303 | 0 | 0 | 0 | 0 | 0 | 0 | 0 | 0
Alverdiscott / Indian Queens 132kV | North Tawton | Primary Substation | 11 | System Transformation | Headroom (MW) | 9.3873 | 9.3826 | 9.3607 | 9.3329 | 9.3057 | 9.2669 | 8.9033 | 8.7281 | 8.252 | 7.5578 | 6.7276 | 4.0769 | 0 | 0 | 0 | 0 | 0
Alverdiscott / Indian Queens 132kV | North Tawton Bsp | Bulk Supply Point | 33 | Best View | Headroom (MW) | 24.6912 | 22.6805 | 20.6105 | 16.366 | 12.1709 | 0 | 0 | 0 | 0 | 0 | 0 | 0 | 0 | 0 | 0 | 0 | 0
Alverdiscott / Indian Queens 132kV | North Tawton Bsp | Bulk Supply Point | 33 | Consumer Transformation | Headroom (MW) | 24.6912 | 21.5451 | 18.5883 | 11.0377 | 0.27648 | 0 | 0 | 0 | 0 | 0 | 0 | 0 | 0 | 0 | 0 | 0 | 0
Alverdiscott / Indian Queens 132kV | North Tawton Bsp | Bulk Supply Point | 33 | Falling Short | Headroom (MW) | 24.6912 | 23.3499 | 22.4219 | 21.6375 | 20.7508 | 19.0596 | 16.7391 | 12.0632 | 3.6566 | 0 | 0 | 0 | 0 | 0 | 0 | 0 | 0
Alverdiscott / Indian Queens 132kV | North Tawton Bsp | Bulk Supply Point | 33 | Leading the Way | Headroom (MW) | 24.6912 | 21.5966 | 18.5787 | 10.7425 | 0 | 0 | 0 | 0 | 0 | 0 | 0 | 0 | 0 | 0 | 0 | 0 | 0
Alverdiscott / Indian Queens 132kV | North Tawton Bsp | Bulk Supply Point | 33 | System Transformation | Headroom (MW) | 24.6912 | 22.6099 | 21.3361 | 18.7072 | 15.7001 | 10.7197 | 4.1232 | 0 | 0 | 0 | 0 | 0 | 0 | 0 | 0 | 0 | 0
Alverdiscott / Indian Queens 132kV | Northam | Primary Substation | 11 | Best View | Headroom (MW) | 9.8816 | 9.8169 | 9.7516 | 9.1959 | 7.3704 | 5.4789 | 3.5127 | 1.8208 | 0 | 0 | 0 | 0 | 0 | 0 | 0 | 0 | 0
Alverdiscott / Indian Queens 132kV | Northam | Primary Substation | 11 | Consumer Transformation | Headroom (MW) | 9.8816 | 9.8248 | 9.7662 | 9.2273 | 7.281 | 4.949 | 2.4257 | 0 | 0 | 0 | 0 | 0 | 0 | 0 | 0 | 0 | 0
Alverdiscott / Indian Queens 132kV | Northam | Primary Substation | 11 | Falling Short | Headroom (MW) | 9.8816 | 9.8521 | 9.8392 | 9.8802 | 9.8573 | 9.8324 | 9.8053 | 9.7863 | 9.759 | 8.4452 | 6.5805 | 4.6063 | 2.0433 | 0.33271 | 0 | 0 | 0
Alverdiscott / Indian Queens 132kV | Northam | Primary Substation | 11 | Leading the Way | Headroom (MW) | 9.8816 | 9.824 | 9.7623 | 9.1822 | 7.2463 | 4.7174 | 1.8022 | 0 | 0 | 0 | 0 | 0 | 0 | 0 | 0 | 0 | 0
Alverdiscott / Indian Queens 132kV | Northam | Primary Substation | 11 | System Transformation | Headroom (MW) | 9.8816 | 9.8519 | 9.8287 | 9.8344 | 9.7578 | 9.1929 | 7.9314 | 6.6854 | 4.2229 | 1.0826 | 0 | 0 | 0 | 0 | 0 | 0 | 0
Abham / Exeter / Landulph 132kV | Offwell | Primary Substation | 11 | Best View | Headroom (MW) | 10.2632 | 10.2167 | 10.1579 | 10.0499 | 9.9149 | 9.8093 | 9.7047 | 9.6415 | 9.5498 | 9.4596 | 9.3751 | 9.2979 | 9.2212 | 9.1442 | 3.3467 | 0 | 0
Abham / Exeter / Landulph 132kV | Offwell | Primary Substation | 11 | Consumer Transformation | Headroom (MW) | 10.2632 | 10.2173 | 10.1607 | 10.0427 | 9.8775 | 9.7376 | 9.6008 | 9.5082 | 9.3874 | 9.2765 | 7.6005 | 0 | 0 | 0 | 0 | 0 | 0
Abham / Exeter / Landulph 132kV | Offwell | Primary Substation | 11 | Falling Short | Headroom (MW) | 10.2632 | 10.2428 | 10.2263 | 10.2085 | 10.1849 | 10.1608 | 10.1353 | 10.1296 | 10.1095 | 10.0919 | 10.0764 | 10.0638 | 10.053 | 9.8729 | 6.569 | 5.8301 | 5.8538
Abham / Exeter / Landulph 132kV | Offwell | Primary Substation | 11 | Leading the Way | Headroom (MW) | 10.2632 | 10.2167 | 10.158 | 10.037 | 9.8673 | 9.7205 | 9.5757 | 9.4833 | 9.3613 | 8.4866 | 0 | 0 | 0 | 0 | 0 | 0 | 0
Abham / Exeter / Landulph 132kV | Offwell | Primary Substation | 11 | System Transformation | Headroom (MW) | 10.2632 | 10.2334 | 10.2019 | 10.1518 | 10.0958 | 10.0408 | 9.9471 | 9.9281 | 9.8737 | 9.8241 | 9.7776 | 9.7381 | 9.0976 | 8.0558 | 1.2567 | 0 | 0
Alverdiscott / Indian Queens 132kV | Okehampton | Primary Substation | 11 | Best View | Headroom (MW) | 12.3296 | 12.2975 | 12.2461 | 12.1608 | 12.1258 | 12.0216 | 11.9115 | 11.7811 | 11.6459 | 11.5623 | 10.8171 | 10.5877 | 0 | 0 | 0 | 0 | 0
Alverdiscott / Indian Queens 132kV | Okehampton | Primary Substation | 11 | Consumer Transformation | Headroom (MW) | 12.3296 | 12.2421 | 12.1134 | 11.8602 | 11.6808 | 10.8791 | 10.6409 | 10.1981 | 9.6648 | 0 | 0 | 0 | 0 | 0 | 0 | 0 | 0
Alverdiscott / Indian Queens 132kV | Okehampton | Primary Substation | 11 | Falling Short | Headroom (MW) | 12.3296 | 12.2973 | 12.257 | 12.2327 | 12.2368 | 12.1901 | 12.1304 | 12.04 | 11.9079 | 11.7314 | 11.576 | 10.8633 | 10.6104 | 3.7473 | 0 | 0 | 0
Alverdiscott / Indian Queens 132kV | Okehampton | Primary Substation | 11 | Leading the Way | Headroom (MW) | 12.3296 | 12.2415 | 12.1081 | 11.8382 | 11.6607 | 10.8623 | 10.5521 | 10.0165 | 9.0173 | 0 | 0 | 0 | 0 | 0 | 0 | 0 | 0
Alverdiscott / Indian Queens 132kV | Okehampton | Primary Substation | 11 | System Transformation | Headroom (MW) | 12.3296 | 12.2786 | 12.2097 | 12.1223 | 12.0609 | 11.9139 | 11.7557 | 11.5947 | 10.8443 | 10.5435 | 3.6309 | 0 | 0 | 0 | 0 | 0 | 0
Abham / Exeter / Landulph 132kV | Old Laira Road | Primary Substation | 11 | Best View | Headroom (MW) | 11.1125 | 11.0347 | 10.9484 | 10.7776 | 10.6094 | 10.4535 | 10.3213 | 10.1918 | 10.0893 | 10.0009 | 9.923 | 9.8526 | 9.8167 | 8.4364 | 8.0066 | 6.7612 | 5.1151
Abham / Exeter / Landulph 132kV | Old Laira Road | Primary Substation | 11 | Consumer Transformation | Headroom (MW) | 11.1125 | 11.0365 | 10.9517 | 10.7615 | 10.5753 | 10.4013 | 10.2482 | 10.1038 | 9.991 | 9.9076 | 9.8501 | 9.8172 | 8.4207 | 8.3925 | 7.6407 | 0 | 0
Abham / Exeter / Landulph 132kV | Old Laira Road | Primary Substation | 11 | Falling Short | Headroom (MW) | 11.1125 | 11.0808 | 11.0534 | 11.0243 | 10.991 | 10.9575 | 10.9242 | 10.8941 | 10.8628 | 10.8345 | 10.8114 | 10.7949 | 10.7855 | 10.7827 | 10.8429 | 10.8949 | 10.689
Abham / Exeter / Landulph 132kV | Old Laira Road | Primary Substation | 11 | Leading the Way | Headroom (MW) | 11.1125 | 11.0337 | 10.9432 | 10.7355 | 10.5441 | 10.3612 | 10.2008 | 10.0629 | 9.9524 | 9.8742 | 9.8293 | 8.4198 | 8.392 | 8.3222 | 7.3132 | 0 | 0
Abham / Exeter / Landulph 132kV | Old Laira Road | Primary Substation | 11 | System Transformation | Headroom (MW) | 11.1125 | 11.0665 | 11.0185 | 10.9425 | 10.8541 | 10.7559 | 10.6663 | 10.5796 | 10.4981 | 10.4282 | 10.3708 | 10.3234 | 10.2864 | 10.2627 | 10.0222 | 9.7384 | 7.9866
Melksham | Oldfield Park | Primary Substation | 6.6 | Best View | Headroom (MW) | 7.3156 | 7.1846 | 7.0583 | 6.7822 | 6.5482 | 6.3734 | 6.2933 | 4.7266 | 4.6444 | 4.5053 | 4.3327 | 4.1263 | 3.8973 | 3.6439 | 1.798 | 0 | 0
Melksham | Oldfield Park | Primary Substation | 6.6 | Consumer Transformation | Headroom (MW) | 7.3156 | 7.1891 | 7.0702 | 6.7971 | 6.5594 | 6.3832 | 6.2958 | 4.7284 | 4.6458 | 4.5087 | 4.3437 | 4.1159 | 3.9054 | 3.6766 | 2.0042 | 0 | 0
Melksham | Oldfield Park | Primary Substation | 6.6 | Falling Short | Headroom (MW) | 7.3156 | 7.2521 | 7.2187 | 7.1844 | 7.1411 | 7.0986 | 7.0548 | 7.012 | 6.9844 | 6.9497 | 6.9244 | 6.9083 | 6.9021 | 6.9057 | 6.9962 | 6.9703 | 6.6673
Melksham | Oldfield Park | Primary Substation | 6.6 | Leading the Way | Headroom (MW) | 7.3156 | 7.1855 | 7.0579 | 6.7626 | 6.5248 | 6.3534 | 4.7489 | 4.701 | 4.5856 | 4.407 | 4.1985 | 3.9703 | 3.7189 | 3.4399 | 1.4313 | 0 | 0
Melksham | Oldfield Park | Primary Substation | 6.6 | System Transformation | Headroom (MW) | 7.3156 | 7.2314 | 7.1673 | 7.0602 | 6.9388 | 6.8069 | 6.6861 | 6.5787 | 6.5097 | 6.4347 | 6.3752 | 6.331 | 6.2965 | 6.2691 | 4.7345 | 3.9479 | 2.6181
Abham / Exeter / Landulph 132kV | Ottery St Mary | Primary Substation | 11 | Best View | Headroom (MW) | 12.2749 | 12.1742 | 12.069 | 11.8528 | 11.6453 | 11.4447 | 11.1495 | 11.4561 | 11.1125 | 10.7404 | 10.2699 | 9.7789 | 9.1706 | 8.712 | 3.3171 | 0 | 0
Abham / Exeter / Landulph 132kV | Ottery St Mary | Primary Substation | 11 | Consumer Transformation | Headroom (MW) | 12.2749 | 12.1747 | 12.0613 | 11.8181 | 11.5822 | 11.1565 | 10.8497 | 10.8388 | 10.2065 | 9.4273 | 7.5331 | 0 | 0 | 0 | 0 | 0 | 0
Abham / Exeter / Landulph 132kV | Ottery St Mary | Primary Substation | 11 | Falling Short | Headroom (MW) | 12.2749 | 12.2307 | 12.206 | 12.1794 | 12.1456 | 12.1008 | 12.0394 | 12.2039 | 12.0892 | 11.8721 | 11.5771 | 11.1626 | 10.801 | 10.5283 | 10.038 | 9.3171 | 8.4502
Abham / Exeter / Landulph 132kV | Ottery St Mary | Primary Substation | 11 | Leading the Way | Headroom (MW) | 12.2749 | 12.1736 | 12.0576 | 11.8013 | 11.5647 | 11.1339 | 10.7286 | 10.6054 | 9.8384 | 8.4113 | 0 | 0 | 0 | 0 | 0 | 0 | 0
Abham / Exeter / Landulph 132kV | Ottery St Mary | Primary Substation | 11 | System Transformation | Headroom (MW) | 12.2749 | 12.2102 | 12.1484 | 12.0597 | 11.9566 | 11.8175 | 11.6494 | 11.8479 | 11.4395 | 10.8519 | 10.216 | 9.5946 | 8.8407 | 7.9843 | 1.2456 | 0 | 0
Alverdiscott / Indian Queens 132kV | Padstow | Primary Substation | 11 | Best View | Headroom (MW) | 2.6255 | 2.4992 | 2.3565 | 2.1007 | 1.8259 | 1.557 | 1.269 | 0.90926 | 0.42937 | 0 | 0 | 0 | 0 | 0 | 0 | 0 | 0
Alverdiscott / Indian Queens 132kV | Padstow | Primary Substation | 11 | Consumer Transformation | Headroom (MW) | 2.6255 | 2.4847 | 2.2711 | 1.7858 | 1.2941 | 0.60837 | 0 | 0 | 0 | 0 | 0 | 0 | 0 | 0 | 0 | 0 | 0
Alverdiscott / Indian Queens 132kV | Padstow | Primary Substation | 11 | Falling Short | Headroom (MW) | 2.6255 | 2.5648 | 2.5087 | 2.4487 | 2.359 | 2.2562 | 2.1193 | 1.8961 | 1.5372 | 0.98229 | 0.2814 | 0 | 0 | 0 | 0 | 0 | 0
Alverdiscott / Indian Queens 132kV | Padstow | Primary Substation | 11 | Leading the Way | Headroom (MW) | 2.6255 | 2.4862 | 2.2687 | 1.7664 | 1.2708 | 0.54666 | 0 | 0 | 0 | 0 | 0 | 0 | 0 | 0 | 0 | 0 | 0
Alverdiscott / Indian Queens 132kV | Padstow | Primary Substation | 11 | System Transformation | Headroom (MW) | 2.6255 | 2.5359 | 2.4244 | 2.2427 | 2.0211 | 1.741 | 1.3977 | 0.86487 | 0 | 0 | 0 | 0 | 0 | 0 | 0 | 0 | 0
Abham / Exeter / Landulph 132kV | Paignton 33/11kv S/S | Primary Substation | 11 | Best View | Headroom (MW) | 12.3547 | 11.2985 | 10.5161 | 8.2987 | 6.0625 | 3.7073 | 1.2941 | 0 | 0 | 0 | 0 | 0 | 0 | 0 | 0 | 0 | 0
Abham / Exeter / Landulph 132kV | Paignton 33/11kv S/S | Primary Substation | 11 | Consumer Transformation | Headroom (MW) | 12.3547 | 11.3322 | 10.6016 | 8.3917 | 5.443 | 2.1662 | 0 | 0 | 0 | 0 | 0 | 0 | 0 | 0 | 0 | 0 | 0
Abham / Exeter / Landulph 132kV | Paignton 33/11kv S/S | Primary Substation | 11 | Falling Short | Headroom (MW) | 12.3547 | 11.7588 | 11.6866 | 11.5499 | 11.2966 | 10.9801 | 10.5527 | 10.0269 | 9.3246 | 8.4379 | 7.4091 | 6.3671 | 5.1302 | 4.2916 | 2.9911 | 1.2213 | 0
Abham / Exeter / Landulph 132kV | Paignton 33/11kv S/S | Primary Substation | 11 | Leading the Way | Headroom (MW) | 12.3547 | 11.3169 | 10.5275 | 8.1767 | 5.1148 | 1.5846 | 0 | 0 | 0 | 0 | 0 | 0 | 0 | 0 | 0 | 0 | 0
Abham / Exeter / Landulph 132kV | Paignton 33/11kv S/S | Primary Substation | 11 | System Transformation | Headroom (MW) | 12.3547 | 11.6454 | 11.4089 | 10.7034 | 9.4828 | 7.9119 | 6.2449 | 4.5811 | 2.7079 | 0.7347 | 0 | 0 | 0 | 0 | 0 | 0 | 0
Abham / Exeter / Landulph 132kV | Paignton Bsp | Bulk Supply Point | 33 | Best View | Headroom (MW) | 12.3769 | 7.0591 | 3.0975 | 0 | 0 | 0 | 0 | 0 | 0 | 0 | 0 | 0 | 0 | 0 | 0 | 0 | 0
Abham / Exeter / Landulph 132kV | Paignton Bsp | Bulk Supply Point | 33 | Consumer Transformation | Headroom (MW) | 12.3769 | 7.2289 | 3.529 | 0 | 0 | 0 | 0 | 0 | 0 | 0 | 0 | 0 | 0 | 0 | 0 | 0 | 0
Abham / Exeter / Landulph 132kV | Paignton Bsp | Bulk Supply Point | 33 | Falling Short | Headroom (MW) | 12.3769 | 9.377 | 9.0001 | 8.2935 | 6.9933 | 5.3706 | 3.1851 | 0.50241 | 0 | 0 | 0 | 0 | 0 | 0 | 0 | 0 | 0
Abham / Exeter / Landulph 132kV | Paignton Bsp | Bulk Supply Point | 33 | Leading the Way | Headroom (MW) | 12.3769 | 7.1519 | 3.1549 | 0 | 0 | 0 | 0 | 0 | 0 | 0 | 0 | 0 | 0 | 0 | 0 | 0 | 0
Abham / Exeter / Landulph 132kV | Paignton Bsp | Bulk Supply Point | 33 | System Transformation | Headroom (MW) | 12.3769 | 8.8064 | 7.6004 | 4.0221 | 0 | 0 | 0 | 0 | 0 | 0 | 0 | 0 | 0 | 0 | 0 | 0 | 0
Alverdiscott / Indian Queens 132kV | Par Harbour | Primary Substation | 11 | Best View | Headroom (MW) | 0 | 0 | 0 | 0 | 0 | 0 | 0 | 0 | 0 | 0 | 0 | 0 | 0 | 0 | 0 | 0 | 0
Alverdiscott / Indian Queens 132kV | Par Harbour | Primary Substation | 11 | Consumer Transformation | Headroom (MW) | 0 | 0 | 0 | 0 | 0 | 0 | 0 | 0 | 0 | 0 | 0 | 0 | 0 | 0 | 0 | 0 | 0
Alverdiscott / Indian Queens 132kV | Par Harbour | Primary Substation | 11 | Falling Short | Headroom (MW) | 0 | 0 | 0 | 0 | 0 | 0 | 0 | 0 | 0 | 0 | 0 | 0 | 0 | 0 | 0 | 0 | 0
Alverdiscott / Indian Queens 132kV | Par Harbour | Primary Substation | 11 | Leading the Way | Headroom (MW) | 0 | 0 | 0 | 0 | 0 | 0 | 0 | 0 | 0 | 0 | 0 | 0 | 0 | 0 | 0 | 0 | 0
Alverdiscott / Indian Queens 132kV | Par Harbour | Primary Substation | 11 | System Transformation | Headroom (MW) | 0 | 0 | 0 | 0 | 0 | 0 | 0 | 0 | 0 | 0 | 0 | 0 | 0 | 0 | 0 | 0 | 0
Alverdiscott / Indian Queens 132kV | Park Lane SWEB | Primary Substation | 11 | Best View | Headroom (MW) | 10.142 | 10.1438 | 10.1951 | 9.306 | 7.4586 | 5.5445 | 3.5547 | 1.8426 | 0 | 0 | 0 | 0 | 0 | 0 | 0 | 0 | 0
Alverdiscott / Indian Queens 132kV | Park Lane SWEB | Primary Substation | 11 | Consumer Transformation | Headroom (MW) | 10.142 | 10.1438 | 10.1951 | 9.3378 | 7.3682 | 5.0083 | 2.4547 | 0 | 0 | 0 | 0 | 0 | 0 | 0 | 0 | 0 | 0
Alverdiscott / Indian Queens 132kV | Park Lane SWEB | Primary Substation | 11 | Falling Short | Headroom (MW) | 10.142 | 10.142 | 10.1778 | 10.2483 | 10.2792 | 10.299 | 10.2967 | 10.382 | 9.9232 | 8.5463 | 6.6593 | 4.6614 | 2.0678 | 0.33669 | 0 | 0 | 0
Alverdiscott / Indian Queens 132kV | Park Lane SWEB | Primary Substation | 11 | Leading the Way | Headroom (MW) | 10.142 | 10.1549 | 10.223 | 9.2921 | 7.333 | 4.7738 | 1.8238 | 0 | 0 | 0 | 0 | 0 | 0 | 0 | 0 | 0 | 0
Alverdiscott / Indian Queens 132kV | Park Lane SWEB | Primary Substation | 11 | System Transformation | Headroom (MW) | 10.142 | 10.1449 | 10.1981 | 10.2834 | 10.3181 | 9.303 | 8.0263 | 6.7654 | 4.2735 | 1.0956 | 0 | 0 | 0 | 0 | 0 | 0 | 0
Melksham | Park Street | Primary Substation | 6.6 | Best View | Headroom (MW) | 8.4384 | 8.3457 | 8.2236 | 7.9426 | 7.6795 | 7.4141 | 7.1344 | 6.8842 | 6.7101 | 6.5363 | 6.332 | 6.1002 | 5.8772 | 5.6534 | 4.085 | 1.9899 | 0
Melksham | Park Street | Primary Substation | 6.6 | Consumer Transformation | Headroom (MW) | 8.4384 | 8.3487 | 8.2336 | 7.9583 | 7.6935 | 7.4313 | 7.1663 | 6.9053 | 6.7228 | 6.5466 | 6.3445 | 6.0892 | 5.8628 | 5.6341 | 4.128 | 2.1198 | 0
Melksham | Park Street | Primary Substation | 6.6 | Falling Short | Headroom (MW) | 8.4384 | 8.4006 | 8.368 | 8.3348 | 8.2912 | 8.2474 | 8.1972 | 8.1483 | 8.1212 | 8.1005 | 8.0787 | 8.065 | 8.0612 | 8.0661 | 8.185 | 8.1256 | 7.8758
Melksham | Park Street | Primary Substation | 6.6 | Leading the Way | Headroom (MW) | 8.4384 | 8.3454 | 8.2216 | 7.9254 | 7.6565 | 7.3836 | 7.092 | 6.8305 | 6.6311 | 6.4188 | 6.1879 | 5.9541 | 5.726 | 5.1726 | 3.802 | 1.6968 | 0
Melksham | Park Street | Primary Substation | 6.6 | System Transformation | Headroom (MW) | 8.4384 | 8.3808 | 8.3157 | 8.2102 | 8.0902 | 7.9519 | 7.8067 | 7.6712 | 7.5861 | 7.5069 | 7.4134 | 7.3311 | 7.2528 | 7.1749 | 6.6087 | 5.7383 | 4.596
Iron Acton 132kV | Patchway Primary | Primary Substation | 11 | Best View | Headroom (MW) | 14.4912 | 14.3894 | 14.296 | 14.1738 | 14.0442 | 13.908 | 13.7823 | 13.6705 | 13.5765 | 12.7455 | 11.0295 | 9.1316 | 6.4813 | 4.3555 | 0 | 0 | 0
Iron Acton 132kV | Patchway Primary | Primary Substation | 11 | Consumer Transformation | Headroom (MW) | 14.4912 | 14.3532 | 14.2067 | 13.9308 | 13.6617 | 12.3028 | 7.3091 | 1.5457 | 0 | 0 | 0 | 0 | 0 | 0 | 0 | 0 | 0
Iron Acton 132kV | Patchway Primary | Primary Substation | 11 | Falling Short | Headroom (MW) | 14.4912 | 14.4043 | 14.3277 | 14.2544 | 14.1701 | 14.0855 | 14.0014 | 13.9211 | 13.8395 | 13.7626 | 13.6938 | 13.6353 | 13.582 | 13.5356 | 13.3917 | 13.2015 | 11.6739
Iron Acton 132kV | Patchway Primary | Primary Substation | 11 | Leading the Way | Headroom (MW) | 14.4912 | 14.352 | 14.1999 | 13.9071 | 13.6332 | 11.3273 | 5.5946 | 0 | 0 | 0 | 0 | 0 | 0 | 0 | 0 | 0 | 0
Iron Acton 132kV | Patchway Primary | Primary Substation | 11 | System Transformation | Headroom (MW) | 14.4912 | 14.3864 | 14.286 | 14.1509 | 14.0071 | 13.8516 | 13.7006 | 13.553 | 13.4148 | 11.708 | 9.0991 | 6.4842 | 3.2204 | 1.1828 | 0 | 0 | 0
Seabank 132kV | Paulton | Primary Substation | 11 | Best View | Headroom (MW) | 7.4095 | 7.3565 | 7.2924 | 7.1498 | 7.009 | 6.8765 | 6.7665 | 6.6954 | 6.6644 | 5.7822 | 5.7383 | 5.6703 | 5.586 | 4.2314 | 0 | 0 | 0
Seabank 132kV | Paulton | Primary Substation | 11 | Consumer Transformation | Headroom (MW) | 7.4095 | 7.3582 | 7.2964 | 7.1552 | 7.0165 | 6.8852 | 6.7769 | 6.7003 | 6.665 | 5.7847 | 5.7417 | 0 | 0 | 0 | 0 | 0 | 0
Seabank 132kV | Paulton | Primary Substation | 11 | Falling Short | Headroom (MW) | 7.4095 | 7.389 | 7.3716 | 7.3523 | 7.3314 | 7.3092 | 7.2861 | 7.2609 | 7.2347 | 7.2113 | 7.1901 | 7.1718 | 7.1569 | 7.1441 | 7.1302 | 7.0845 | 2.1989
Seabank 132kV | Paulton | Primary Substation | 11 | Leading the Way | Headroom (MW) | 7.4095 | 7.3565 | 7.2924 | 7.1415 | 6.9992 | 6.8651 | 6.7547 | 6.6877 | 5.792 | 5.767 | 5.5203 | 0 | 0 | 0 | 0 | 0 | 0
Seabank 132kV | Paulton | Primary Substation | 11 | System Transformation | Headroom (MW) | 7.4095 | 7.3773 | 7.3448 | 7.2914 | 7.2267 | 7.1514 | 7.0807 | 7.0175 | 6.9573 | 6.9051 | 6.8587 | 6.8218 | 6.7887 | 5.3737 | 0 | 0 | 0
Seabank 132kV | Peasedown | Primary Substation | 11 | Best View | Headroom (MW) | 5.7798 | 5.7245 | 5.6601 | 5.5245 | 5.4245 | 5.3751 | 4.5687 | 4.4295 | 4.1675 | 3.7553 | 3.2205 | 2.644 | 1.9176 | 1.3799 | 0 | 0 | 0
Seabank 132kV | Peasedown | Primary Substation | 11 | Consumer Transformation | Headroom (MW) | 5.7798 | 5.7263 | 5.6643 | 5.5283 | 5.4261 | 4.5994 | 4.4736 | 4.129 | 3.5401 | 2.7523 | 1.8383 | 0 | 0 | 0 | 0 | 0 | 0
Seabank 132kV | Peasedown | Primary Substation | 11 | Falling Short | Headroom (MW) | 5.7798 | 5.7608 | 5.7448 | 5.7293 | 5.7088 | 5.677 | 5.6302 | 5.5445 | 5.4162 | 4.5956 | 4.311 | 3.8864 | 3.296 | 2.8969 | 2.3822 | 1.6433 | 0.77613
Seabank 132kV | Peasedown | Primary Substation | 11 | Leading the Way | Headroom (MW) | 5.7798 | 5.7249 | 5.6608 | 5.5186 | 5.4193 | 4.5831 | 4.3391 | 3.8004 | 3.0277 | 1.9917 | 0.75418 | 0 | 0 | 0 | 0 | 0 | 0
Seabank 132kV | Peasedown | Primary Substation | 11 | System Transformation | Headroom (MW) | 5.7798 | 5.75 | 5.7187 | 5.6653 | 5.6058 | 5.5207 | 5.4255 | 4.6045 | 4.3369 | 3.758 | 3.0292 | 2.3072 | 1.4201 | 0.85917 | 0 | 0 | 0
Axminster 132kV | Penn Cross | Primary Substation | 11 | Best View | Headroom (MW) | 1.7587 | 1.6942 | 1.6383 | 1.5569 | 1.4651 | 1.3546 | 1.2408 | 1.1213 | 0.96758 | 0.75908 | 0.5 | 0.23248 | 0 | 0 | 0 | 0 | 0
Axminster 132kV | Penn Cross | Primary Substation | 11 | Consumer Transformation | Headroom (MW) | 1.7587 | 1.6642 | 1.5459 | 1.2824 | 1.0217 | 0.68622 | 0.32278 | 0 | 0 | 0 | 0 | 0 | 0 | 0 | 0 | 0 | 0
Axminster 132kV | Penn Cross | Primary Substation | 11 | Falling Short | Headroom (MW) | 1.7587 | 1.7123 | 1.6928 | 1.6712 | 1.6389 | 1.5966 | 1.5427 | 1.4595 | 1.3267 | 1.1316 | 0.88148 | 0.61497 | 0.27796 | 0.053091 | 0 | 0 | 0
Axminster 132kV | Penn Cross | Primary Substation | 11 | Leading the Way | Headroom (MW) | 1.7587 | 1.6636 | 1.5421 | 1.2653 | 1.0023 | 0.64112 | 0.22098 | 0 | 0 | 0 | 0 | 0 | 0 | 0 | 0 | 0 | 0
Axminster 132kV | Penn Cross | Primary Substation | 11 | System Transformation | Headroom (MW) | 1.7587 | 1.6962 | 1.6347 | 1.5448 | 1.4365 | 1.2902 | 1.123 | 0.90229 | 0.59363 | 0.20799 | 0 | 0 | 0 | 0 | 0 | 0 | 0
Alverdiscott / Indian Queens 132kV | Penryn | Primary Substation | 11 | Best View | Headroom (MW) | 12.1764 | 12.0907 | 12.095 | 12.0106 | 11.9163 | 11.9774 | 11.8618 | 11.7143 | 11.5304 | 11.1241 | 10.8807 | 10.5448 | 10.1379 | 9.8321 | 0 | 0 | 0
Alverdiscott / Indian Queens 132kV | Penryn | Primary Substation | 11 | Consumer Transformation | Headroom (MW) | 12.1764 | 12.0893 | 12.0867 | 11.9383 | 11.7884 | 11.517 | 11.12 | 10.8474 | 10.4763 | 10.0061 | 4.1597 | 0 | 0 | 0 | 0 | 0 | 0
Alverdiscott / Indian Queens 132kV | Penryn | Primary Substation | 11 | Falling Short | Headroom (MW) | 12.1764 | 12.1342 | 12.1719 | 12.2037 | 12.2143 | 12.1774 | 12.1552 | 12.0914 | 11.9825 | 11.7961 | 11.5624 | 11.3508 | 10.9609 | 10.7615 | 10.393 | 9.9965 | 8.3432
Alverdiscott / Indian Queens 132kV | Penryn | Primary Substation | 11 | Leading the Way | Headroom (MW) | 12.1764 | 12.0882 | 12.0795 | 11.9292 | 11.7799 | 11.4908 | 11.0958 | 10.724 | 10.3032 | 9.111 | 0 | 0 | 0 | 0 | 0 | 0 | 0
Alverdiscott / Indian Queens 132kV | Penryn | Primary Substation | 11 | System Transformation | Headroom (MW) | 12.1764 | 12.1195 | 12.1612 | 12.1438 | 12.1087 | 11.9915 | 11.8889 | 11.717 | 11.4965 | 11.1004 | 10.7866 | 10.4475 | 10.0463 | 8.5311 | 0 | 0 | 0
Abham / Exeter / Landulph 132kV | Pensilva | Primary Substation | 11 | Best View | Headroom (MW) | 0 | 0 | 0 | 0 | 0 | 0 | 0 | 0 | 0 | 0 | 0 | 0 | 0 | 0 | 0 | 0 | 0
Abham / Exeter / Landulph 132kV | Pensilva | Primary Substation | 11 | Consumer Transformation | Headroom (MW) | 0 | 0 | 0 | 0 | 0 | 0 | 0 | 0 | 0 | 0 | 0 | 0 | 0 | 0 | 0 | 0 | 0
Abham / Exeter / Landulph 132kV | Pensilva | Primary Substation | 11 | Falling Short | Headroom (MW) | 0 | 0 | 0 | 0 | 0 | 0 | 0 | 0 | 0 | 0 | 0 | 0 | 0 | 0 | 0 | 0 | 0
Abham / Exeter / Landulph 132kV | Pensilva | Primary Substation | 11 | Leading the Way | Headroom (MW) | 0 | 0 | 0 | 0 | 0 | 0 | 0 | 0 | 0 | 0 | 0 | 0 | 0 | 0 | 0 | 0 | 0
Abham / Exeter / Landulph 132kV | Pensilva | Primary Substation | 11 | System Transformation | Headroom (MW) | 0 | 0 | 0 | 0 | 0 | 0 | 0 | 0 | 0 | 0 | 0 | 0 | 0 | 0 | 0 | 0 | 0
Alverdiscott / Indian Queens 132kV | Penzance Causewayhead | Primary Substation | 11 | Best View | Headroom (MW) | 13.4487 | 13.4002 | 13.3474 | 13.2481 | 13.155 | 13.0718 | 12.9978 | 12.9308 | 12.8714 | 12.8093 | 12.7551 | 12.7103 | 12.6744 | 12.6374 | 11.3116 | 0 | 0
Alverdiscott / Indian Queens 132kV | Penzance Causewayhead | Primary Substation | 11 | Consumer Transformation | Headroom (MW) | 13.4487 | 13.3953 | 13.3188 | 13.1441 | 12.9833 | 12.8102 | 12.6812 | 12.6213 | 11.3251 | 11.2332 | 11.0934 | 10.8864 | 10.6765 | 0 | 0 | 0 | 0
Alverdiscott / Indian Queens 132kV | Penzance Causewayhead | Primary Substation | 11 | Falling Short | Headroom (MW) | 13.4487 | 13.4217 | 13.3973 | 13.3675 | 13.333 | 13.3001 | 13.2678 | 13.2291 | 13.1897 | 13.144 | 13.0993 | 13.0608 | 13.0332 | 13.0085 | 12.9447 | 12.8592 | 12.633
Alverdiscott / Indian Queens 132kV | Penzance Causewayhead | Primary Substation | 11 | Leading the Way | Headroom (MW) | 13.4487 | 13.3959 | 13.316 | 13.131 | 12.9707 | 12.8088 | 12.6859 | 12.6238 | 11.3389 | 11.2586 | 11.1291 | 0 | 0 | 0 | 0 | 0 | 0
Alverdiscott / Indian Queens 132kV | Penzance Causewayhead | Primary Substation | 11 | System Transformation | Headroom (MW) | 13.4487 | 13.413 | 13.3707 | 13.3002 | 13.2223 | 13.138 | 13.058 | 12.971 | 12.8845 | 12.8091 | 12.7452 | 12.6929 | 12.6505 | 12.6182 | 11.3704 | 0 | 0
Alverdiscott / Indian Queens 132kV | Penzance Heamoor | Primary Substation | 11 | Best View | Headroom (MW) | 19.2353 | 19.1649 | 18.925 | 18.8209 | 18.75 | 18.6898 | 17.2983 | 17.278 | 17.1894 | 16.9939 | 16.7095 | 16.3821 | 15.9559 | 15.6316 | 14.4032 | 0 | 0
Alverdiscott / Indian Queens 132kV | Penzance Heamoor | Primary Substation | 11 | Consumer Transformation | Headroom (MW) | 19.2353 | 18.9861 | 18.911 | 18.7782 | 18.7011 | 17.2775 | 17.148 | 16.8634 | 16.4621 | 15.9535 | 15.3694 | 14.7327 | 13.5518 | 0 | 0 | 0 | 0
Alverdiscott / Indian Queens 132kV | Penzance Heamoor | Primary Substation | 11 | Falling Short | Headroom (MW) | 19.2353 | 19.1986 | 18.9932 | 18.9667 | 18.9516 | 18.9151 | 18.8723 | 18.8139 | 18.7323 | 18.6541 | 17.3053 | 17.1831 | 16.931 | 16.7375 | 16.3902 | 15.9949 | 15.3752
Alverdiscott / Indian Queens 132kV | Penzance Heamoor | Primary Substation | 11 | Leading the Way | Headroom (MW) | 19.2353 | 18.9865 | 18.9089 | 18.7706 | 18.6965 | 17.2677 | 17.0943 | 16.7232 | 16.2377 | 15.6072 | 14.8742 | 0 | 0 | 0 | 0 | 0 | 0
Alverdiscott / Indian Queens 132kV | Penzance Heamoor | Primary Substation | 11 | System Transformation | Headroom (MW) | 19.2353 | 19.0082 | 18.9637 | 18.902 | 18.8539 | 18.7779 | 18.7097 | 18.6591 | 17.2562 | 17.0441 | 16.7075 | 16.3371 | 15.8815 | 15.5996 | 14.6571 | 0 | 0
Bridgwater / Taunton 132kV | Periton | Primary Substation | 11 | Best View | Headroom (MW) | 6.145 | 5.7632 | 5.5147 | 4.9962 | 4.5088 | 3.9571 | 3.4191 | 2.888 | 2.3988 | 1.9084 | 1.4645 | 1.0391 | 0.63572 | 0.24369 | 0 | 0 | 0
Bridgwater / Taunton 132kV | Periton | Primary Substation | 11 | Consumer Transformation | Headroom (MW) | 6.145 | 5.7702 | 5.5273 | 4.9746 | 4.4436 | 3.8312 | 3.2376 | 2.6258 | 2.0361 | 1.4894 | 0.96196 | 0.3472 | 0 | 0 | 0 | 0 | 0
Bridgwater / Taunton 132kV | Periton | Primary Substation | 11 | Falling Short | Headroom (MW) | 6.145 | 5.872 | 5.7989 | 5.7207 | 5.6566 | 5.5441 | 5.4396 | 5.3231 | 5.2119 | 5.1078 | 5.0115 | 4.9222 | 4.8446 | 4.7774 | 4.6263 | 4.4069 | 3.8126
Bridgwater / Taunton 132kV | Periton | Primary Substation | 11 | Leading the Way | Headroom (MW) | 6.145 | 5.7651 | 5.5111 | 4.9173 | 4.3622 | 3.7236 | 3.0876 | 2.4573 | 1.8163 | 1.1922 | 0.60492 | 0 | 0 | 0 | 0 | 0 | 0
Bridgwater / Taunton 132kV | Periton | Primary Substation | 11 | System Transformation | Headroom (MW) | 6.145 | 5.8372 | 5.7031 | 5.4938 | 5.2776 | 4.952 | 4.6377 | 4.3248 | 4.0203 | 3.7474 | 3.5025 | 3.2862 | 3.085 | 2.8782 | 0 | 0 | 0
Alverdiscott / Indian Queens 132kV | Perranporth | Primary Substation | 11 | Best View | Headroom (MW) | 2.0223 | 1.8444 | 1.7113 | 1.3933 | 1.0641 | 0.7207 | 0.36534 | 0 | 0 | 0 | 0 | 0 | 0 | 0 | 0 | 0 | 0
Alverdiscott / Indian Queens 132kV | Perranporth | Primary Substation | 11 | Consumer Transformation | Headroom (MW) | 2.0223 | 1.8274 | 1.6074 | 1.021 | 0.44114 | 0 | 0 | 0 | 0 | 0 | 0 | 0 | 0 | 0 | 0 | 0 | 0
Alverdiscott / Indian Queens 132kV | Perranporth | Primary Substation | 11 | Falling Short | Headroom (MW) | 2.0223 | 1.9256 | 1.9017 | 1.8548 | 1.7822 | 1.6792 | 1.5352 | 1.2714 | 0.8093 | 0.060555 | 0 | 0 | 0 | 0 | 0 | 0 | 0
Alverdiscott / Indian Queens 132kV | Perranporth | Primary Substation | 11 | Leading the Way | Headroom (MW) | 2.0223 | 1.8297 | 1.603 | 0.99552 | 0.40797 | 0 | 0 | 0 | 0 | 0 | 0 | 0 | 0 | 0 | 0 | 0 | 0
Alverdiscott / Indian Queens 132kV | Perranporth | Primary Substation | 11 | System Transformation | Headroom (MW) | 2.0223 | 1.8945 | 1.8085 | 1.6099 | 1.369 | 1.0243 | 0.6015 | 0 | 0 | 0 | 0 | 0 | 0 | 0 | 0 | 0 | 0
Abham / Exeter / Landulph 132kV | Pinhoe | Primary Substation | 11 | Best View | Headroom (MW) | 0 | 0 | 0 | 0 | 0 | 0 | 0 | 0 | 0 | 0 | 0 | 0 | 0 | 0 | 0 | 0 | 0
Abham / Exeter / Landulph 132kV | Pinhoe | Primary Substation | 11 | Consumer Transformation | Headroom (MW) | 0 | 0 | 0 | 0 | 0 | 0 | 0 | 0 | 0 | 0 | 0 | 0 | 0 | 0 | 0 | 0 | 0
Abham / Exeter / Landulph 132kV | Pinhoe | Primary Substation | 11 | Falling Short | Headroom (MW) | 0 | 0 | 0 | 0 | 0 | 0 | 0 | 0 | 0 | 0 | 0 | 0 | 0 | 0 | 0 | 0 | 0
Abham / Exeter / Landulph 132kV | Pinhoe | Primary Substation | 11 | Leading the Way | Headroom (MW) | 0 | 0 | 0 | 0 | 0 | 0 | 0 | 0 | 0 | 0 | 0 | 0 | 0 | 0 | 0 | 0 | 0
Abham / Exeter / Landulph 132kV | Pinhoe | Primary Substation | 11 | System Transformation | Headroom (MW) | 0 | 0 | 0 | 0 | 0 | 0 | 0 | 0 | 0 | 0 | 0 | 0 | 0 | 0 | 0 | 0 | 0
Abham / Exeter / Landulph 132kV | Plymouth 33 (New) | Bulk Supply Point | 33 | Best View | Headroom (MW) | 74.0098 | 70.7755 | 67.8949 | 61.3309 | 54.0736 | 46.9301 | 40.096 | 32.356 | 25.0747 | 0 | 0 | 0 | 0 | 0 | 0 | 0 | 0
Abham / Exeter / Landulph 132kV | Plymouth 33 (New) | Bulk Supply Point | 33 | Consumer Transformation | Headroom (MW) | 74.0098 | 70.8229 | 67.9754 | 60.7722 | 25.1915 | 16.274 | 6.5498 | 0 | 0 | 0 | 0 | 0 | 0 | 0 | 0 | 0 | 0
Abham / Exeter / Landulph 132kV | Plymouth 33 (New) | Bulk Supply Point | 33 | Falling Short | Headroom (MW) | 74.0098 | 72.5572 | 71.0907 | 69.9394 | 68.9505 | 67.8238 | 66.6137 | 65.3126 | 63.7964 | 61.6416 | 59.3563 | 57.1533 | 54.7193 | 53.0209 | 55.1072 | 46.639 | 0
Abham / Exeter / Landulph 132kV | Plymouth 33 (New) | Bulk Supply Point | 33 | Leading the Way | Headroom (MW) | 74.0098 | 70.7655 | 67.7907 | 59.9981 | 24.1862 | 14.817 | 0 | 0 | 0 | 0 | 0 | 0 | 0 | 0 | 0 | 0 | 0
Abham / Exeter / Landulph 132kV | Plymouth 33 (New) | Bulk Supply Point | 33 | System Transformation | Headroom (MW) | 74.0098 | 71.6953 | 70.2395 | 67.6031 | 64.3229 | 60.5023 | 56.0852 | 51.4458 | 46.5582 | 41.9475 | 21.1801 | 0 | 0 | 0 | 0 | 0 | 0
Abham / Exeter / Landulph 132kV | Plympton Bsp | Bulk Supply Point | 33 | Best View | Headroom (MW) | 9.0981 | 9.0981 | 9.0981 | 9.0981 | 9.0981 | 9.0981 | 9.0981 | 9.0981 | 9.0981 | 9.0981 | 0 | 0 | 0 | 0 | 0 | 0 | 0
Abham / Exeter / Landulph 132kV | Plympton Bsp | Bulk Supply Point | 33 | Consumer Transformation | Headroom (MW) | 9.0981 | 9.0981 | 9.0981 | 9.0981 | 9.0981 | 9.0981 | 9.0981 | 0 | 0 | 0 | 0 | 0 | 0 | 0 | 0 | 0 | 0
Abham / Exeter / Landulph 132kV | Plympton Bsp | Bulk Supply Point | 33 | Falling Short | Headroom (MW) | 9.0981 | 9.0981 | 9.0981 | 9.0981 | 9.0981 | 9.0981 | 9.0981 | 9.0981 | 9.0981 | 9.0981 | 9.0981 | 9.0981 | 6.4886 | 0 | 0 | 0 | 0
Abham / Exeter / Landulph 132kV | Plympton Bsp | Bulk Supply Point | 33 | Leading the Way | Headroom (MW) | 9.0981 | 9.0981 | 9.0981 | 9.0981 | 9.0981 | 9.0981 | 9.0981 | 0 | 0 | 0 | 0 | 0 | 0 | 0 | 0 | 0 | 0
Abham / Exeter / Landulph 132kV | Plympton Bsp | Bulk Supply Point | 33 | System Transformation | Headroom (MW) | 9.0981 | 9.0981 | 9.0981 | 9.0981 | 9.0981 | 9.0981 | 9.0981 | 9.0981 | 9.0981 | 9.0981 | 0 | 0 | 0 | 0 | 0 | 0 | 0
Abham / Exeter / Landulph 132kV | Plymstock South | Primary Substation | 11 | Best View | Headroom (MW) | 12.8457 | 12.4045 | 12.1959 | 11.7068 | 11.3044 | 10.9922 | 10.7765 | 10.6661 | 7.4184 | 7.2479 | 6.92 | 6.2161 | 5.3962 | 4.6629 | 1.3432 | 0 | 0
Abham / Exeter / Landulph 132kV | Plymstock South | Primary Substation | 11 | Consumer Transformation | Headroom (MW) | 12.8457 | 12.3988 | 12.1752 | 11.6004 | 11.1396 | 10.783 | 7.4264 | 7.1739 | 6.6602 | 6.0531 | 5.3732 | 4.5684 | 3.4701 | 2.5204 | 0 | 0 | 0
Abham / Exeter / Landulph 132kV | Plymstock South | Primary Substation | 11 | Falling Short | Headroom (MW) | 12.8457 | 12.7242 | 12.4405 | 12.3494 | 12.2848 | 12.2097 | 12.1219 | 12.0099 | 11.8461 | 11.6239 | 11.3625 | 11.1072 | 10.8284 | 10.6758 | 10.4963 | 7.7066 | 7.1884
Abham / Exeter / Landulph 132kV | Plymstock South | Primary Substation | 11 | Leading the Way | Headroom (MW) | 12.8457 | 12.403 | 12.1838 | 11.582 | 11.1369 | 10.7858 | 7.4208 | 7.1144 | 6.4657 | 5.6794 | 4.7119 | 3.3692 | 2.0027 | 0.73688 | 0 | 0 | 0
Abham / Exeter / Landulph 132kV | Plymstock South | Primary Substation | 11 | System Transformation | Headroom (MW) | 12.8457 | 12.489 | 12.3848 | 12.1819 | 11.9484 | 11.6709 | 11.3985 | 11.1093 | 10.8253 | 10.6521 | 7.4912 | 7.3577 | 6.9824 | 6.6667 | 4.6898 | 1.8935 | 0
Alverdiscott / Indian Queens 132kV | Polzeath | Primary Substation | 11 | Best View | Headroom (MW) | 0 | 0 | 0 | 0 | 0 | 0 | 0 | 0 | 0 | 0 | 0 | 0 | 0 | 0 | 0 | 0 | 0
Alverdiscott / Indian Queens 132kV | Polzeath | Primary Substation | 11 | Consumer Transformation | Headroom (MW) | 0 | 0 | 0 | 0 | 0 | 0 | 0 | 0 | 0 | 0 | 0 | 0 | 0 | 0 | 0 | 0 | 0
Alverdiscott / Indian Queens 132kV | Polzeath | Primary Substation | 11 | Falling Short | Headroom (MW) | 0 | 0 | 0 | 0 | 0 | 0 | 0 | 0 | 0 | 0 | 0 | 0 | 0 | 0 | 0 | 0 | 0
Alverdiscott / Indian Queens 132kV | Polzeath | Primary Substation | 11 | Leading the Way | Headroom (MW) | 0 | 0 | 0 | 0 | 0 | 0 | 0 | 0 | 0 | 0 | 0 | 0 | 0 | 0 | 0 | 0 | 0
Alverdiscott / Indian Queens 132kV | Polzeath | Primary Substation | 11 | System Transformation | Headroom (MW) | 0 | 0 | 0 | 0 | 0 | 0 | 0 | 0 | 0 | 0 | 0 | 0 | 0 | 0 | 0 | 0 | 0
Seabank 132kV | Portishead Ashlands | Primary Substation | 11 | Best View | Headroom (MW) | 10.6163 | 10.5481 | 10.4704 | 10.3103 | 10.1615 | 10.0167 | 9.8796 | 9.7654 | 9.6487 | 9.5652 | 9.0554 | 6.9778 | 4.563 | 2.5267 | 0 | 0 | 0
Seabank 132kV | Portishead Ashlands | Primary Substation | 11 | Consumer Transformation | Headroom (MW) | 10.6163 | 10.5491 | 10.4738 | 10.3134 | 10.1603 | 10.0175 | 9.8819 | 9.7604 | 9.6406 | 8.0515 | 5.5225 | 2.7868 | 0 | 0 | 0 | 0 | 0
Seabank 132kV | Portishead Ashlands | Primary Substation | 11 | Falling Short | Headroom (MW) | 10.6163 | 10.5841 | 10.5565 | 10.528 | 10.496 | 10.4645 | 10.4325 | 10.4125 | 10.3849 | 10.3724 | 10.3676 | 10.372 | 10.3844 | 10.3902 | 10.434 | 10.3813 | 9.9276
Seabank 132kV | Portishead Ashlands | Primary Substation | 11 | Leading the Way | Headroom (MW) | 10.6163 | 10.5479 | 10.4698 | 10.2994 | 10.1477 | 9.9974 | 9.8574 | 9.738 | 9.2121 | 6.3301 | 3.1204 | 0 | 0 | 0 | 0 | 0 | 0
Seabank 132kV | Portishead Ashlands | Primary Substation | 11 | System Transformation | Headroom (MW) | 10.6163 | 10.5728 | 10.529 | 10.4633 | 10.3901 | 10.3123 | 10.2381 | 10.1804 | 10.1142 | 10.0817 | 10.0617 | 10.0465 | 9.1944 | 7.8517 | 2.8687 | 0 | 0
Seabank 132kV | Portishead New Bsp | Bulk Supply Point | 33 | Best View | Headroom (MW) | 22.2461 | 21.4554 | 20.4958 | 19.4847 | 17.3691 | 16.5627 | 15.533 | 14.4163 | 12.9104 | 11.0857 | 9.0653 | 6.9855 | 4.568 | 1.2108 | 0 | 0 | 0
Seabank 132kV | Portishead New Bsp | Bulk Supply Point | 33 | Consumer Transformation | Headroom (MW) | 22.2461 | 21.4704 | 20.5337 | 19.5256 | 17.3908 | 16.5415 | 13.9245 | 12.5207 | 10.415 | 8.0603 | 5.5286 | 1.6458 | 0 | 0 | 0 | 0 | 0
Seabank 132kV | Portishead New Bsp | Bulk Supply Point | 33 | Falling Short | Headroom (MW) | 22.2461 | 21.7719 | 21.5378 | 20.9325 | 20.7252 | 20.4935 | 20.2394 | 19.9288 | 19.5121 | 19.0707 | 17.4751 | 16.8676 | 15.9438 | 15.326 | 14.576 | 12.96 | 9.9384
Seabank 132kV | Portishead New Bsp | Bulk Supply Point | 33 | Leading the Way | Headroom (MW) | 22.2461 | 21.4575 | 20.4989 | 19.4402 | 17.3272 | 16.3051 | 13.5009 | 11.7039 | 9.2221 | 6.337 | 2.2714 | 0 | 0 | 0 | 0 | 0 | 0
Seabank 132kV | Portishead New Bsp | Bulk Supply Point | 33 | System Transformation | Headroom (MW) | 22.2461 | 21.627 | 20.9038 | 20.4607 | 19.972 | 19.4486 | 17.2931 | 16.6709 | 15.6793 | 14.4527 | 13.0538 | 11.2904 | 9.2045 | 7.8603 | 2.3109 | 0 | 0
Abham / Exeter / Landulph 132kV | Prince Rock | Primary Substation | 11 | Best View | Headroom (MW) | 12.5739 | 12.5062 | 12.41 | 12.2617 | 12.1127 | 11.9695 | 11.8379 | 11.6984 | 11.5839 | 11.478 | 11.3729 | 11.2622 | 11.1672 | 11.0765 | 10.5652 | 7.885 | 7.173
Abham / Exeter / Landulph 132kV | Prince Rock | Primary Substation | 11 | Consumer Transformation | Headroom (MW) | 12.5739 | 12.5067 | 12.417 | 12.26 | 12.1011 | 11.9493 | 11.8067 | 11.6641 | 11.5373 | 11.4207 | 11.3025 | 11.1508 | 11.0186 | 10.8989 | 10.3726 | 0 | 0
Abham / Exeter / Landulph 132kV | Prince Rock | Primary Substation | 11 | Falling Short | Headroom (MW) | 12.5739 | 12.526 | 12.4787 | 12.4332 | 12.3838 | 12.3335 | 12.2825 | 12.2301 | 12.1824 | 12.1376 | 12.0968 | 12.0632 | 12.0337 | 12.0093 | 11.9404 | 11.8188 | 11.5999
Abham / Exeter / Landulph 132kV | Prince Rock | Primary Substation | 11 | Leading the Way | Headroom (MW) | 12.5739 | 12.5048 | 12.4125 | 12.2486 | 12.0892 | 11.9326 | 11.7846 | 11.6421 | 11.5013 | 11.3589 | 11.2259 | 11.1067 | 10.9868 | 10.8684 | 10.3266 | 0 | 0
Abham / Exeter / Landulph 132kV | Prince Rock | Primary Substation | 11 | System Transformation | Headroom (MW) | 12.5739 | 12.5192 | 12.4635 | 12.3862 | 12.2988 | 12.2069 | 12.1186 | 12.0313 | 11.9463 | 11.8721 | 11.805 | 11.743 | 11.6827 | 11.6275 | 11.2526 | 10.6893 | 10.2586
Bridgwater / Taunton 132kV | Priorswood | Primary Substation | 11 | Best View | Headroom (MW) | 0 | 0 | 0 | 0 | 0 | 0 | 0 | 0 | 0 | 0 | 0 | 0 | 0 | 0 | 0 | 0 | 0
Bridgwater / Taunton 132kV | Priorswood | Primary Substation | 11 | Consumer Transformation | Headroom (MW) | 0 | 0 | 0 | 0 | 0 | 0 | 0 | 0 | 0 | 0 | 0 | 0 | 0 | 0 | 0 | 0 | 0
Bridgwater / Taunton 132kV | Priorswood | Primary Substation | 11 | Falling Short | Headroom (MW) | 0 | 0 | 0 | 0 | 0 | 0 | 0 | 0 | 0 | 0 | 0 | 0 | 0 | 0 | 0 | 0 | 0
Bridgwater / Taunton 132kV | Priorswood | Primary Substation | 11 | Leading the Way | Headroom (MW) | 0 | 0 | 0 | 0 | 0 | 0 | 0 | 0 | 0 | 0 | 0 | 0 | 0 | 0 | 0 | 0 | 0
Bridgwater / Taunton 132kV | Priorswood | Primary Substation | 11 | System Transformation | Headroom (MW) | 0 | 0 | 0 | 0 | 0 | 0 | 0 | 0 | 0 | 0 | 0 | 0 | 0 | 0 | 0 | 0 | 0
Alverdiscott / Indian Queens 132kV | Probus 33 | Primary Substation | 11 | Best View | Headroom (MW) | 0 | 0 | 0 | 0 | 0 | 0 | 0 | 0 | 0 | 0 | 0 | 0 | 0 | 0 | 0 | 0 | 0
Alverdiscott / Indian Queens 132kV | Probus 33 | Primary Substation | 11 | Consumer Transformation | Headroom (MW) | 0 | 0 | 0 | 0 | 0 | 0 | 0 | 0 | 0 | 0 | 0 | 0 | 0 | 0 | 0 | 0 | 0
Alverdiscott / Indian Queens 132kV | Probus 33 | Primary Substation | 11 | Falling Short | Headroom (MW) | 0 | 0 | 0 | 0 | 0 | 0 | 0 | 0 | 0 | 0 | 0 | 0 | 0 | 0 | 0 | 0 | 0
Alverdiscott / Indian Queens 132kV | Probus 33 | Primary Substation | 11 | Leading the Way | Headroom (MW) | 0 | 0 | 0 | 0 | 0 | 0 | 0 | 0 | 0 | 0 | 0 | 0 | 0 | 0 | 0 | 0 | 0
Alverdiscott / Indian Queens 132kV | Probus 33 | Primary Substation | 11 | System Transformation | Headroom (MW) | 0 | 0 | 0 | 0 | 0 | 0 | 0 | 0 | 0 | 0 | 0 | 0 | 0 | 0 | 0 | 0 | 0
Alverdiscott / Indian Queens 132kV | Pyworthy Bsp | Bulk Supply Point | 33 | Best View | Headroom (MW) | 47.448 | 41.5204 | 36.0364 | 24.5909 | 12.6842 | 0 | 0 | 0 | 0 | 0 | 0 | 0 | 0 | 0 | 0 | 0 | 0
Alverdiscott / Indian Queens 132kV | Pyworthy Bsp | Bulk Supply Point | 33 | Consumer Transformation | Headroom (MW) | 47.448 | 39.3044 | 33.9372 | 17.6392 | 0.079602 | 0 | 0 | 0 | 0 | 0 | 0 | 0 | 0 | 0 | 0 | 0 | 0
Alverdiscott / Indian Queens 132kV | Pyworthy Bsp | Bulk Supply Point | 33 | Falling Short | Headroom (MW) | 47.448 | 43.8449 | 41.7174 | 39.8527 | 37.4508 | 33.7572 | 28.8412 | 19.4115 | 2.6609 | 0 | 0 | 0 | 0 | 0 | 0 | 0 | 0
Alverdiscott / Indian Queens 132kV | Pyworthy Bsp | Bulk Supply Point | 33 | Leading the Way | Headroom (MW) | 47.448 | 39.4644 | 33.9702 | 17.1912 | 0 | 0 | 0 | 0 | 0 | 0 | 0 | 0 | 0 | 0 | 0 | 0 | 0
Alverdiscott / Indian Queens 132kV | Pyworthy Bsp | Bulk Supply Point | 33 | System Transformation | Headroom (MW) | 47.448 | 41.5968 | 39.8584 | 34.043 | 26.8838 | 16.2613 | 2.6219 | 0 | 0 | 0 | 0 | 0 | 0 | 0 | 0 | 0 | 0
Seabank 132kV | Radstock Bsp 132kv | Bulk Supply Point | 33 | Best View | Headroom (MW) | 72.4475 | 65.3696 | 64.4735 | 56.037 | 53.5076 | 45.8827 | 43.0019 | 39.6572 | 35.6184 | 30.8028 | 24.6998 | 18.209 | 10.3145 | 4.2378 | 0 | 0 | 0
Seabank 132kV | Radstock Bsp 132kv | Bulk Supply Point | 33 | Consumer Transformation | Headroom (MW) | 72.4475 | 65.3968 | 63.9781 | 55.5709 | 52.5524 | 48.5767 | 43.995 | 38.3999 | 30.6479 | 21.4642 | 10.7438 | 0 | 0 | 0 | 0 | 0 | 0
Seabank 132kV | Radstock Bsp 132kv | Bulk Supply Point | 33 | Falling Short | Headroom (MW) | 72.4475 | 65.848 | 65.7585 | 59.6946 | 59.4073 | 54.1148 | 53.4365 | 52.2025 | 50.1286 | 46.9796 | 42.7018 | 38.1185 | 32.1861 | 28.1359 | 22.3816 | 12.8283 | 2.2022
Seabank 132kV | Radstock Bsp 132kv | Bulk Supply Point | 33 | Leading the Way | Headroom (MW) | 72.4475 | 65.4081 | 63.9452 | 61.5197 | 58.4434 | 53.929 | 48.3406 | 41.2428 | 31.6257 | 19.6974 | 5.5286 | 0 | 0 | 0 | 0 | 0 | 0
Seabank 132kV | Radstock Bsp 132kv | Bulk Supply Point | 33 | System Transformation | Headroom (MW) | 72.4475 | 65.7538 | 65.4524 | 58.7449 | 56.9176 | 55.1517 | 52.9154 | 49.6978 | 44.3692 | 37.6703 | 29.6167 | 21.7042 | 12.032 | 5.3818 | 0 | 0 | 0
Alverdiscott / Indian Queens 132kV | Rame Bsp | Bulk Supply Point | 33 | Best View | Headroom (MW) | 31.2895 | 30.5123 | 29.86 | 28.5692 | 27.2616 | 26.1319 | 24.8765 | 23.4255 | 21.6866 | 19.4066 | 16.8002 | 14.1199 | 10.9651 | 8.4535 | 0 | 0 | 0
Alverdiscott / Indian Queens 132kV | Rame Bsp | Bulk Supply Point | 33 | Consumer Transformation | Headroom (MW) | 31.2895 | 30.4869 | 29.6677 | 27.7657 | 25.8652 | 23.3422 | 20.6395 | 17.3766 | 13.4653 | 8.9148 | 3.0191 | 0 | 0 | 0 | 0 | 0 | 0
Alverdiscott / Indian Queens 132kV | Rame Bsp | Bulk Supply Point | 33 | Falling Short | Headroom (MW) | 31.2895 | 30.8664 | 30.6642 | 30.4472 | 30.1602 | 29.8143 | 29.4089 | 28.7532 | 27.7283 | 26.1785 | 24.2513 | 22.2384 | 19.82 | 18.1013 | 15.6869 | 11.476 | 6.0555
Alverdiscott / Indian Queens 132kV | Rame Bsp | Bulk Supply Point | 33 | Leading the Way | Headroom (MW) | 31.2895 | 30.4825 | 29.6402 | 27.6433 | 25.7199 | 23.0991 | 20.1603 | 16.5206 | 12.0439 | 6.6128 | 0 | 0 | 0 | 0 | 0 | 0 | 0
Alverdiscott / Indian Queens 132kV | Rame Bsp | Bulk Supply Point | 33 | System Transformation | Headroom (MW) | 31.2895 | 30.7454 | 30.3313 | 29.646 | 28.8237 | 27.7723 | 26.6203 | 24.9346 | 22.4401 | 19.3545 | 15.4772 | 12.1373 | 8.2177 | 6.1919 | 0 | 0 | 0
Alverdiscott / Indian Queens 132kV | Redruth | Primary Substation | 11 | Best View | Headroom (MW) | 12.6741 | 12.5876 | 11.7328 | 11.4436 | 11.1548 | 10.9216 | 10.6811 | 10.3835 | 10.0477 | 9.6958 | 8.5023 | 8.0878 | 7.4366 | 6.9081 | 0.98866 | 0 | 0
Alverdiscott / Indian Queens 132kV | Redruth | Primary Substation | 11 | Consumer Transformation | Headroom (MW) | 12.6741 | 11.8809 | 11.6808 | 11.2631 | 10.85 | 10.3814 | 9.9132 | 8.5514 | 8.0285 | 7.1034 | 5.9278 | 1.3872 | 0 | 0 | 0 | 0 | 0
Alverdiscott / Indian Queens 132kV | Redruth | Primary Substation | 11 | Falling Short | Headroom (MW) | 12.6741 | 12.6375 | 11.8786 | 11.8041 | 11.7303 | 11.6782 | 11.5945 | 11.4375 | 11.2046 | 10.8604 | 10.437 | 10.0212 | 9.6371 | 8.5422 | 8.0739 | 7.1612 | 4.2485
Alverdiscott / Indian Queens 132kV | Redruth | Primary Substation | 11 | Leading the Way | Headroom (MW) | 12.6741 | 11.886 | 11.6829 | 11.2421 | 10.8221 | 10.3307 | 9.8228 | 8.4756 | 7.6791 | 6.4931 | 2.2914 | 0 | 0 | 0 | 0 | 0 | 0
Alverdiscott / Indian Queens 132kV | Redruth | Primary Substation | 11 | System Transformation | Headroom (MW) | 12.6741 | 11.933 | 11.8197 | 11.6494 | 11.4515 | 11.2461 | 11.0031 | 10.6385 | 10.1211 | 9.6434 | 8.2837 | 7.6149 | 6.7409 | 5.5063 | 0 | 0 | 0
Alverdiscott / Indian Queens 132kV | Rock Park | Primary Substation | 11 | Best View | Headroom (MW) | 11.7597 | 11.5969 | 11.4233 | 11.0738 | 10.7577 | 10.5031 | 10.3559 | 7.7483 | 6.1457 | 1.7635 | 0 | 0 | 0 | 0 | 0 | 0 | 0
Alverdiscott / Indian Queens 132kV | Rock Park | Primary Substation | 11 | Consumer Transformation | Headroom (MW) | 11.7597 | 11.6057 | 11.4476 | 11.0915 | 10.7694 | 10.4798 | 7.7909 | 4.3575 | 0 | 0 | 0 | 0 | 0 | 0 | 0 | 0 | 0
Alverdiscott / Indian Queens 132kV | Rock Park | Primary Substation | 11 | Falling Short | Headroom (MW) | 11.7597 | 11.6717 | 11.6185 | 11.5441 | 11.4894 | 11.4245 | 11.3486 | 11.2472 | 11.1038 | 11.0291 | 7.1614 | 1.8907 | 0 | 0 | 0 | 0 | 0
Alverdiscott / Indian Queens 132kV | Rock Park | Primary Substation | 11 | Leading the Way | Headroom (MW) | 11.7597 | 11.6026 | 11.4384 | 11.052 | 10.7256 | 10.4364 | 7.6831 | 1.6168 | 0 | 0 | 0 | 0 | 0 | 0 | 0 | 0 | 0
Alverdiscott / Indian Queens 132kV | Rock Park | Primary Substation | 11 | System Transformation | Headroom (MW) | 11.7597 | 11.6548 | 11.5714 | 11.4251 | 11.2571 | 11.048 | 10.8235 | 10.5755 | 6.6896 | 0 | 0 | 0 | 0 | 0 | 0 | 0 | 0
Alverdiscott / Indian Queens 132kV | Roseland | Primary Substation | 11 | Best View | Headroom (MW) | 0 | 0 | 0 | 0 | 0 | 0 | 0 | 0 | 0 | 0 | 0 | 0 | 0 | 0 | 0 | 0 | 0
Alverdiscott / Indian Queens 132kV | Roseland | Primary Substation | 11 | Consumer Transformation | Headroom (MW) | 0 | 0 | 0 | 0 | 0 | 0 | 0 | 0 | 0 | 0 | 0 | 0 | 0 | 0 | 0 | 0 | 0
Alverdiscott / Indian Queens 132kV | Roseland | Primary Substation | 11 | Falling Short | Headroom (MW) | 0 | 0 | 0 | 0 | 0 | 0 | 0 | 0 | 0 | 0 | 0 | 0 | 0 | 0 | 0 | 0 | 0
Alverdiscott / Indian Queens 132kV | Roseland | Primary Substation | 11 | Leading the Way | Headroom (MW) | 0 | 0 | 0 | 0 | 0 | 0 | 0 | 0 | 0 | 0 | 0 | 0 | 0 | 0 | 0 | 0 | 0
Alverdiscott / Indian Queens 132kV | Roseland | Primary Substation | 11 | System Transformation | Headroom (MW) | 0 | 0 | 0 | 0 | 0 | 0 | 0 | 0 | 0 | 0 | 0 | 0 | 0 | 0 | 0 | 0 | 0
Alverdiscott / Indian Queens 132kV | Roundswell | Primary Substation | 11 | Best View | Headroom (MW) | 15.1201 | 15.0674 | 15.0235 | 14.8016 | 14.6018 | 13.9792 | 12.0235 | 9.6569 | 6.1743 | 1.7717 | 0 | 0 | 0 | 0 | 0 | 0 | 0
Alverdiscott / Indian Queens 132kV | Roundswell | Primary Substation | 11 | Consumer Transformation | Headroom (MW) | 15.1201 | 15.0729 | 15.0344 | 14.7915 | 14.5551 | 12.7142 | 9.1293 | 4.3777 | 0 | 0 | 0 | 0 | 0 | 0 | 0 | 0 | 0
Alverdiscott / Indian Queens 132kV | Roundswell | Primary Substation | 11 | Falling Short | Headroom (MW) | 15.1201 | 15.1173 | 15.1471 | 15.1644 | 15.1847 | 15.1889 | 15.1661 | 15.0904 | 14.8923 | 12.097 | 7.1948 | 1.8995 | 0 | 0 | 0 | 0 | 0
Alverdiscott / Indian Queens 132kV | Roundswell | Primary Substation | 11 | Leading the Way | Headroom (MW) | 15.1201 | 15.0783 | 15.034 | 14.7844 | 14.5442 | 12.1405 | 7.7189 | 1.6243 | 0 | 0 | 0 | 0 | 0 | 0 | 0 | 0 | 0
Alverdiscott / Indian Queens 132kV | Roundswell | Primary Substation | 11 | System Transformation | Headroom (MW) | 15.1201 | 15.1169 | 15.1444 | 15.0907 | 15.0393 | 14.9025 | 14.7373 | 12.6658 | 6.7207 | 0 | 0 | 0 | 0 | 0 | 0 | 0 | 0
Seabank 132kV | Royal Portbury Dock | Primary Substation | 11 | Best View | Headroom (MW) | 10.4476 | 10.327 | 9.9777 | 9.9443 | 9.9123 | 9.8819 | 9.8537 | 9.8267 | 9.8024 | 9.7799 | 9.0608 | 6.982 | 4.5657 | 2.5282 | 0 | 0 | 0
Seabank 132kV | Royal Portbury Dock | Primary Substation | 11 | Consumer Transformation | Headroom (MW) | 10.4476 | 10.327 | 9.9777 | 9.9443 | 9.9123 | 9.8819 | 7.6478 | 7.6209 | 7.5937 | 7.5651 | 5.5258 | 2.7885 | 0 | 0 | 0 | 0 | 0
Seabank 132kV | Royal Portbury Dock | Primary Substation | 11 | Falling Short | Headroom (MW) | 10.4476 | 10.3277 | 10.293 | 9.9517 | 9.9238 | 9.8969 | 9.8711 | 9.8455 | 9.8217 | 9.7991 | 9.778 | 9.7582 | 9.74 | 9.7234 | 8.3435 | 8.3679 | 8.3584
Seabank 132kV | Royal Portbury Dock | Primary Substation | 11 | Leading the Way | Headroom (MW) | 10.4476 | 10.327 | 9.9777 | 9.9443 | 9.9123 | 9.8819 | 7.6478 | 7.6212 | 7.5923 | 6.3338 | 3.1223 | 0 | 0 | 0 | 0 | 0 | 0
Seabank 132kV | Royal Portbury Dock | Primary Substation | 11 | System Transformation | Headroom (MW) | 10.4476 | 10.3277 | 9.9791 | 9.9495 | 9.9205 | 9.8922 | 8.1399 | 8.134 | 8.1266 | 8.1179 | 8.1081 | 8.097 | 8.0841 | 7.8564 | 2.8705 | 0 | 0
Abham / Exeter / Landulph 132kV | Salcombe 340038 | Primary Substation | 11 | Best View | Headroom (MW) | 6.5173 | 6.4746 | 6.4073 | 6.2734 | 6.1549 | 6.0583 | 5.9921 | 5.9671 | 5.0045 | 4.9596 | 2.6992 | 0 | 0 | 0 | 0 | 0 | 0
Abham / Exeter / Landulph 132kV | Salcombe 340038 | Primary Substation | 11 | Consumer Transformation | Headroom (MW) | 6.5173 | 6.4758 | 6.4099 | 6.2677 | 6.1417 | 6.0417 | 5.9811 | 5.0132 | 2.6978 | 0 | 0 | 0 | 0 | 0 | 0 | 0 | 0
Abham / Exeter / Landulph 132kV | Salcombe 340038 | Primary Substation | 11 | Falling Short | Headroom (MW) | 6.5173 | 6.4974 | 6.4777 | 6.4563 | 6.4292 | 6.401 | 6.3711 | 6.3506 | 6.3211 | 6.2935 | 6.2676 | 6.2467 | 4.0997 | 1.3596 | 0 | 0 | 0
Abham / Exeter / Landulph 132kV | Salcombe 340038 | Primary Substation | 11 | Leading the Way | Headroom (MW) | 6.5173 | 6.4746 | 6.4073 | 6.2602 | 6.1352 | 6.0359 | 5.9781 | 0 | 0 | 0 | 0 | 0 | 0 | 0 | 0 | 0 | 0
Abham / Exeter / Landulph 132kV | Salcombe 340038 | Primary Substation | 11 | System Transformation | Headroom (MW) | 6.5173 | 6.4892 | 6.4533 | 6.3954 | 6.3307 | 6.2588 | 6.1919 | 6.1445 | 6.086 | 5.7661 | 0.41661 | 0 | 0 | 0 | 0 | 0 | 0
Abham / Exeter / Landulph 132kV | Saltash Dunheved Rd | Primary Substation | 11 | Best View | Headroom (MW) | 0 | 0 | 0 | 0 | 0 | 0 | 0 | 0 | 0 | 0 | 0 | 0 | 0 | 0 | 0 | 0 | 0
Abham / Exeter / Landulph 132kV | Saltash Dunheved Rd | Primary Substation | 11 | Consumer Transformation | Headroom (MW) | 0 | 0 | 0 | 0 | 0 | 0 | 0 | 0 | 0 | 0 | 0 | 0 | 0 | 0 | 0 | 0 | 0
Abham / Exeter / Landulph 132kV | Saltash Dunheved Rd | Primary Substation | 11 | Falling Short | Headroom (MW) | 0 | 0 | 0 | 0 | 0 | 0 | 0 | 0 | 0 | 0 | 0 | 0 | 0 | 0 | 0 | 0 | 0
Abham / Exeter / Landulph 132kV | Saltash Dunheved Rd | Primary Substation | 11 | Leading the Way | Headroom (MW) | 0 | 0 | 0 | 0 | 0 | 0 | 0 | 0 | 0 | 0 | 0 | 0 | 0 | 0 | 0 | 0 | 0
Abham / Exeter / Landulph 132kV | Saltash Dunheved Rd | Primary Substation | 11 | System Transformation | Headroom (MW) | 0 | 0 | 0 | 0 | 0 | 0 | 0 | 0 | 0 | 0 | 0 | 0 | 0 | 0 | 0 | 0 | 0
Abham / Exeter / Landulph 132kV | Saltash Whity Cross | Primary Substation | 11 | Best View | Headroom (MW) | 0 | 0 | 0 | 0 | 0 | 0 | 0 | 0 | 0 | 0 | 0 | 0 | 0 | 0 | 0 | 0 | 0
Abham / Exeter / Landulph 132kV | Saltash Whity Cross | Primary Substation | 11 | Consumer Transformation | Headroom (MW) | 0 | 0 | 0 | 0 | 0 | 0 | 0 | 0 | 0 | 0 | 0 | 0 | 0 | 0 | 0 | 0 | 0
Abham / Exeter / Landulph 132kV | Saltash Whity Cross | Primary Substation | 11 | Falling Short | Headroom (MW) | 0 | 0 | 0 | 0 | 0 | 0 | 0 | 0 | 0 | 0 | 0 | 0 | 0 | 0 | 0 | 0 | 0
Abham / Exeter / Landulph 132kV | Saltash Whity Cross | Primary Substation | 11 | Leading the Way | Headroom (MW) | 0 | 0 | 0 | 0 | 0 | 0 | 0 | 0 | 0 | 0 | 0 | 0 | 0 | 0 | 0 | 0 | 0
Abham / Exeter / Landulph 132kV | Saltash Whity Cross | Primary Substation | 11 | System Transformation | Headroom (MW) | 0 | 0 | 0 | 0 | 0 | 0 | 0 | 0 | 0 | 0 | 0 | 0 | 0 | 0 | 0 | 0 | 0
Alverdiscott / Indian Queens 132kV | Sawles Road | Primary Substation | 11 | Best View | Headroom (MW) | 5.0903 | 4.2157 | 3.44 | 1.9441 | 0.54903 | 0 | 0 | 0 | 0 | 0 | 0 | 0 | 0 | 0 | 0 | 0 | 0
Alverdiscott / Indian Queens 132kV | Sawles Road | Primary Substation | 11 | Consumer Transformation | Headroom (MW) | 5.0903 | 4.0567 | 3.2637 | 0 | 0 | 0 | 0 | 0 | 0 | 0 | 0 | 0 | 0 | 0 | 0 | 0 | 0
Alverdiscott / Indian Queens 132kV | Sawles Road | Primary Substation | 11 | Falling Short | Headroom (MW) | 5.0903 | 4.5967 | 4.2926 | 3.9818 | 3.6963 | 3.4656 | 2.9314 | 1.8271 | 0 | 0 | 0 | 0 | 0 | 0 | 0 | 0 | 0
Alverdiscott / Indian Queens 132kV | Sawles Road | Primary Substation | 11 | Leading the Way | Headroom (MW) | 5.0903 | 4.0627 | 0 | 0 | 0 | 0 | 0 | 0 | 0 | 0 | 0 | 0 | 0 | 0 | 0 | 0 | 0
Alverdiscott / Indian Queens 132kV | Sawles Road | Primary Substation | 11 | System Transformation | Headroom (MW) | 5.0903 | 4.3411 | 3.981 | 3.1869 | 0 | 0 | 0 | 0 | 0 | 0 | 0 | 0 | 0 | 0 | 0 | 0 | 0
Iron Acton 132kV | Seabank Bsp | Bulk Supply Point | 33 | Best View | Headroom (MW) | 4.0701 | 3.6921 | 4.8192 | 5.8576 | 6.9146 | 7.5352 | 8.3011 | 9.0063 | 9.757 | 9.5484 | 9.207 | 8.8332 | 8.3012 | 7.9425 | 11.6085 | 9.9628 | 8.2657
Iron Acton 132kV | Seabank Bsp | Bulk Supply Point | 33 | Consumer Transformation | Headroom (MW) | 4.0701 | 3.6656 | 4.7533 | 5.6761 | 6.631 | 7.1379 | 7.7627 | 8.2682 | 8.7838 | 8.2868 | 7.671 | 7.0357 | 6.2767 | 8.7685 | 6.4296 | 2.4399 | 1.4369
Iron Acton 132kV | Seabank Bsp | Bulk Supply Point | 33 | Falling Short | Headroom (MW) | 4.0701 | 3.4436 | 4.2436 | 5.2714 | 6.1113 | 6.8716 | 7.5943 | 8.128 | 8.6665 | 8.7323 | 8.6786 | 8.5872 | 8.2973 | 8.1495 | 10.2589 | 9.0902 | 7.8723
Iron Acton 132kV | Seabank Bsp | Bulk Supply Point | 33 | Leading the Way | Headroom (MW) | 4.0701 | 3.7279 | 4.7592 | 5.8642 | 6.8466 | 7.6311 | 8.2103 | 8.5251 | 8.7367 | 7.9371 | 6.9503 | 5.8739 | 7.8269 | 7.0441 | 1.3285 | 0 | 0
Iron Acton 132kV | Seabank Bsp | Bulk Supply Point | 33 | System Transformation | Headroom (MW) | 4.0701 | 3.6904 | 4.8122 | 5.8409 | 6.8877 | 7.4753 | 8.1784 | 8.7641 | 9.3512 | 8.9238 | 8.3742 | 7.8376 | 7.1574 | 9.7554 | 8.1889 | 4.896 | 4.6615
Bridgwater / Taunton 132kV | Shapwick | Primary Substation | 11 | Best View | Headroom (MW) | 6.642 | 5.8619 | 5.8483 | 5.7459 | 5.5955 | 5.4044 | 5.1761 | 4.8529 | 4.3798 | 3.6833 | 1.8767 | 0 | 0 | 0 | 0 | 0 | 0
Bridgwater / Taunton 132kV | Shapwick | Primary Substation | 11 | Consumer Transformation | Headroom (MW) | 6.642 | 5.862 | 5.8503 | 5.7506 | 5.3907 | 4.8325 | 4.1644 | 3.3948 | 2.2444 | 0 | 0 | 0 | 0 | 0 | 0 | 0 | 0
Bridgwater / Taunton 132kV | Shapwick | Primary Substation | 11 | Falling Short | Headroom (MW) | 6.642 | 6.6364 | 6.632 | 5.8706 | 5.8729 | 5.8685 | 5.8458 | 5.7488 | 5.479 | 4.9531 | 4.2189 | 3.4192 | 2.3691 | 1.6539 | 0.66171 | 0 | 0
Bridgwater / Taunton 132kV | Shapwick | Primary Substation | 11 | Leading the Way | Headroom (MW) | 6.642 | 5.862 | 5.8495 | 5.7425 | 5.3615 | 4.6784 | 3.8119 | 2.7521 | 0 | 0 | 0 | 0 | 0 | 0 | 0 | 0 | 0
Bridgwater / Taunton 132kV | Shapwick | Primary Substation | 11 | System Transformation | Headroom (MW) | 6.642 | 6.6357 | 5.8652 | 5.8559 | 5.7759 | 5.5777 | 5.2794 | 4.8191 | 3.98 | 2.8219 | 1.4689 | 0.1216 | 0 | 0 | 0 | 0 | 0
Alverdiscott / Indian Queens 132kV | Shebbear | Primary Substation | 11 | Best View | Headroom (MW) | 3.859 | 3.8101 | 3.7478 | 3.6366 | 3.4592 | 2.3741 | 1.055 | 0 | 0 | 0 | 0 | 0 | 0 | 0 | 0 | 0 | 0
Alverdiscott / Indian Queens 132kV | Shebbear | Primary Substation | 11 | Consumer Transformation | Headroom (MW) | 3.859 | 3.8124 | 3.7531 | 3.6439 | 3.4438 | 0.96422 | 0 | 0 | 0 | 0 | 0 | 0 | 0 | 0 | 0 | 0 | 0
Alverdiscott / Indian Queens 132kV | Shebbear | Primary Substation | 11 | Falling Short | Headroom (MW) | 3.859 | 3.8383 | 3.8252 | 3.8189 | 3.8021 | 3.7503 | 3.6544 | 3.4208 | 1.221 | 0 | 0 | 0 | 0 | 0 | 0 | 0 | 0
Alverdiscott / Indian Queens 132kV | Shebbear | Primary Substation | 11 | Leading the Way | Headroom (MW) | 3.859 | 3.8143 | 3.7581 | 3.6511 | 3.5205 | 0.64147 | 0 | 0 | 0 | 0 | 0 | 0 | 0 | 0 | 0 | 0 | 0
Alverdiscott / Indian Queens 132kV | Shebbear | Primary Substation | 11 | System Transformation | Headroom (MW) | 3.859 | 3.8315 | 3.8005 | 3.7689 | 3.7186 | 3.5834 | 2.7064 | 0 | 0 | 0 | 0 | 0 | 0 | 0 | 0 | 0 | 0
Seabank 132kV | Shepton Mallet | Primary Substation | 11 | Best View | Headroom (MW) | 19.1277 | 19.0818 | 18.8489 | 18.5217 | 18.0144 | 15.9128 | 15.2305 | 14.3515 | 13.2571 | 11.8426 | 10.1075 | 8.2009 | 5.3562 | 2.2744 | 0 | 0 | 0
Seabank 132kV | Shepton Mallet | Primary Substation | 11 | Consumer Transformation | Headroom (MW) | 19.1277 | 19.0875 | 18.3418 | 18.025 | 17.0759 | 15.7413 | 14.162 | 12.3896 | 9.9145 | 6.8998 | 3.5195 | 0 | 0 | 0 | 0 | 0 | 0
Seabank 132kV | Shepton Mallet | Primary Substation | 11 | Falling Short | Headroom (MW) | 19.1277 | 19.1687 | 19.1188 | 19.2887 | 19.2664 | 17.6762 | 17.5052 | 17.1539 | 16.5284 | 15.5267 | 14.2092 | 12.7743 | 10.9088 | 9.5979 | 6.026 | 0.43623 | 0
Seabank 132kV | Shepton Mallet | Primary Substation | 11 | Leading the Way | Headroom (MW) | 19.1277 | 19.0977 | 18.3467 | 18.0398 | 17.048 | 15.5355 | 13.623 | 11.3819 | 8.3154 | 4.4603 | 0 | 0 | 0 | 0 | 0 | 0 | 0
Seabank 132kV | Shepton Mallet | Primary Substation | 11 | System Transformation | Headroom (MW) | 19.1277 | 19.1694 | 19.0679 | 19.1189 | 18.2213 | 17.6561 | 16.9105 | 15.8978 | 14.191 | 11.9886 | 9.4599 | 6.9379 | 3.8469 | 1.7011 | 0 | 0 | 0
Abham / Exeter / Landulph 132kV | Sidmouth Town | Primary Substation | 11 | Best View | Headroom (MW) | 0 | 0 | 0 | 0 | 0 | 0 | 0 | 0 | 0 | 0 | 0 | 0 | 0 | 0 | 0 | 0 | 0
Abham / Exeter / Landulph 132kV | Sidmouth Town | Primary Substation | 11 | Consumer Transformation | Headroom (MW) | 0 | 0 | 0 | 0 | 0 | 0 | 0 | 0 | 0 | 0 | 0 | 0 | 0 | 0 | 0 | 0 | 0
Abham / Exeter / Landulph 132kV | Sidmouth Town | Primary Substation | 11 | Falling Short | Headroom (MW) | 0 | 0 | 0 | 0 | 0 | 0 | 0 | 0 | 0 | 0 | 0 | 0 | 0 | 0 | 0 | 0 | 0
Abham / Exeter / Landulph 132kV | Sidmouth Town | Primary Substation | 11 | Leading the Way | Headroom (MW) | 0 | 0 | 0 | 0 | 0 | 0 | 0 | 0 | 0 | 0 | 0 | 0 | 0 | 0 | 0 | 0 | 0
Abham / Exeter / Landulph 132kV | Sidmouth Town | Primary Substation | 11 | System Transformation | Headroom (MW) | 0 | 0 | 0 | 0 | 0 | 0 | 0 | 0 | 0 | 0 | 0 | 0 | 0 | 0 | 0 | 0 | 0
Bridgwater / Taunton 132kV | Somerton | Primary Substation | 11 | Best View | Headroom (MW) | 10.7865 | 10.6181 | 10.4942 | 10.2207 | 9.9929 | 9.7847 | 8.6861 | 7.4069 | 5.365 | 3.1569 | 0.76471 | 0 | 0 | 0 | 0 | 0 | 0
Bridgwater / Taunton 132kV | Somerton | Primary Substation | 11 | Consumer Transformation | Headroom (MW) | 10.7865 | 10.6198 | 10.4994 | 10.199 | 9.9218 | 9.5965 | 7.1539 | 5.0657 | 1.9507 | 0 | 0 | 0 | 0 | 0 | 0 | 0 | 0
Bridgwater / Taunton 132kV | Somerton | Primary Substation | 11 | Falling Short | Headroom (MW) | 10.7865 | 10.7436 | 10.6633 | 10.6423 | 10.6489 | 10.6857 | 10.6661 | 10.5931 | 10.4717 | 10.2854 | 10.0454 | 9.7931 | 9.4698 | 8.2005 | 4.9664 | 0.047917 | 0
Bridgwater / Taunton 132kV | Somerton | Primary Substation | 11 | Leading the Way | Headroom (MW) | 10.7865 | 10.6183 | 10.4941 | 10.1731 | 9.8861 | 9.4078 | 6.3717 | 3.878 | 0 | 0 | 0 | 0 | 0 | 0 | 0 | 0 | 0
Bridgwater / Taunton 132kV | Somerton | Primary Substation | 11 | System Transformation | Headroom (MW) | 10.7865 | 10.6612 | 10.6084 | 10.5118 | 10.4352 | 10.3454 | 10.1856 | 9.9526 | 9.6343 | 8.9738 | 4.7861 | 0.12429 | 0 | 0 | 0 | 0 | 0
Abham / Exeter / Landulph 132kV | South Brent | Primary Substation | 11 | Best View | Headroom (MW) | 0 | 0 | 0 | 0 | 0 | 0 | 0 | 0 | 0 | 0 | 0 | 0 | 0 | 0 | 0 | 0 | 0
Abham / Exeter / Landulph 132kV | South Brent | Primary Substation | 11 | Consumer Transformation | Headroom (MW) | 0 | 0 | 0 | 0 | 0 | 0 | 0 | 0 | 0 | 0 | 0 | 0 | 0 | 0 | 0 | 0 | 0
Abham / Exeter / Landulph 132kV | South Brent | Primary Substation | 11 | Falling Short | Headroom (MW) | 0 | 0 | 0 | 0 | 0 | 0 | 0 | 0 | 0 | 0 | 0 | 0 | 0 | 0 | 0 | 0 | 0
Abham / Exeter / Landulph 132kV | South Brent | Primary Substation | 11 | Leading the Way | Headroom (MW) | 0 | 0 | 0 | 0 | 0 | 0 | 0 | 0 | 0 | 0 | 0 | 0 | 0 | 0 | 0 | 0 | 0
Abham / Exeter / Landulph 132kV | South Brent | Primary Substation | 11 | System Transformation | Headroom (MW) | 0 | 0 | 0 | 0 | 0 | 0 | 0 | 0 | 0 | 0 | 0 | 0 | 0 | 0 | 0 | 0 | 0
Alverdiscott / Indian Queens 132kV | South Molton | Primary Substation | 11 | Best View | Headroom (MW) | 8.9408 | 8.8597 | 8.7311 | 8.4685 | 8.2024 | 7.9078 | 7.5622 | 7.3563 | 6.4751 | 1.858 | 0 | 0 | 0 | 0 | 0 | 0 | 0
Alverdiscott / Indian Queens 132kV | South Molton | Primary Substation | 11 | Consumer Transformation | Headroom (MW) | 8.9408 | 8.8606 | 8.7405 | 8.4622 | 8.1819 | 7.6655 | 6.9979 | 4.591 | 0 | 0 | 0 | 0 | 0 | 0 | 0 | 0 | 0
Alverdiscott / Indian Queens 132kV | South Molton | Primary Substation | 11 | Falling Short | Headroom (MW) | 8.9408 | 8.9109 | 8.8796 | 8.8414 | 8.808 | 8.743 | 8.6329 | 8.5416 | 8.198 | 7.5309 | 6.5604 | 1.992 | 0 | 0 | 0 | 0 | 0
Alverdiscott / Indian Queens 132kV | South Molton | Primary Substation | 11 | Leading the Way | Headroom (MW) | 8.9408 | 8.8619 | 8.738 | 8.4451 | 8.1607 | 7.5452 | 6.7053 | 1.7034 | 0 | 0 | 0 | 0 | 0 | 0 | 0 | 0 | 0
Alverdiscott / Indian Queens 132kV | South Molton | Primary Substation | 11 | System Transformation | Headroom (MW) | 8.9408 | 8.8985 | 8.8434 | 8.7463 | 8.6289 | 8.4154 | 8.0866 | 7.7205 | 6.5803 | 0 | 0 | 0 | 0 | 0 | 0 | 0 | 0
Abham / Exeter / Landulph 132kV | Southway | Primary Substation | 11 | Best View | Headroom (MW) | 2.3069 | 2.2209 | 2.1089 | 0.95136 | 0.73988 | 0.5229 | 0.28607 | 0.048467 | 0 | 0 | 0 | 0 | 0 | 0 | 0 | 0 | 0
Abham / Exeter / Landulph 132kV | Southway | Primary Substation | 11 | Consumer Transformation | Headroom (MW) | 2.3069 | 2.2217 | 2.1132 | 0.94593 | 0.72301 | 0.48244 | 0.22811 | 0 | 0 | 0 | 0 | 0 | 0 | 0 | 0 | 0 | 0
Abham / Exeter / Landulph 132kV | Southway | Primary Substation | 11 | Falling Short | Headroom (MW) | 2.3069 | 2.2605 | 2.2106 | 1.2093 | 1.1636 | 1.1174 | 1.0718 | 1.0251 | 0.97885 | 0.92745 | 0.87531 | 0.82303 | 0.78178 | 0.74693 | 0.6397 | 0.5196 | 0.21683
Abham / Exeter / Landulph 132kV | Southway | Primary Substation | 11 | Leading the Way | Headroom (MW) | 2.3069 | 2.2205 | 2.1068 | 1.8622 | 1.6314 | 1.3826 | 1.0989 | 0.82118 | 0.51946 | 0.25613 | 0 | 0 | 0 | 0 | 2.4717 | 0 | 0
Abham / Exeter / Landulph 132kV | Southway | Primary Substation | 11 | System Transformation | Headroom (MW) | 2.3069 | 2.2467 | 2.1774 | 1.1334 | 1.0236 | 0.89355 | 0.75453 | 0.61735 | 0.47119 | 0.34665 | 0.22271 | 0.10094 | 0.01355 | 0 | 0 | 3.2977 | 3.2167
Abham / Exeter / Landulph 132kV | Sowton | Primary Substation | 11 | Best View | Headroom (MW) | 0 | 0 | 0 | 0 | 0 | 0 | 0 | 0 | 0 | 0 | 0 | 0 | 0 | 0 | 0 | 0 | 0
Abham / Exeter / Landulph 132kV | Sowton | Primary Substation | 11 | Consumer Transformation | Headroom (MW) | 0 | 0 | 0 | 0 | 0 | 0 | 0 | 0 | 0 | 0 | 0 | 0 | 0 | 0 | 0 | 0 | 0
Abham / Exeter / Landulph 132kV | Sowton | Primary Substation | 11 | Falling Short | Headroom (MW) | 0 | 0 | 0 | 0 | 0 | 0 | 0 | 0 | 0 | 0 | 0 | 0 | 0 | 0 | 0 | 0 | 0
Abham / Exeter / Landulph 132kV | Sowton | Primary Substation | 11 | Leading the Way | Headroom (MW) | 0 | 0 | 0 | 0 | 0 | 0 | 0 | 0 | 0 | 0 | 0 | 0 | 0 | 0 | 0 | 0 | 0
Abham / Exeter / Landulph 132kV | Sowton | Primary Substation | 11 | System Transformation | Headroom (MW) | 0 | 0 | 0 | 0 | 0 | 0 | 0 | 0 | 0 | 0 | 0 | 0 | 0 | 0 | 0 | 0 | 0
Abham / Exeter / Landulph 132kV | Sowton B | Primary Substation | 11 | Best View | Headroom (MW) | 0 | 0 | 0 | 0 | 0 | 0 | 0 | 0 | 0 | 0 | 0 | 0 | 0 | 0 | 0 | 0 | 0
Abham / Exeter / Landulph 132kV | Sowton B | Primary Substation | 11 | Consumer Transformation | Headroom (MW) | 0 | 0 | 0 | 0 | 0 | 0 | 0 | 0 | 0 | 0 | 0 | 0 | 0 | 0 | 0 | 0 | 0
Abham / Exeter / Landulph 132kV | Sowton B | Primary Substation | 11 | Falling Short | Headroom (MW) | 0 | 0 | 0 | 0 | 0 | 0 | 0 | 0 | 0 | 0 | 0 | 0 | 0 | 0 | 0 | 0 | 0
Abham / Exeter / Landulph 132kV | Sowton B | Primary Substation | 11 | Leading the Way | Headroom (MW) | 0 | 0 | 0 | 0 | 0 | 0 | 0 | 0 | 0 | 0 | 0 | 0 | 0 | 0 | 0 | 0 | 0
Abham / Exeter / Landulph 132kV | Sowton B | Primary Substation | 11 | System Transformation | Headroom (MW) | 0 | 0 | 0 | 0 | 0 | 0 | 0 | 0 | 0 | 0 | 0 | 0 | 0 | 0 | 0 | 0 | 0
Abham / Exeter / Landulph 132kV | Sowton Bsp | Bulk Supply Point | 33 | Best View | Headroom (MW) | 0 | 0 | 0 | 0 | 0 | 0 | 0 | 0 | 0 | 0 | 0 | 0 | 0 | 0 | 0 | 0 | 0
Abham / Exeter / Landulph 132kV | Sowton Bsp | Bulk Supply Point | 33 | Consumer Transformation | Headroom (MW) | 0 | 0 | 0 | 0 | 0 | 0 | 0 | 0 | 0 | 0 | 0 | 0 | 0 | 0 | 0 | 0 | 0
Abham / Exeter / Landulph 132kV | Sowton Bsp | Bulk Supply Point | 33 | Falling Short | Headroom (MW) | 0 | 0 | 0 | 0 | 0 | 0 | 0 | 0 | 0 | 0 | 0 | 0 | 0 | 0 | 12.1516 | 0 | 0
Abham / Exeter / Landulph 132kV | Sowton Bsp | Bulk Supply Point | 33 | Leading the Way | Headroom (MW) | 0 | 0 | 0 | 0 | 0 | 0 | 0 | 0 | 0 | 0 | 0 | 0 | 0 | 0 | 0 | 0 | 0
Abham / Exeter / Landulph 132kV | Sowton Bsp | Bulk Supply Point | 33 | System Transformation | Headroom (MW) | 0 | 0 | 0 | 0 | 0 | 0 | 0 | 0 | 0 | 0 | 0 | 0 | 0 | 0 | 0 | 0 | 0
Alverdiscott / Indian Queens 132kV | St Agnes | Primary Substation | 11 | Best View | Headroom (MW) | 2.0287 | 1.8502 | 1.7166 | 1.3977 | 1.0675 | 0.72297 | 0.36649 | 0 | 0 | 0 | 0 | 0 | 0 | 0 | 0 | 0 | 0
Alverdiscott / Indian Queens 132kV | St Agnes | Primary Substation | 11 | Consumer Transformation | Headroom (MW) | 2.0287 | 1.8331 | 1.6124 | 1.0243 | 0.44252 | 0 | 0 | 0 | 0 | 0 | 0 | 0 | 0 | 0 | 0 | 0 | 0
Alverdiscott / Indian Queens 132kV | St Agnes | Primary Substation | 11 | Falling Short | Headroom (MW) | 2.0287 | 1.9316 | 1.9077 | 1.8606 | 1.7878 | 1.6844 | 1.54 | 1.2754 | 0.81184 | 0.060745 | 0 | 0 | 0 | 0 | 0 | 0 | 0
Alverdiscott / Indian Queens 132kV | St Agnes | Primary Substation | 11 | Leading the Way | Headroom (MW) | 2.0287 | 1.8355 | 1.6081 | 0.99865 | 0.40925 | 0 | 0 | 0 | 0 | 0 | 0 | 0 | 0 | 0 | 0 | 0 | 0
Alverdiscott / Indian Queens 132kV | St Agnes | Primary Substation | 11 | System Transformation | Headroom (MW) | 2.0287 | 1.9005 | 1.8142 | 1.615 | 1.3733 | 1.0275 | 0.60339 | 0 | 0 | 0 | 0 | 0 | 0 | 0 | 0 | 0 | 0
Alverdiscott / Indian Queens 132kV | St Austell | Primary Substation | 11 | Best View | Headroom (MW) | 5.0875 | 4.2134 | 3.4382 | 1.9431 | 0.54873 | 0 | 0 | 0 | 0 | 0 | 0 | 0 | 0 | 0 | 0 | 0 | 0
Alverdiscott / Indian Queens 132kV | St Austell | Primary Substation | 11 | Consumer Transformation | Headroom (MW) | 5.0875 | 4.0545 | 3.2619 | 0 | 0 | 0 | 0 | 0 | 0 | 0 | 0 | 0 | 0 | 0 | 0 | 0 | 0
Alverdiscott / Indian Queens 132kV | St Austell | Primary Substation | 11 | Falling Short | Headroom (MW) | 5.0875 | 4.5942 | 4.2902 | 3.9797 | 3.6943 | 3.4637 | 2.9298 | 1.8261 | 0 | 0 | 0 | 0 | 0 | 0 | 0 | 0 | 0
Alverdiscott / Indian Queens 132kV | St Austell | Primary Substation | 11 | Leading the Way | Headroom (MW) | 5.0875 | 4.0605 | 0 | 0 | 0 | 0 | 0 | 0 | 0 | 0 | 0 | 0 | 0 | 0 | 0 | 0 | 0
Alverdiscott / Indian Queens 132kV | St Austell | Primary Substation | 11 | System Transformation | Headroom (MW) | 5.0875 | 4.3387 | 3.9788 | 3.1851 | 0 | 0 | 0 | 0 | 0 | 0 | 0 | 0 | 0 | 0 | 0 | 0 | 0
Alverdiscott / Indian Queens 132kV | St Austell Bsp | Bulk Supply Point | 33 | Best View | Headroom (MW) | 5.0903 | 4.2157 | 3.44 | 1.9441 | 0.54903 | 0 | 0 | 0 | 0 | 0 | 0 | 0 | 0 | 0 | 0 | 0 | 0
Alverdiscott / Indian Queens 132kV | St Austell Bsp | Bulk Supply Point | 33 | Consumer Transformation | Headroom (MW) | 5.0903 | 4.0567 | 3.2637 | 0 | 0 | 0 | 0 | 0 | 0 | 0 | 0 | 0 | 0 | 0 | 0 | 0 | 0
Alverdiscott / Indian Queens 132kV | St Austell Bsp | Bulk Supply Point | 33 | Falling Short | Headroom (MW) | 5.0903 | 4.5967 | 4.2926 | 3.9818 | 3.6963 | 3.4656 | 2.9314 | 1.8271 | 0 | 0 | 0 | 0 | 0 | 0 | 0 | 0 | 0
Alverdiscott / Indian Queens 132kV | St Austell Bsp | Bulk Supply Point | 33 | Leading the Way | Headroom (MW) | 5.0903 | 4.0627 | 0 | 0 | 0 | 0 | 0 | 0 | 0 | 0 | 0 | 0 | 0 | 0 | 0 | 0 | 0
Alverdiscott / Indian Queens 132kV | St Austell Bsp | Bulk Supply Point | 33 | System Transformation | Headroom (MW) | 5.0903 | 4.3411 | 3.981 | 3.1869 | 0 | 0 | 0 | 0 | 0 | 0 | 0 | 0 | 0 | 0 | 0 | 0 | 0
Alverdiscott / Indian Queens 132kV | St Buryan | Primary Substation | 11 | Best View | Headroom (MW) | 11.3969 | 11.3605 | 11.3206 | 11.245 | 11.1733 | 11.0957 | 11.0111 | 10.8925 | 10.7239 | 10.4723 | 10.1585 | 9.8267 | 9.42 | 9.1267 | 8.3211 | 0 | 0
Alverdiscott / Indian Queens 132kV | St Buryan | Primary Substation | 11 | Consumer Transformation | Headroom (MW) | 11.3969 | 11.3571 | 11.3051 | 11.1864 | 11.0684 | 10.8641 | 10.6185 | 10.298 | 9.8965 | 9.4003 | 8.8388 | 8.2575 | 7.59 | 0 | 0 | 0 | 0
Alverdiscott / Indian Queens 132kV | St Buryan | Primary Substation | 11 | Falling Short | Headroom (MW) | 11.3969 | 11.3787 | 11.365 | 11.349 | 11.3316 | 11.3064 | 11.2709 | 11.2008 | 11.0733 | 10.8632 | 10.5882 | 10.2919 | 9.9217 | 9.6688 | 9.2213 | 8.7536 | 8.2164
Alverdiscott / Indian Queens 132kV | St Buryan | Primary Substation | 11 | Leading the Way | Headroom (MW) | 11.3969 | 11.3583 | 11.3059 | 11.1821 | 11.0653 | 10.8458 | 10.5629 | 10.157 | 9.6848 | 9.0836 | 8.3805 | 0 | 0 | 0 | 0 | 0 | 0
Alverdiscott / Indian Queens 132kV | St Buryan | Primary Substation | 11 | System Transformation | Headroom (MW) | 11.3969 | 11.3712 | 11.3449 | 11.301 | 11.2516 | 11.1786 | 11.0817 | 10.9088 | 10.6349 | 10.2759 | 9.8608 | 9.4529 | 8.9623 | 8.6641 | 7.8142 | 0 | 0
Alverdiscott / Indian Queens 132kV | St Columb Major | Primary Substation | 11 | Best View | Headroom (MW) | 2.5927 | 2.4679 | 2.327 | 2.0744 | 1.8031 | 1.5376 | 1.2531 | 0.89789 | 0.424 | 0 | 0 | 0 | 0 | 0 | 0 | 0 | 0
Alverdiscott / Indian Queens 132kV | St Columb Major | Primary Substation | 11 | Consumer Transformation | Headroom (MW) | 2.5927 | 2.4536 | 2.2427 | 1.7635 | 1.2779 | 0.60075 | 0 | 0 | 0 | 0 | 0 | 0 | 0 | 0 | 0 | 0 | 0
Alverdiscott / Indian Queens 132kV | St Columb Major | Primary Substation | 11 | Falling Short | Headroom (MW) | 2.5927 | 2.5327 | 2.4773 | 2.4181 | 2.3294 | 2.2279 | 2.0928 | 1.8724 | 1.5179 | 0.96999 | 0.27788 | 0 | 0 | 0 | 0 | 0 | 0
Alverdiscott / Indian Queens 132kV | St Columb Major | Primary Substation | 11 | Leading the Way | Headroom (MW) | 2.5927 | 2.455 | 2.2404 | 1.7443 | 1.2549 | 0.53982 | 0 | 0 | 0 | 0 | 0 | 0 | 0 | 0 | 0 | 0 | 0
Alverdiscott / Indian Queens 132kV | St Columb Major | Primary Substation | 11 | System Transformation | Headroom (MW) | 2.5927 | 2.5041 | 2.394 | 2.2146 | 1.9958 | 1.7192 | 1.3802 | 0.85404 | 0 | 0 | 0 | 0 | 0 | 0 | 0 | 0 | 0
Alverdiscott / Indian Queens 132kV | St Germans Bsp | Bulk Supply Point | 33 | Best View | Headroom (MW) | 0 | 0 | 0 | 0 | 0 | 0 | 0 | 0 | 0 | 0 | 0 | 0 | 0 | 0 | 0 | 0 | 0
Alverdiscott / Indian Queens 132kV | St Germans Bsp | Bulk Supply Point | 33 | Consumer Transformation | Headroom (MW) | 0 | 0 | 0 | 0 | 0 | 0 | 0 | 0 | 0 | 0 | 0 | 0 | 0 | 0 | 0 | 0 | 0
Alverdiscott / Indian Queens 132kV | St Germans Bsp | Bulk Supply Point | 33 | Falling Short | Headroom (MW) | 0 | 0 | 0 | 0 | 0 | 0 | 0 | 0 | 0 | 0 | 0 | 0 | 0 | 0 | 0 | 0 | 0
Alverdiscott / Indian Queens 132kV | St Germans Bsp | Bulk Supply Point | 33 | Leading the Way | Headroom (MW) | 0 | 0 | 0 | 0 | 0 | 0 | 0 | 0 | 0 | 0 | 0 | 0 | 0 | 0 | 0 | 0 | 0
Alverdiscott / Indian Queens 132kV | St Germans Bsp | Bulk Supply Point | 33 | System Transformation | Headroom (MW) | 0 | 0 | 0 | 0 | 0 | 0 | 0 | 0 | 0 | 0 | 0 | 0 | 0 | 0 | 0 | 0 | 0
Alverdiscott / Indian Queens 132kV | St Ives | Primary Substation | 11 | Best View | Headroom (MW) | 11.1612 | 11.1204 | 11.0865 | 11.0486 | 8.7562 | 7.9217 | 7.9178 | 7.9044 | 7.88 | 7.8445 | 7.8011 | 7.7508 | 7.6948 | 7.6313 | 7.9802 | 0 | 0
Alverdiscott / Indian Queens 132kV | St Ives | Primary Substation | 11 | Consumer Transformation | Headroom (MW) | 11.1612 | 11.1168 | 11.0695 | 7.9045 | 7.874 | 7.7653 | 7.5909 | 7.3553 | 7.1009 | 6.8142 | 6.4953 | 6.1166 | 5.7427 | 0 | 0 | 0 | 0
Alverdiscott / Indian Queens 132kV | St Ives | Primary Substation | 11 | Falling Short | Headroom (MW) | 11.1612 | 11.1337 | 11.1124 | 11.0912 | 11.0661 | 11.0434 | 11.0236 | 11.0075 | 8.7948 | 8.8 | 7.9693 | 7.9743 | 7.9772 | 7.9782 | 11.4445 | 11.1892 | 10.8914
Alverdiscott / Indian Queens 132kV | St Ives | Primary Substation | 11 | Leading the Way | Headroom (MW) | 11.1612 | 11.1165 | 11.0689 | 7.9041 | 7.8701 | 7.7623 | 7.5925 | 7.3769 | 7.1238 | 6.8316 | 6.5155 | 0 | 0 | 0 | 0 | 0 | 0
Alverdiscott / Indian Queens 132kV | St Ives | Primary Substation | 11 | System Transformation | Headroom (MW) | 11.1612 | 11.1278 | 11.0947 | 11.0562 | 11.0328 | 7.9236 | 7.9212 | 7.9021 | 7.8646 | 7.8108 | 7.7461 | 7.6741 | 7.5937 | 10.968 | 7.9302 | 0 | 0
Alverdiscott / Indian Queens 132kV | St Keverne | Primary Substation | 11 | Best View | Headroom (MW) | 11.8467 | 11.791 | 11.7436 | 11.6603 | 11.5753 | 11.4985 | 11.4339 | 11.0336 | 10.1909 | 9.0122 | 7.6005 | 6.1193 | 4.3473 | 2.9798 | 0 | 0 | 0
Alverdiscott / Indian Queens 132kV | St Keverne | Primary Substation | 11 | Consumer Transformation | Headroom (MW) | 11.8467 | 11.7857 | 11.7132 | 11.5538 | 11.4176 | 10.7337 | 9.379 | 7.6935 | 5.5001 | 2.859 | 0 | 0 | 0 | 0 | 0 | 0 | 0
Alverdiscott / Indian Queens 132kV | St Keverne | Primary Substation | 11 | Falling Short | Headroom (MW) | 11.8467 | 11.8128 | 11.7932 | 11.7715 | 11.742 | 11.711 | 11.6784 | 11.6385 | 11.5922 | 11.516 | 10.3318 | 9.0765 | 7.5507 | 6.4576 | 4.426 | 1.7161 | 0
Alverdiscott / Indian Queens 132kV | St Keverne | Primary Substation | 11 | Leading the Way | Headroom (MW) | 11.8467 | 11.7862 | 11.7129 | 11.5494 | 11.4134 | 10.6623 | 9.1883 | 7.2652 | 4.7058 | 1.523 | 0 | 0 | 0 | 0 | 0 | 0 | 0
Alverdiscott / Indian Queens 132kV | St Keverne | Primary Substation | 11 | System Transformation | Headroom (MW) | 11.8467 | 11.8037 | 11.7649 | 11.7016 | 11.6291 | 11.5481 | 11.4745 | 11.2735 | 9.8066 | 7.9277 | 5.7865 | 3.6939 | 1.1955 | 0 | 0 | 0 | 0
Abham / Exeter / Landulph 132kV | St Levan Road | Primary Substation | 11 | Best View | Headroom (MW) | 11.0918 | 11.0422 | 11.0019 | 10.8871 | 10.7658 | 10.6533 | 10.8629 | 11.0856 | 11.3779 | 11.6995 | 12.1258 | 12.4262 | 12.6547 | 12.8823 | 12.5073 | 11.491 | 10.1002
Abham / Exeter / Landulph 132kV | St Levan Road | Primary Substation | 11 | Consumer Transformation | Headroom (MW) | 11.0918 | 11.0417 | 11.0008 | 10.8746 | 10.7427 | 10.6192 | 10.8133 | 11.0248 | 11.301 | 11.6118 | 12.0326 | 12.3359 | 12.5569 | 12.7697 | 12.219 | 0 | 0
Abham / Exeter / Landulph 132kV | St Levan Road | Primary Substation | 11 | Falling Short | Headroom (MW) | 11.0918 | 11.0652 | 11.0525 | 11.0296 | 11.0034 | 10.9763 | 11.1942 | 11.3742 | 11.5916 | 11.8539 | 12.1598 | 12.509 | 12.8983 | 13.3341 | 14.1952 | 14.232 | 13.9784
Abham / Exeter / Landulph 132kV | St Levan Road | Primary Substation | 11 | Leading the Way | Headroom (MW) | 11.0918 | 11.0398 | 10.9922 | 10.8546 | 10.7193 | 10.5879 | 10.8152 | 11.0382 | 11.2712 | 11.5208 | 11.7899 | 11.9997 | 12.3076 | 12.6232 | 12.0622 | 0 | 0
Abham / Exeter / Landulph 132kV | St Levan Road | Primary Substation | 11 | System Transformation | Headroom (MW) | 11.0918 | 11.0574 | 11.0363 | 10.9836 | 10.9205 | 10.8538 | 11.1003 | 11.3694 | 11.6869 | 12.0316 | 12.4922 | 12.9073 | 13.1922 | 13.4844 | 13.5034 | 13.0394 | 12.1409
Alverdiscott / Indian Queens 132kV | St Mawgan | Primary Substation | 11 | Best View | Headroom (MW) | 7.986 | 7.9496 | 7.9061 | 7.8298 | 7.8026 | 7.7229 | 7.6428 | 7.5552 | 7.463 | 7.3614 | 7.2512 | 7.1597 | 7.0829 | 6.9777 | 6.3162 | 5.6973 | 5.0949
Alverdiscott / Indian Queens 132kV | St Mawgan | Primary Substation | 11 | Consumer Transformation | Headroom (MW) | 7.986 | 7.944 | 7.8831 | 7.7518 | 7.6713 | 7.4779 | 7.272 | 7.0473 | 6.8348 | 6.6221 | 6.3983 | 6.1633 | 5.9277 | 5.6761 | 0 | 0 | 0
Alverdiscott / Indian Queens 132kV | St Mawgan | Primary Substation | 11 | Falling Short | Headroom (MW) | 7.986 | 7.9658 | 7.945 | 7.9217 | 7.9344 | 7.911 | 7.8857 | 7.8547 | 7.8168 | 7.7681 | 7.713 | 7.6562 | 7.6084 | 7.5616 | 7.363 | 7.1624 | 6.9078
Alverdiscott / Indian Queens 132kV | St Mawgan | Primary Substation | 11 | Leading the Way | Headroom (MW) | 7.986 | 7.9464 | 7.8857 | 7.7507 | 7.6704 | 7.4933 | 7.3071 | 7.1094 | 6.9022 | 6.6984 | 5.3808 | 5.184 | 4.9905 | 4.7756 | 0 | 0 | 0
Alverdiscott / Indian Queens 132kV | St Mawgan | Primary Substation | 11 | System Transformation | Headroom (MW) | 7.986 | 7.9602 | 7.9284 | 7.877 | 7.8672 | 7.7957 | 7.7244 | 7.6364 | 7.5326 | 7.4319 | 7.3305 | 7.2423 | 7.1507 | 7.0557 | 5.9162 | 5.3726 | 1.0469
Abham / Exeter / Landulph 132kV | St Neot | Primary Substation | 11 | Best View | Headroom (MW) | 0 | 0 | 0 | 0 | 0 | 0 | 0 | 0 | 0 | 0 | 0 | 0 | 0 | 0 | 0 | 0 | 0
Abham / Exeter / Landulph 132kV | St Neot | Primary Substation | 11 | Consumer Transformation | Headroom (MW) | 0 | 0 | 0 | 0 | 0 | 0 | 0 | 0 | 0 | 0 | 0 | 0 | 0 | 0 | 0 | 0 | 0
Abham / Exeter / Landulph 132kV | St Neot | Primary Substation | 11 | Falling Short | Headroom (MW) | 0 | 0 | 0 | 0 | 0 | 0 | 0 | 0 | 0 | 0 | 0 | 0 | 0 | 0 | 0 | 0 | 0
Abham / Exeter / Landulph 132kV | St Neot | Primary Substation | 11 | Leading the Way | Headroom (MW) | 0 | 0 | 0 | 0 | 0 | 0 | 0 | 0 | 0 | 0 | 0 | 0 | 0 | 0 | 0 | 0 | 0
Abham / Exeter / Landulph 132kV | St Neot | Primary Substation | 11 | System Transformation | Headroom (MW) | 0 | 0 | 0 | 0 | 0 | 0 | 0 | 0 | 0 | 0 | 0 | 0 | 0 | 0 | 0 | 0 | 0
Iron Acton 132kV | St Pauls Bsp 11kv | Primary Substation | 11 | Best View | Headroom (MW) | 30.4766 | 30.5027 | 30.4117 | 30.3829 | 30.3196 | 30.2628 | 30.1748 | 30.0197 | 29.8861 | 29.7575 | 29.637 | 29.5047 | 29.3664 | 29.3517 | 28.443 | 27.4945 | 0
Iron Acton 132kV | St Pauls Bsp 11kv | Primary Substation | 11 | Consumer Transformation | Headroom (MW) | 30.4766 | 30.4953 | 30.4093 | 30.3685 | 30.307 | 30.2103 | 30.1284 | 29.9727 | 29.8536 | 29.7486 | 29.6478 | 29.4926 | 29.3568 | 29.2162 | 28.3397 | 0 | 0
Iron Acton 132kV | St Pauls Bsp 11kv | Primary Substation | 11 | Falling Short | Headroom (MW) | 30.4766 | 30.5311 | 30.4462 | 30.5413 | 30.5858 | 30.6337 | 30.6619 | 30.6336 | 30.615 | 30.607 | 30.6085 | 30.6109 | 30.6139 | 30.614 | 30.5647 | 30.3765 | 30.0149
Iron Acton 132kV | St Pauls Bsp 11kv | Primary Substation | 11 | Leading the Way | Headroom (MW) | 30.4766 | 30.5027 | 30.4117 | 30.3829 | 30.3196 | 30.2628 | 30.1748 | 30.0247 | 29.8861 | 29.7443 | 29.6104 | 29.4641 | 29.3119 | 29.1728 | 28.2931 | 0 | 0
Iron Acton 132kV | St Pauls Bsp 11kv | Primary Substation | 11 | System Transformation | Headroom (MW) | 30.4766 | 30.512 | 30.4548 | 30.5164 | 30.5444 | 30.5221 | 30.5028 | 30.4158 | 30.3496 | 30.296 | 30.2586 | 30.2102 | 30.1565 | 30.1006 | 29.6085 | 29.0074 | 28.2598
Abham / Exeter / Landulph 132kV | St Thomas | Primary Substation | 11 | Best View | Headroom (MW) | 10.8226 | 10.7093 | 10.5843 | 10.3439 | 10.2109 | 8.0105 | 7.883 | 7.6382 | 7.2714 | 6.7793 | 6.1733 | 5.5271 | 4.7462 | 3.4743 | 0 | 0 | 0
Abham / Exeter / Landulph 132kV | St Thomas | Primary Substation | 11 | Consumer Transformation | Headroom (MW) | 10.8226 | 10.7047 | 10.5762 | 10.332 | 10.2015 | 7.9509 | 7.6566 | 7.1384 | 6.3396 | 5.3403 | 4.2001 | 0.092366 | 0 | 0 | 0 | 0 | 0
Abham / Exeter / Landulph 132kV | St Thomas | Primary Substation | 11 | Falling Short | Headroom (MW) | 10.8226 | 10.7753 | 10.7364 | 10.6967 | 10.6462 | 10.5872 | 10.5181 | 10.4232 | 10.2938 | 10.1661 | 8.0683 | 7.9122 | 7.5497 | 7.2421 | 6.8382 | 6.0518 | 4.8267
Abham / Exeter / Landulph 132kV | St Thomas | Primary Substation | 11 | Leading the Way | Headroom (MW) | 10.8226 | 10.702 | 10.5675 | 10.3113 | 10.1977 | 7.9018 | 7.5065 | 6.8575 | 5.8648 | 4.5937 | 1.2294 | 0 | 0 | 0 | 0 | 0 | 0
Abham / Exeter / Landulph 132kV | St Thomas | Primary Substation | 11 | System Transformation | Headroom (MW) | 10.8226 | 10.7488 | 10.676 | 10.5626 | 10.4419 | 10.3123 | 10.2085 | 8.0498 | 7.8539 | 7.3243 | 6.5802 | 5.8095 | 4.864 | 4.1919 | 1.2411 | 0 | 0
Alverdiscott / Indian Queens 132kV | St Tudy | Primary Substation | 11 | Best View | Headroom (MW) | 0.1185 | 0 | 0 | 0 | 0 | 0 | 0 | 0 | 0 | 0 | 0 | 0 | 0 | 0 | 0 | 0 | 0
Alverdiscott / Indian Queens 132kV | St Tudy | Primary Substation | 11 | Consumer Transformation | Headroom (MW) | 0.1185 | 0 | 0 | 0 | 0 | 0 | 0 | 0 | 0 | 0 | 0 | 0 | 0 | 0 | 0 | 0 | 0
Alverdiscott / Indian Queens 132kV | St Tudy | Primary Substation | 11 | Falling Short | Headroom (MW) | 0.1185 | 0 | 0 | 0 | 0 | 0 | 0 | 0 | 0 | 0 | 0 | 0 | 0 | 0 | 0 | 0 | 0
Alverdiscott / Indian Queens 132kV | St Tudy | Primary Substation | 11 | Leading the Way | Headroom (MW) | 0.1185 | 0 | 0 | 0 | 0 | 0 | 0 | 0 | 0 | 0 | 0 | 0 | 0 | 0 | 0 | 0 | 0
Alverdiscott / Indian Queens 132kV | St Tudy | Primary Substation | 11 | System Transformation | Headroom (MW) | 0.1185 | 0 | 0 | 0 | 0 | 0 | 0 | 0 | 0 | 0 | 0 | 0 | 0 | 0 | 0 | 0 | 0
Alverdiscott / Indian Queens 132kV | St Tudy Bsp | Bulk Supply Point | 33 | Best View | Headroom (MW) | 0.11815 | 0 | 0 | 0 | 0 | 0 | 0 | 0 | 0 | 0 | 0 | 0 | 0 | 0 | 0 | 0 | 0
Alverdiscott / Indian Queens 132kV | St Tudy Bsp | Bulk Supply Point | 33 | Consumer Transformation | Headroom (MW) | 0.11815 | 0 | 0 | 0 | 0 | 0 | 0 | 0 | 0 | 0 | 0 | 0 | 0 | 0 | 0 | 0 | 0
Alverdiscott / Indian Queens 132kV | St Tudy Bsp | Bulk Supply Point | 33 | Falling Short | Headroom (MW) | 0.11815 | 0 | 0 | 0 | 0 | 0 | 0 | 0 | 0 | 0 | 0 | 0 | 0 | 0 | 0 | 0 | 0
Alverdiscott / Indian Queens 132kV | St Tudy Bsp | Bulk Supply Point | 33 | Leading the Way | Headroom (MW) | 0.11815 | 0 | 0 | 0 | 0 | 0 | 0 | 0 | 0 | 0 | 0 | 0 | 0 | 0 | 0 | 0 | 0
Alverdiscott / Indian Queens 132kV | St Tudy Bsp | Bulk Supply Point | 33 | System Transformation | Headroom (MW) | 0.11815 | 0 | 0 | 0 | 0 | 0 | 0 | 0 | 0 | 0 | 0 | 0 | 0 | 0 | 0 | 0 | 0
Bridgwater / Taunton 132kV | Staplegrove | Primary Substation | 11 | Best View | Headroom (MW) | 0 | 0 | 0 | 0 | 0 | 0 | 0 | 0 | 0 | 0 | 0 | 0 | 0 | 0 | 0 | 0 | 0
Bridgwater / Taunton 132kV | Staplegrove | Primary Substation | 11 | Consumer Transformation | Headroom (MW) | 0 | 0 | 0 | 0 | 0 | 0 | 0 | 0 | 0 | 0 | 0 | 0 | 0 | 0 | 0 | 0 | 0
Bridgwater / Taunton 132kV | Staplegrove | Primary Substation | 11 | Falling Short | Headroom (MW) | 0 | 0 | 0 | 0 | 0 | 0 | 0 | 0 | 0 | 0 | 0 | 0 | 0 | 0 | 0 | 0 | 0
Bridgwater / Taunton 132kV | Staplegrove | Primary Substation | 11 | Leading the Way | Headroom (MW) | 0 | 0 | 0 | 0 | 0 | 0 | 0 | 0 | 0 | 0 | 0 | 0 | 0 | 0 | 0 | 0 | 0
Bridgwater / Taunton 132kV | Staplegrove | Primary Substation | 11 | System Transformation | Headroom (MW) | 0 | 0 | 0 | 0 | 0 | 0 | 0 | 0 | 0 | 0 | 0 | 0 | 0 | 0 | 0 | 0 | 0
Abham / Exeter / Landulph 132kV | Stentaway | Primary Substation | 11 | Best View | Headroom (MW) | 12.8764 | 12.4342 | 12.225 | 11.7348 | 11.3314 | 11.0185 | 10.8023 | 10.6916 | 7.4361 | 7.2652 | 6.9365 | 6.2309 | 5.4091 | 4.674 | 1.3464 | 0 | 0
Abham / Exeter / Landulph 132kV | Stentaway | Primary Substation | 11 | Consumer Transformation | Headroom (MW) | 12.8764 | 12.4284 | 12.2043 | 11.6281 | 11.1663 | 10.8088 | 7.4441 | 7.1911 | 6.6761 | 6.0676 | 5.3861 | 4.5793 | 3.4784 | 2.5264 | 0 | 0 | 0
Abham / Exeter / Landulph 132kV | Stentaway | Primary Substation | 11 | Falling Short | Headroom (MW) | 12.8764 | 12.7546 | 12.4702 | 12.3789 | 12.3142 | 12.2389 | 12.1509 | 12.0386 | 11.8744 | 11.6517 | 11.3896 | 11.1337 | 10.8543 | 10.7013 | 10.5214 | 7.725 | 7.2056
Abham / Exeter / Landulph 132kV | Stentaway | Primary Substation | 11 | Leading the Way | Headroom (MW) | 12.8764 | 12.4326 | 12.2129 | 11.6096 | 11.1635 | 10.8116 | 7.4386 | 7.1314 | 6.4811 | 5.693 | 4.7231 | 3.3772 | 2.0075 | 0.73864 | 0 | 0 | 0
Abham / Exeter / Landulph 132kV | Stentaway | Primary Substation | 11 | System Transformation | Headroom (MW) | 12.8764 | 12.5189 | 12.4144 | 12.211 | 11.9769 | 11.6988 | 11.4257 | 11.1358 | 10.8512 | 10.6775 | 7.5091 | 7.3753 | 6.9991 | 6.6826 | 4.701 | 1.898 | 0
Seabank 132kV | Stoke Bishop | Primary Substation | 11 | Best View | Headroom (MW) | 0 | 0 | 0 | 0 | 0 | 0 | 0 | 0 | 0 | 0 | 0 | 0 | 0 | 0 | 0 | 0 | 0
Seabank 132kV | Stoke Bishop | Primary Substation | 11 | Consumer Transformation | Headroom (MW) | 0 | 0 | 0 | 0 | 0 | 0 | 0 | 0 | 0 | 0 | 0 | 0 | 0 | 0 | 0 | 0 | 0
Seabank 132kV | Stoke Bishop | Primary Substation | 11 | Falling Short | Headroom (MW) | 0 | 0 | 0 | 0 | 0 | 0 | 0 | 0 | 0 | 0 | 0 | 0 | 0 | 0 | 0 | 0 | 0
Seabank 132kV | Stoke Bishop | Primary Substation | 11 | Leading the Way | Headroom (MW) | 0 | 0 | 0 | 0 | 0 | 0 | 0 | 0 | 0 | 0 | 0 | 0 | 0 | 0 | 0 | 0 | 0
Seabank 132kV | Stoke Bishop | Primary Substation | 11 | System Transformation | Headroom (MW) | 0 | 0 | 0 | 0 | 0 | 0 | 0 | 0 | 0 | 0 | 0 | 0 | 0 | 0 | 0 | 0 | 0
Abham / Exeter / Landulph 132kV | Stokenham | Primary Substation | 11 | Best View | Headroom (MW) | 4.0269 | 4.0179 | 3.3854 | 3.3706 | 3.3295 | 3.2725 | 1.3399 | 0 | 0 | 0 | 0 | 0 | 0 | 0 | 0 | 0 | 0
Abham / Exeter / Landulph 132kV | Stokenham | Primary Substation | 11 | Consumer Transformation | Headroom (MW) | 4.0269 | 4.018 | 3.3855 | 3.3684 | 3.1139 | 2.2429 | 0 | 0 | 0 | 0 | 0 | 0 | 0 | 0 | 0 | 0 | 0
Abham / Exeter / Landulph 132kV | Stokenham | Primary Substation | 11 | Falling Short | Headroom (MW) | 4.0269 | 4.0212 | 4.0165 | 4.0121 | 4.0074 | 4.0036 | 3.3976 | 3.3989 | 3.3985 | 3.3965 | 3.3935 | 3.3901 | 3.387 | 3.3839 | 3.0969 | 1.2645 | 0
Abham / Exeter / Landulph 132kV | Stokenham | Primary Substation | 11 | Leading the Way | Headroom (MW) | 4.0269 | 4.0181 | 3.3855 | 3.3676 | 3.095 | 1.6407 | 0 | 0 | 0 | 0 | 0 | 0 | 0 | 0 | 0 | 0 | 0
Abham / Exeter / Landulph 132kV | Stokenham | Primary Substation | 11 | System Transformation | Headroom (MW) | 4.0269 | 4.02 | 4.0142 | 3.3886 | 3.3426 | 3.2129 | 3.0577 | 2.9565 | 2.8038 | 0.7607 | 0 | 0 | 0 | 0 | 0 | 0 | 0
Alverdiscott / Indian Queens 132kV | Stratton | Primary Substation | 11 | Best View | Headroom (MW) | 15.488 | 15.3641 | 15.0167 | 14.7161 | 14.4099 | 14.0841 | 13.7597 | 13.3539 | 12.8423 | 12.1462 | 11.3111 | 10.4447 | 7.9545 | 2.0201 | 0 | 0 | 0
Alverdiscott / Indian Queens 132kV | Stratton | Primary Substation | 11 | Consumer Transformation | Headroom (MW) | 15.488 | 15.1463 | 14.956 | 14.4622 | 13.9488 | 13.2461 | 12.4761 | 11.5216 | 10.3371 | 6.045 | 0 | 0 | 0 | 0 | 0 | 0 | 0
Alverdiscott / Indian Queens 132kV | Stratton | Primary Substation | 11 | Falling Short | Headroom (MW) | 15.488 | 15.4275 | 15.1876 | 15.1402 | 15.0812 | 14.9984 | 14.8936 | 14.7005 | 14.3781 | 13.8711 | 13.2115 | 12.5092 | 11.6202 | 11.0152 | 6.9427 | 0 | 0
Alverdiscott / Indian Queens 132kV | Stratton | Primary Substation | 11 | Leading the Way | Headroom (MW) | 15.488 | 15.1482 | 14.9534 | 14.4382 | 13.919 | 13.1578 | 12.2758 | 11.1268 | 9.7232 | 0 | 0 | 0 | 0 | 0 | 0 | 0 | 0
Alverdiscott / Indian Queens 132kV | Stratton | Primary Substation | 11 | System Transformation | Headroom (MW) | 15.488 | 15.2067 | 15.1243 | 14.9551 | 14.7563 | 14.4765 | 14.1482 | 13.639 | 12.865 | 11.8649 | 10.7234 | 4.7226 | 0 | 0 | 0 | 0 | 0
Bridgwater / Taunton 132kV | Street Bsp | Bulk Supply Point | 33 | Best View | Headroom (MW) | 23.7923 | 22.7873 | 21.9613 | 19.8218 | 17.8667 | 15.8021 | 13.8112 | 11.7323 | 9.0274 | 5.7111 | 1.8487 | 0 | 0 | 0 | 0 | 0 | 0
Bridgwater / Taunton 132kV | Street Bsp | Bulk Supply Point | 33 | Consumer Transformation | Headroom (MW) | 23.7923 | 22.8137 | 22.0291 | 19.8458 | 17.3393 | 14.2616 | 11.0265 | 7.4716 | 2.621 | 0 | 0 | 0 | 0 | 0 | 0 | 0 | 0
Bridgwater / Taunton 132kV | Street Bsp | Bulk Supply Point | 33 | Falling Short | Headroom (MW) | 23.7923 | 23.4278 | 23.1522 | 22.9336 | 22.7568 | 22.4762 | 22.1625 | 21.5764 | 20.3722 | 18.497 | 16.0728 | 13.4776 | 10.134 | 7.9036 | 4.7866 | 0.046182 | 0
Bridgwater / Taunton 132kV | Street Bsp | Bulk Supply Point | 33 | Leading the Way | Headroom (MW) | 23.7923 | 22.7996 | 21.9755 | 19.6489 | 17.0675 | 13.6274 | 9.7596 | 5.3265 | 0 | 0 | 0 | 0 | 0 | 0 | 0 | 0 | 0
Bridgwater / Taunton 132kV | Street Bsp | Bulk Supply Point | 33 | System Transformation | Headroom (MW) | 23.7923 | 23.1186 | 22.8035 | 22.0384 | 21.0681 | 19.6998 | 18.2301 | 16.383 | 13.1995 | 9.1819 | 4.6128 | 0.11979 | 0 | 0 | 0 | 0 | 0
Bridgwater / Taunton 132kV | Taunton Local | Primary Substation | 11 | Best View | Headroom (MW) | 0 | 0 | 0 | 0 | 0 | 0 | 0 | 0 | 0 | 0 | 0 | 0 | 0 | 0 | 0 | 0 | 0
Bridgwater / Taunton 132kV | Taunton Local | Primary Substation | 11 | Consumer Transformation | Headroom (MW) | 0 | 0 | 0 | 0 | 0 | 0 | 0 | 0 | 0 | 0 | 0 | 0 | 0 | 0 | 0 | 0 | 0
Bridgwater / Taunton 132kV | Taunton Local | Primary Substation | 11 | Falling Short | Headroom (MW) | 0 | 0 | 0 | 0 | 0 | 0 | 0 | 0 | 0 | 0 | 0 | 0 | 0 | 0 | 0 | 0 | 0
Bridgwater / Taunton 132kV | Taunton Local | Primary Substation | 11 | Leading the Way | Headroom (MW) | 0 | 0 | 0 | 0 | 0 | 0 | 0 | 0 | 0 | 0 | 0 | 0 | 0 | 0 | 0 | 0 | 0
Bridgwater / Taunton 132kV | Taunton Local | Primary Substation | 11 | System Transformation | Headroom (MW) | 0 | 0 | 0 | 0 | 0 | 0 | 0 | 0 | 0 | 0 | 0 | 0 | 0 | 0 | 0 | 0 | 0
Bridgwater / Taunton 132kV | Taunton Main Bsp | Bulk Supply Point | 33 | Best View | Headroom (MW) | 0 | 0 | 0 | 0 | 0 | 0 | 0 | 0 | 0 | 0 | 0 | 0 | 0 | 0 | 0 | 0 | 0
Bridgwater / Taunton 132kV | Taunton Main Bsp | Bulk Supply Point | 33 | Consumer Transformation | Headroom (MW) | 0 | 0 | 0 | 0 | 0 | 0 | 0 | 0 | 0 | 0 | 0 | 0 | 0 | 0 | 0 | 0 | 0
Bridgwater / Taunton 132kV | Taunton Main Bsp | Bulk Supply Point | 33 | Falling Short | Headroom (MW) | 0 | 0 | 0 | 0 | 0 | 0 | 0 | 0 | 0 | 0 | 0 | 0 | 0 | 0 | 0 | 0 | 0
Bridgwater / Taunton 132kV | Taunton Main Bsp | Bulk Supply Point | 33 | Leading the Way | Headroom (MW) | 0 | 0 | 0 | 0 | 0 | 0 | 0 | 0 | 0 | 0 | 0 | 0 | 0 | 0 | 0 | 0 | 0
Bridgwater / Taunton 132kV | Taunton Main Bsp | Bulk Supply Point | 33 | System Transformation | Headroom (MW) | 0 | 0 | 0 | 0 | 0 | 0 | 0 | 0 | 0 | 0 | 0 | 0 | 0 | 0 | 0 | 0 | 0
Abham / Exeter / Landulph 132kV | Tavistock | Primary Substation | 11 | Best View | Headroom (MW) | 8.2133 | 7.9723 | 7.9256 | 7.7777 | 7.6432 | 7.4919 | 7.3474 | 7.1994 | 7.1964 | 7.1093 | 7.0323 | 6.9676 | 6.93 | 6.868 | 5.9193 | 4.2136 | 1.6712
Abham / Exeter / Landulph 132kV | Tavistock | Primary Substation | 11 | Consumer Transformation | Headroom (MW) | 8.2133 | 7.8662 | 7.6692 | 7.152 | 6.6301 | 5.9905 | 5.3543 | 4.6652 | 4.1658 | 3.582 | 3.0151 | 2.359 | 1.7501 | 1.136 | 0 | 0 | 0
Abham / Exeter / Landulph 132kV | Tavistock | Primary Substation | 11 | Falling Short | Headroom (MW) | 8.2133 | 7.9693 | 7.9305 | 7.8769 | 7.8247 | 7.7605 | 7.6978 | 7.627 | 7.6168 | 7.5451 | 7.4806 | 7.4236 | 7.3853 | 7.3566 | 7.2985 | 7.1477 | 6.5982
Abham / Exeter / Landulph 132kV | Tavistock | Primary Substation | 11 | Leading the Way | Headroom (MW) | 8.2133 | 7.8642 | 7.6587 | 7.099 | 6.5633 | 5.9469 | 0 | 0 | 0 | 0 | 0 | 0 | 0 | 0 | 0 | 0 | 0
Abham / Exeter / Landulph 132kV | Tavistock | Primary Substation | 11 | System Transformation | Headroom (MW) | 8.2133 | 7.9364 | 7.8451 | 7.6679 | 7.4627 | 7.1887 | 6.9222 | 6.6325 | 6.4845 | 6.2311 | 6.0073 | 5.799 | 5.5973 | 5.4044 | 4.2254 | 2.4966 | 0.34976
Abham / Exeter / Landulph 132kV | Teignmouth Gasworks | Primary Substation | 11 | Best View | Headroom (MW) | 15.6367 | 15.5873 | 15.5245 | 15.4099 | 15.2912 | 15.1707 | 15.0626 | 14.9584 | 14.86 | 14.7583 | 14.6865 | 13.2781 | 13.2199 | 13.1306 | 0 | 0 | 0
Abham / Exeter / Landulph 132kV | Teignmouth Gasworks | Primary Substation | 11 | Consumer Transformation | Headroom (MW) | 15.6367 | 15.5572 | 15.4539 | 15.2231 | 15.0133 | 14.8215 | 14.7108 | 13.2123 | 13.0104 | 10.1851 | 3.4635 | 0 | 0 | 0 | 0 | 0 | 0
Abham / Exeter / Landulph 132kV | Teignmouth Gasworks | Primary Substation | 11 | Falling Short | Headroom (MW) | 15.6367 | 15.6046 | 15.5762 | 15.5468 | 15.5088 | 15.4645 | 15.4134 | 15.3484 | 15.2575 | 15.1375 | 14.9999 | 14.8737 | 14.7477 | 14.6876 | 14.6229 | 13.3458 | 13.1476
Abham / Exeter / Landulph 132kV | Teignmouth Gasworks | Primary Substation | 11 | Leading the Way | Headroom (MW) | 15.6367 | 15.556 | 15.4497 | 15.2054 | 14.9948 | 14.7984 | 14.703 | 13.1565 | 12.8745 | 5.7923 | 0 | 0 | 0 | 0 | 0 | 0 | 0
Abham / Exeter / Landulph 132kV | Teignmouth Gasworks | Primary Substation | 11 | System Transformation | Headroom (MW) | 15.6367 | 15.5874 | 15.5323 | 15.4425 | 15.3388 | 15.2158 | 15.0911 | 14.951 | 14.8007 | 14.694 | 13.2556 | 13.1445 | 9.5525 | 5.661 | 0 | 0 | 0
Alverdiscott / Indian Queens 132kV | Tinkers Cross | Primary Substation | 11 | Best View | Headroom (MW) | 5.7897 | 5.7343 | 5.707 | 5.6216 | 5.5295 | 5.417 | 4.9408 | 3.8043 | 2.1096 | 0 | 0 | 0 | 0 | 0 | 0 | 0 | 0
Alverdiscott / Indian Queens 132kV | Tinkers Cross | Primary Substation | 11 | Consumer Transformation | Headroom (MW) | 5.7897 | 5.7344 | 5.7084 | 5.6204 | 5.5141 | 5.0365 | 3.4685 | 1.1209 | 0 | 0 | 0 | 0 | 0 | 0 | 0 | 0 | 0
Alverdiscott / Indian Queens 132kV | Tinkers Cross | Primary Substation | 11 | Falling Short | Headroom (MW) | 5.7897 | 5.7509 | 5.7505 | 5.7455 | 5.735 | 5.7106 | 5.6644 | 5.5519 | 5.3228 | 3.4382 | 0.89108 | 0 | 0 | 0 | 0 | 0 | 0
Alverdiscott / Indian Queens 132kV | Tinkers Cross | Primary Substation | 11 | Leading the Way | Headroom (MW) | 5.7897 | 5.7358 | 5.7102 | 5.6203 | 5.5169 | 4.8171 | 2.8455 | 0 | 0 | 0 | 0 | 0 | 0 | 0 | 0 | 0 | 0
Alverdiscott / Indian Queens 132kV | Tinkers Cross | Primary Substation | 11 | System Transformation | Headroom (MW) | 5.7897 | 5.7466 | 5.7408 | 5.7164 | 5.6799 | 5.6007 | 5.4595 | 4.4781 | 1.5542 | 0 | 0 | 0 | 0 | 0 | 0 | 0 | 0
Abham / Exeter / Landulph 132kV | Tiverton Bsp | Bulk Supply Point | 33 | Best View | Headroom (MW) | 20.0068 | 14.5664 | 10.0888 | 0.64903 | 0 | 0 | 0 | 0 | 0 | 0 | 0 | 0 | 0 | 0 | 0 | 0 | 0
Abham / Exeter / Landulph 132kV | Tiverton Bsp | Bulk Supply Point | 33 | Consumer Transformation | Headroom (MW) | 20.0068 | 14.5772 | 0 | 0 | 0 | 0 | 0 | 0 | 0 | 0 | 0 | 0 | 0 | 0 | 0 | 0 | 0
Abham / Exeter / Landulph 132kV | Tiverton Bsp | Bulk Supply Point | 33 | Falling Short | Headroom (MW) | 20.0068 | 17.207 | 15.438 | 13.9751 | 12.5094 | 0 | 0 | 0 | 0 | 0 | 0 | 0 | 0 | 0 | 0 | 0 | 0
Abham / Exeter / Landulph 132kV | Tiverton Bsp | Bulk Supply Point | 33 | Leading the Way | Headroom (MW) | 20.0068 | 14.537 | 0 | 0 | 0 | 0 | 0 | 0 | 0 | 0 | 0 | 0 | 0 | 0 | 0 | 0 | 0
Abham / Exeter / Landulph 132kV | Tiverton Bsp | Bulk Supply Point | 33 | System Transformation | Headroom (MW) | 20.0068 | 16.0122 | 13.3998 | 0 | 0 | 0 | 0 | 0 | 0 | 0 | 0 | 0 | 0 | 0 | 0 | 0 | 0
Abham / Exeter / Landulph 132kV | Tiverton Junction | Primary Substation | 11 | Best View | Headroom (MW) | 12.5139 | 12.3506 | 12.2184 | 11.9452 | 11.6747 | 8.4004 | 6.6473 | 4.7586 | 2.4728 | 0 | 0 | 0 | 0 | 0 | 0 | 0 | 0
Abham / Exeter / Landulph 132kV | Tiverton Junction | Primary Substation | 11 | Consumer Transformation | Headroom (MW) | 12.5139 | 12.3489 | 12.2043 | 11.4234 | 9.6728 | 7.1733 | 4.2712 | 0.80555 | 0 | 0 | 0 | 0 | 0 | 0 | 0 | 0 | 0
Abham / Exeter / Landulph 132kV | Tiverton Junction | Primary Substation | 11 | Falling Short | Headroom (MW) | 12.5139 | 12.4164 | 12.378 | 12.3372 | 12.2864 | 12.2173 | 12.1241 | 11.9686 | 11.0543 | 9.1504 | 6.4748 | 3.6007 | 0 | 0 | 0 | 0 | 0
Abham / Exeter / Landulph 132kV | Tiverton Junction | Primary Substation | 11 | Leading the Way | Headroom (MW) | 12.5139 | 12.3482 | 12.1999 | 11.287 | 9.4973 | 6.7296 | 3.283 | 0 | 0 | 0 | 0 | 0 | 0 | 0 | 0 | 0 | 0
Abham / Exeter / Landulph 132kV | Tiverton Junction | Primary Substation | 11 | System Transformation | Headroom (MW) | 12.5139 | 12.3938 | 12.3139 | 12.1994 | 12.065 | 11.2759 | 9.9117 | 8.0749 | 4.8303 | 0.55455 | 0 | 0 | 0 | 0 | 0 | 0 | 0
Abham / Exeter / Landulph 132kV | Tiverton Moorhayes | Primary Substation | 11 | Best View | Headroom (MW) | 8.3583 | 8.2168 | 8.1026 | 7.8538 | 7.6034 | 7.35 | 6.6526 | 4.7624 | 2.4748 | 0 | 0 | 0 | 0 | 0 | 0 | 0 | 0
Abham / Exeter / Landulph 132kV | Tiverton Moorhayes | Primary Substation | 11 | Consumer Transformation | Headroom (MW) | 8.3583 | 8.216 | 8.0881 | 7.8072 | 7.5256 | 7.1431 | 4.2747 | 0.8062 | 0 | 0 | 0 | 0 | 0 | 0 | 0 | 0 | 0
Abham / Exeter / Landulph 132kV | Tiverton Moorhayes | Primary Substation | 11 | Falling Short | Headroom (MW) | 8.3583 | 8.281 | 8.2574 | 8.2322 | 8.1968 | 8.1485 | 8.0799 | 7.9623 | 7.8197 | 7.5115 | 6.48 | 3.6036 | 0 | 0 | 0 | 0 | 0
Abham / Exeter / Landulph 132kV | Tiverton Moorhayes | Primary Substation | 11 | Leading the Way | Headroom (MW) | 8.3583 | 8.2145 | 8.0833 | 7.7827 | 7.4962 | 6.735 | 3.2856 | 0 | 0 | 0 | 0 | 0 | 0 | 0 | 0 | 0 | 0
Abham / Exeter / Landulph 132kV | Tiverton Moorhayes | Primary Substation | 11 | System Transformation | Headroom (MW) | 8.3583 | 8.2579 | 8.1897 | 8.0917 | 7.9747 | 7.8128 | 7.6129 | 7.2991 | 4.8342 | 0.555 | 0 | 0 | 0 | 0 | 0 | 0 | 0
Abham / Exeter / Landulph 132kV | Tiverton South | Primary Substation | 11 | Best View | Headroom (MW) | 19.9968 | 19.0945 | 18.3561 | 16.8008 | 15.2178 | 8.3735 | 6.626 | 4.7434 | 2.4649 | 0 | 0 | 0 | 0 | 0 | 0 | 0 | 0
Abham / Exeter / Landulph 132kV | Tiverton South | Primary Substation | 11 | Consumer Transformation | Headroom (MW) | 19.9968 | 19.0963 | 13.1052 | 11.3868 | 9.6419 | 7.1504 | 4.2576 | 0.80297 | 0 | 0 | 0 | 0 | 0 | 0 | 0 | 0 | 0
Abham / Exeter / Landulph 132kV | Tiverton South | Primary Substation | 11 | Falling Short | Headroom (MW) | 19.9968 | 19.5322 | 19.2406 | 19.0007 | 18.7612 | 13.2387 | 12.7878 | 12.1595 | 11.019 | 9.1212 | 6.454 | 3.5892 | 0 | 0 | 0 | 0 | 0
Abham / Exeter / Landulph 132kV | Tiverton South | Primary Substation | 11 | Leading the Way | Headroom (MW) | 19.9968 | 19.0897 | 13.0786 | 11.2509 | 9.4669 | 6.7081 | 3.2725 | 0 | 0 | 0 | 0 | 0 | 0 | 0 | 0 | 0 | 0
Abham / Exeter / Landulph 132kV | Tiverton South | Primary Substation | 11 | System Transformation | Headroom (MW) | 19.9968 | 19.3341 | 18.9034 | 13.0776 | 12.3112 | 11.2398 | 9.88 | 8.049 | 4.8148 | 0.55278 | 0 | 0 | 0 | 0 | 0 | 0 | 0
Abham / Exeter / Landulph 132kV | Topsham | Primary Substation | 11 | Best View | Headroom (MW) | 0 | 0 | 0 | 0 | 0 | 0 | 0 | 0 | 0 | 0 | 0 | 0 | 0 | 0 | 0 | 0 | 0
Abham / Exeter / Landulph 132kV | Topsham | Primary Substation | 11 | Consumer Transformation | Headroom (MW) | 0 | 0 | 0 | 0 | 0 | 0 | 0 | 0 | 0 | 0 | 0 | 0 | 0 | 0 | 0 | 0 | 0
Abham / Exeter / Landulph 132kV | Topsham | Primary Substation | 11 | Falling Short | Headroom (MW) | 0 | 0 | 0 | 0 | 0 | 0 | 0 | 0 | 0 | 0 | 0 | 0 | 0 | 0 | 0 | 0 | 0
Abham / Exeter / Landulph 132kV | Topsham | Primary Substation | 11 | Leading the Way | Headroom (MW) | 0 | 0 | 0 | 0 | 0 | 0 | 0 | 0 | 0 | 0 | 0 | 0 | 0 | 0 | 0 | 0 | 0
Abham / Exeter / Landulph 132kV | Topsham | Primary Substation | 11 | System Transformation | Headroom (MW) | 0 | 0 | 0 | 0 | 0 | 0 | 0 | 0 | 0 | 0 | 0 | 0 | 0 | 0 | 0 | 0 | 0
Abham / Exeter / Landulph 132kV | Torpoint Antony | Primary Substation | 11 | Best View | Headroom (MW) | 0 | 0 | 0 | 0 | 0 | 0 | 0 | 0 | 0 | 0 | 0 | 0 | 0 | 0 | 0 | 0 | 0
Abham / Exeter / Landulph 132kV | Torpoint Antony | Primary Substation | 11 | Consumer Transformation | Headroom (MW) | 0 | 0 | 0 | 0 | 0 | 0 | 0 | 0 | 0 | 0 | 0 | 0 | 0 | 0 | 0 | 0 | 0
Abham / Exeter / Landulph 132kV | Torpoint Antony | Primary Substation | 11 | Falling Short | Headroom (MW) | 0 | 0 | 0 | 0 | 0 | 0 | 0 | 0 | 0 | 0 | 0 | 0 | 0 | 0 | 0 | 0 | 0
Abham / Exeter / Landulph 132kV | Torpoint Antony | Primary Substation | 11 | Leading the Way | Headroom (MW) | 0 | 0 | 0 | 0 | 0 | 0 | 0 | 0 | 0 | 0 | 0 | 0 | 0 | 0 | 0 | 0 | 0
Abham / Exeter / Landulph 132kV | Torpoint Antony | Primary Substation | 11 | System Transformation | Headroom (MW) | 0 | 0 | 0 | 0 | 0 | 0 | 0 | 0 | 0 | 0 | 0 | 0 | 0 | 0 | 0 | 0 | 0
Abham / Exeter / Landulph 132kV | Torpoint Town | Primary Substation | 11 | Best View | Headroom (MW) | 0 | 0 | 0 | 0 | 0 | 0 | 0 | 0 | 0 | 0 | 0 | 0 | 0 | 0 | 0 | 0 | 0
Abham / Exeter / Landulph 132kV | Torpoint Town | Primary Substation | 11 | Consumer Transformation | Headroom (MW) | 0 | 0 | 0 | 0 | 0 | 0 | 0 | 0 | 0 | 0 | 0 | 0 | 0 | 0 | 0 | 0 | 0
Abham / Exeter / Landulph 132kV | Torpoint Town | Primary Substation | 11 | Falling Short | Headroom (MW) | 0 | 0 | 0 | 0 | 0 | 0 | 0 | 0 | 0 | 0 | 0 | 0 | 0 | 0 | 0 | 0 | 0
Abham / Exeter / Landulph 132kV | Torpoint Town | Primary Substation | 11 | Leading the Way | Headroom (MW) | 0 | 0 | 0 | 0 | 0 | 0 | 0 | 0 | 0 | 0 | 0 | 0 | 0 | 0 | 0 | 0 | 0
Abham / Exeter / Landulph 132kV | Torpoint Town | Primary Substation | 11 | System Transformation | Headroom (MW) | 0 | 0 | 0 | 0 | 0 | 0 | 0 | 0 | 0 | 0 | 0 | 0 | 0 | 0 | 0 | 0 | 0
Abham / Exeter / Landulph 132kV | Torquay Bsp | Bulk Supply Point | 33 | Best View | Headroom (MW) | 34.1418 | 32.9001 | 30.5362 | 24.447 | 17.4424 | 9.9257 | 2.253 | 0 | 0 | 0 | 0 | 0 | 0 | 0 | 0 | 0 | 0
Abham / Exeter / Landulph 132kV | Torquay Bsp | Bulk Supply Point | 33 | Consumer Transformation | Headroom (MW) | 34.1418 | 32.8756 | 30.5102 | 24.0698 | 16.6838 | 8.7436 | 0.77214 | 0 | 0 | 0 | 0 | 0 | 0 | 0 | 0 | 0 | 0
Abham / Exeter / Landulph 132kV | Torquay Bsp | Bulk Supply Point | 33 | Falling Short | Headroom (MW) | 34.1418 | 33.8355 | 33.3633 | 32.9715 | 32.1386 | 31.2161 | 30.1618 | 29.0447 | 27.7135 | 26.3055 | 24.8626 | 23.4307 | 21.8621 | 20.7752 | 19.447 | 0 | 0
Abham / Exeter / Landulph 132kV | Torquay Bsp | Bulk Supply Point | 33 | Leading the Way | Headroom (MW) | 34.1418 | 32.8468 | 30.3282 | 23.2875 | 15.596 | 7.1135 | 0 | 0 | 0 | 0 | 0 | 0 | 0 | 0 | 0 | 0 | 0
Abham / Exeter / Landulph 132kV | Torquay Bsp | Bulk Supply Point | 33 | System Transformation | Headroom (MW) | 34.1418 | 33.5671 | 32.4795 | 30.5466 | 27.559 | 23.8419 | 19.9939 | 15.9576 | 11.7634 | 7.8469 | 0 | 0 | 0 | 0 | 0 | 0 | 0
Abham / Exeter / Landulph 132kV | Torwood | Primary Substation | 11 | Best View | Headroom (MW) | 0 | 0 | 0 | 0 | 0 | 0 | 0 | 0 | 0 | 0 | 0 | 0 | 0 | 0 | 0 | 0 | 0
Abham / Exeter / Landulph 132kV | Torwood | Primary Substation | 11 | Consumer Transformation | Headroom (MW) | 0 | 0 | 0 | 0 | 0 | 0 | 0 | 0 | 0 | 0 | 0 | 0 | 0 | 0 | 0 | 0 | 0
Abham / Exeter / Landulph 132kV | Torwood | Primary Substation | 11 | Falling Short | Headroom (MW) | 0 | 0 | 0 | 0 | 0 | 0 | 0 | 0 | 0 | 0 | 0 | 0 | 0 | 0 | 0 | 0 | 0
Abham / Exeter / Landulph 132kV | Torwood | Primary Substation | 11 | Leading the Way | Headroom (MW) | 0 | 0 | 0 | 0 | 0 | 0 | 0 | 0 | 0 | 0 | 0 | 0 | 0 | 0 | 0 | 0 | 0
Abham / Exeter / Landulph 132kV | Torwood | Primary Substation | 11 | System Transformation | Headroom (MW) | 0 | 0 | 0 | 0 | 0 | 0 | 0 | 0 | 0 | 0 | 0 | 0 | 0 | 0 | 0 | 0 | 0
Abham / Exeter / Landulph 132kV | Torycombe | Primary Substation | 11 | Best View | Headroom (MW) | 10.1802 | 10.1358 | 10.0751 | 9.9614 | 9.8322 | 9.6806 | 9.476 | 9.2075 | 8.8347 | 8.3384 | 7.7518 | 7.1374 | 6.517 | 6.0821 | 5.1306 | 7.7478 | 6.537
Abham / Exeter / Landulph 132kV | Torycombe | Primary Substation | 11 | Consumer Transformation | Headroom (MW) | 10.1802 | 10.1371 | 10.0826 | 9.9712 | 9.841 | 9.5895 | 9.265 | 8.8125 | 8.1591 | 7.3362 | 6.4044 | 5.4469 | 4.4263 | 3.6239 | 2.7421 | 0 | 0
Abham / Exeter / Landulph 132kV | Torycombe | Primary Substation | 11 | Falling Short | Headroom (MW) | 10.1802 | 10.1571 | 10.1337 | 10.1075 | 10.0927 | 10.0657 | 10.023 | 9.9342 | 9.7683 | 9.4824 | 9.1023 | 8.6856 | 8.144 | 7.7656 | 7.1561 | 10.2075 | 9.4377
Abham / Exeter / Landulph 132kV | Torycombe | Primary Substation | 11 | Leading the Way | Headroom (MW) | 10.1802 | 10.1371 | 10.0843 | 9.9644 | 9.8269 | 9.5427 | 9.1262 | 8.5319 | 7.7377 | 6.6909 | 5.4623 | 4.1849 | 3.0387 | 2.0813 | 2.155 | 0 | 0
Abham / Exeter / Landulph 132kV | Torycombe | Primary Substation | 11 | System Transformation | Headroom (MW) | 10.1802 | 10.1507 | 10.1225 | 10.0832 | 10.0204 | 9.9129 | 9.7561 | 9.4844 | 9.0308 | 8.4242 | 7.7105 | 6.9959 | 6.1771 | 5.6168 | 7.9241 | 6.3089 | 4.2878
Abham / Exeter / Landulph 132kV | Totnes | Primary Substation | 11 | Best View | Headroom (MW) | 5.6971 | 5.5087 | 5.2934 | 4.8493 | 4.3982 | 3.9198 | 3.4029 | 2.7874 | 2.022 | 1.042 | 0 | 0 | 0 | 0 | 0 | 0 | 0
Abham / Exeter / Landulph 132kV | Totnes | Primary Substation | 11 | Consumer Transformation | Headroom (MW) | 5.6971 | 5.5151 | 5.313 | 4.8356 | 4.3498 | 3.6105 | 2.7483 | 1.6139 | 0.0072203 | 0 | 0 | 0 | 0 | 0 | 0 | 0 | 0
Abham / Exeter / Landulph 132kV | Totnes | Primary Substation | 11 | Falling Short | Headroom (MW) | 5.6971 | 5.6085 | 5.5555 | 5.4912 | 5.4228 | 5.3297 | 5.1929 | 4.9468 | 4.5182 | 3.8325 | 2.9232 | 1.9498 | 0.69588 | 0 | 0 | 0 | 0
Abham / Exeter / Landulph 132kV | Totnes | Primary Substation | 11 | Leading the Way | Headroom (MW) | 5.6971 | 5.5131 | 5.3007 | 4.792 | 4.2903 | 3.4704 | 2.4378 | 0 | 0 | 0 | 0 | 0 | 0 | 0 | 0 | 0 | 0
Abham / Exeter / Landulph 132kV | Totnes | Primary Substation | 11 | System Transformation | Headroom (MW) | 5.6971 | 5.5781 | 5.4742 | 5.2973 | 5.0836 | 4.7661 | 4.3565 | 3.6955 | 2.5686 | 1.1085 | 0 | 0 | 0 | 0 | 0 | 0 | 0
Abham / Exeter / Landulph 132kV | Totnes Bsp | Bulk Supply Point | 33 | Best View | Headroom (MW) | 19.6227 | 16.8664 | 14.0379 | 7.3985 | 1.0128 | 0 | 0 | 0 | 0 | 0 | 0 | 0 | 0 | 0 | 0 | 0 | 0
Abham / Exeter / Landulph 132kV | Totnes Bsp | Bulk Supply Point | 33 | Consumer Transformation | Headroom (MW) | 19.6227 | 16.7158 | 13.7248 | 5.7158 | 0 | 0 | 0 | 0 | 0 | 0 | 0 | 0 | 0 | 0 | 0 | 0 | 0
Abham / Exeter / Landulph 132kV | Totnes Bsp | Bulk Supply Point | 33 | Falling Short | Headroom (MW) | 19.6227 | 18.1119 | 17.491 | 16.713 | 15.8496 | 14.3809 | 12.262 | 8.2255 | 1.4413 | 0 | 0 | 0 | 0 | 0 | 0 | 0 | 0
Abham / Exeter / Landulph 132kV | Totnes Bsp | Bulk Supply Point | 33 | Leading the Way | Headroom (MW) | 19.6227 | 16.6835 | 13.559 | 5.1397 | 0 | 0 | 0 | 0 | 0 | 0 | 0 | 0 | 0 | 0 | 0 | 0 | 0
Abham / Exeter / Landulph 132kV | Totnes Bsp | Bulk Supply Point | 33 | System Transformation | Headroom (MW) | 19.6227 | 17.6538 | 16.329 | 13.5391 | 10.3591 | 5.3344 | 0 | 0 | 0 | 0 | 0 | 0 | 0 | 0 | 0 | 0 | 0
Alverdiscott / Indian Queens 132kV | Trebal | Primary Substation | 11 | Best View | Headroom (MW) | 5.1181 | 4.2388 | 3.4588 | 1.9547 | 0.55203 | 0 | 0 | 0 | 0 | 0 | 0 | 0 | 0 | 0 | 0 | 0 | 0
Alverdiscott / Indian Queens 132kV | Trebal | Primary Substation | 11 | Consumer Transformation | Headroom (MW) | 5.1181 | 4.0789 | 3.2815 | 0 | 0 | 0 | 0 | 0 | 0 | 0 | 0 | 0 | 0 | 0 | 0 | 0 | 0
Alverdiscott / Indian Queens 132kV | Trebal | Primary Substation | 11 | Falling Short | Headroom (MW) | 5.1181 | 4.6218 | 4.316 | 4.0036 | 3.7165 | 3.4845 | 2.9474 | 1.8371 | 0 | 0 | 0 | 0 | 0 | 0 | 0 | 0 | 0
Alverdiscott / Indian Queens 132kV | Trebal | Primary Substation | 11 | Leading the Way | Headroom (MW) | 5.1181 | 4.0849 | 0 | 0 | 0 | 0 | 0 | 0 | 0 | 0 | 0 | 0 | 0 | 0 | 0 | 0 | 0
Alverdiscott / Indian Queens 132kV | Trebal | Primary Substation | 11 | System Transformation | Headroom (MW) | 5.1181 | 4.3648 | 4.0027 | 3.2043 | 0 | 0 | 0 | 0 | 0 | 0 | 0 | 0 | 0 | 0 | 0 | 0 | 0
Bridgwater / Taunton 132kV | Trull | Primary Substation | 11 | Best View | Headroom (MW) | 0 | 0 | 0 | 0 | 0 | 0 | 0 | 0 | 0 | 0 | 0 | 0 | 0 | 0 | 0 | 0 | 0
Bridgwater / Taunton 132kV | Trull | Primary Substation | 11 | Consumer Transformation | Headroom (MW) | 0 | 0 | 0 | 0 | 0 | 0 | 0 | 0 | 0 | 0 | 0 | 0 | 0 | 0 | 0 | 0 | 0
Bridgwater / Taunton 132kV | Trull | Primary Substation | 11 | Falling Short | Headroom (MW) | 0 | 0 | 0 | 0 | 0 | 0 | 0 | 0 | 0 | 0 | 0 | 0 | 0 | 0 | 0 | 0 | 0
Bridgwater / Taunton 132kV | Trull | Primary Substation | 11 | Leading the Way | Headroom (MW) | 0 | 0 | 0 | 0 | 0 | 0 | 0 | 0 | 0 | 0 | 0 | 0 | 0 | 0 | 0 | 0 | 0
Bridgwater / Taunton 132kV | Trull | Primary Substation | 11 | System Transformation | Headroom (MW) | 0 | 0 | 0 | 0 | 0 | 0 | 0 | 0 | 0 | 0 | 0 | 0 | 0 | 0 | 0 | 0 | 0
Alverdiscott / Indian Queens 132kV | Truro Bsp | Bulk Supply Point | 33 | Best View | Headroom (MW) | 22.1187 | 21.633 | 21.1126 | 20.3186 | 19.5298 | 18.7242 | 17.9315 | 16.9362 | 15.6374 | 13.8175 | 11.6502 | 9.3934 | 6.6582 | 4.6233 | 1.1064 | 0 | 0
Alverdiscott / Indian Queens 132kV | Truro Bsp | Bulk Supply Point | 33 | Consumer Transformation | Headroom (MW) | 22.1187 | 21.4774 | 20.9363 | 19.6831 | 18.4511 | 16.716 | 14.8136 | 5.9752 | 2.935 | 0 | 0 | 0 | 0 | 0 | 0 | 0 | 0
Alverdiscott / Indian Queens 132kV | Truro Bsp | Bulk Supply Point | 33 | Falling Short | Headroom (MW) | 22.1187 | 21.8408 | 21.6046 | 21.4736 | 21.3043 | 21.0803 | 20.8052 | 20.299 | 19.4349 | 18.0677 | 16.321 | 14.4693 | 12.1689 | 10.5879 | 11.2669 | 7.7694 | 3.6198
Alverdiscott / Indian Queens 132kV | Truro Bsp | Bulk Supply Point | 33 | Leading the Way | Headroom (MW) | 22.1187 | 21.481 | 20.9239 | 19.6123 | 18.3674 | 10.0872 | 7.8997 | 4.9927 | 1.4315 | 0 | 0 | 0 | 0 | 0 | 0 | 0 | 0
Alverdiscott / Indian Queens 132kV | Truro Bsp | Bulk Supply Point | 33 | System Transformation | Headroom (MW) | 22.1187 | 21.6346 | 21.3713 | 20.9225 | 20.397 | 19.6864 | 18.866 | 17.5502 | 15.5278 | 12.9134 | 9.9368 | 7.0333 | 6.9647 | 0 | 0 | 0 | 0
Alverdiscott / Indian Queens 132kV | Truro Shortlanesend | Primary Substation | 11 | Best View | Headroom (MW) | 0 | 0 | 0 | 0 | 0 | 0 | 0 | 0 | 0 | 0 | 0 | 0 | 0 | 0 | 0 | 0 | 0
Alverdiscott / Indian Queens 132kV | Truro Shortlanesend | Primary Substation | 11 | Consumer Transformation | Headroom (MW) | 0 | 0 | 0 | 0 | 0 | 0 | 0 | 0 | 0 | 0 | 0 | 0 | 0 | 0 | 0 | 0 | 0
Alverdiscott / Indian Queens 132kV | Truro Shortlanesend | Primary Substation | 11 | Falling Short | Headroom (MW) | 0 | 0 | 0 | 0 | 0 | 0 | 0 | 0 | 0 | 0 | 0 | 0 | 0 | 0 | 0 | 0 | 0
Alverdiscott / Indian Queens 132kV | Truro Shortlanesend | Primary Substation | 11 | Leading the Way | Headroom (MW) | 0 | 0 | 0 | 0 | 0 | 0 | 0 | 0 | 0 | 0 | 0 | 0 | 0 | 0 | 0 | 0 | 0
Alverdiscott / Indian Queens 132kV | Truro Shortlanesend | Primary Substation | 11 | System Transformation | Headroom (MW) | 0 | 0 | 0 | 0 | 0 | 0 | 0 | 0 | 0 | 0 | 0 | 0 | 0 | 0 | 0 | 0 | 0
Alverdiscott / Indian Queens 132kV | Truro Treyew Road | Primary Substation | 11 | Best View | Headroom (MW) | 22.6987 | 22.2003 | 21.6663 | 20.8515 | 20.0419 | 19.2152 | 18.4017 | 17.3803 | 16.0474 | 14.1798 | 11.9557 | 9.6397 | 6.8328 | 4.7446 | 1.1354 | 0 | 0
Alverdiscott / Indian Queens 132kV | Truro Treyew Road | Primary Substation | 11 | Consumer Transformation | Headroom (MW) | 22.6987 | 22.0406 | 21.4853 | 20.1993 | 18.9349 | 17.1544 | 15.202 | 6.1319 | 3.012 | 0 | 0 | 0 | 0 | 0 | 0 | 0 | 0
Alverdiscott / Indian Queens 132kV | Truro Treyew Road | Primary Substation | 11 | Falling Short | Headroom (MW) | 22.6987 | 22.4136 | 22.1712 | 22.0367 | 21.863 | 21.6331 | 21.3508 | 20.8313 | 19.9445 | 18.5415 | 16.749 | 14.8487 | 12.488 | 10.8656 | 11.5624 | 7.9732 | 3.7147
Alverdiscott / Indian Queens 132kV | Truro Treyew Road | Primary Substation | 11 | Leading the Way | Headroom (MW) | 22.6987 | 22.0443 | 21.4726 | 20.1267 | 18.8491 | 10.3517 | 8.1068 | 5.1236 | 1.469 | 0 | 0 | 0 | 0 | 0 | 0 | 0 | 0
Alverdiscott / Indian Queens 132kV | Truro Treyew Road | Primary Substation | 11 | System Transformation | Headroom (MW) | 22.6987 | 22.2019 | 21.9318 | 21.4711 | 20.9319 | 20.2027 | 19.3607 | 18.0104 | 15.935 | 13.2521 | 10.1973 | 7.2177 | 7.1473 | 0 | 0 | 0 | 0
Alverdiscott / Indian Queens 132kV | Twelveheads. | Primary Substation | 11 | Best View | Headroom (MW) | 6.5924 | 6.4584 | 6.2304 | 6.0662 | 5.9117 | 5.7578 | 5.5945 | 5.4074 | 5.1694 | 4.8492 | 4.4722 | 4.0802 | 3.6099 | 3.26 | 1.2175 | 0 | 0
Alverdiscott / Indian Queens 132kV | Twelveheads. | Primary Substation | 11 | Consumer Transformation | Headroom (MW) | 6.5924 | 6.3115 | 6.2083 | 5.9843 | 5.7708 | 5.4689 | 5.1283 | 4.7153 | 3.2297 | 0 | 0 | 0 | 0 | 0 | 0 | 0 | 0
Alverdiscott / Indian Queens 132kV | Twelveheads. | Primary Substation | 11 | Falling Short | Headroom (MW) | 6.5924 | 6.5031 | 6.3353 | 6.3087 | 6.2781 | 6.2391 | 6.1836 | 6.0966 | 5.9457 | 5.7147 | 5.421 | 5.111 | 4.7287 | 4.4746 | 7.7941 | 7.2391 | 3.9832
Alverdiscott / Indian Queens 132kV | Twelveheads. | Primary Substation | 11 | Leading the Way | Headroom (MW) | 6.5924 | 6.3119 | 6.2073 | 5.9715 | 5.7569 | 5.4375 | 5.0501 | 4.5567 | 1.5752 | 0 | 0 | 0 | 0 | 0 | 0 | 0 | 0
Alverdiscott / Indian Queens 132kV | Twelveheads. | Primary Substation | 11 | System Transformation | Headroom (MW) | 6.5924 | 6.342 | 6.2878 | 6.2046 | 6.1146 | 5.9942 | 5.8474 | 5.627 | 5.3148 | 4.9137 | 4.46 | 4.0226 | 7.2664 | 0 | 0 | 0 | 0
Melksham | Twerton | Primary Substation | 6.6 | Best View | Headroom (MW) | 24.0818 | 23.9068 | 23.6887 | 23.2079 | 22.7916 | 22.5072 | 21.3311 | 21.0574 | 20.6958 | 20.43 | 20.1913 | 19.7845 | 19.3637 | 18.9247 | 15.9559 | 6.9997 | 0
Melksham | Twerton | Primary Substation | 6.6 | Consumer Transformation | Headroom (MW) | 24.0818 | 23.9126 | 23.7066 | 23.2364 | 22.818 | 22.5197 | 21.3646 | 21.0936 | 20.7311 | 20.4738 | 20.2521 | 19.8087 | 19.4122 | 19.0023 | 16.2724 | 8.7229 | 0
Melksham | Twerton | Primary Substation | 6.6 | Falling Short | Headroom (MW) | 24.0818 | 24.0138 | 23.9537 | 23.8878 | 23.8122 | 23.7354 | 23.6562 | 23.597 | 23.5236 | 23.5111 | 23.525 | 23.5119 | 23.5145 | 23.5288 | 23.6265 | 23.4268 | 22.8498
Melksham | Twerton | Primary Substation | 6.6 | Leading the Way | Headroom (MW) | 24.0818 | 23.9065 | 23.6893 | 23.1807 | 22.7583 | 22.4956 | 21.2814 | 20.9697 | 20.5696 | 20.2446 | 19.9204 | 19.4942 | 19.0507 | 18.5774 | 17.2631 | 4.0081 | 0
Melksham | Twerton | Primary Substation | 6.6 | System Transformation | Headroom (MW) | 24.0818 | 23.9763 | 23.8664 | 23.6841 | 23.4754 | 23.2416 | 23.0174 | 22.8549 | 22.6765 | 22.615 | 22.5909 | 22.4879 | 22.4151 | 22.3749 | 20.9221 | 21.1292 | 19.0365
Abham / Exeter / Landulph 132kV | Upton Valley | Primary Substation | 11 | Best View | Headroom (MW) | 21.916 | 21.7904 | 21.6123 | 21.22 | 20.8236 | 20.4261 | 20.0359 | 19.642 | 19.2766 | 18.9546 | 18.6388 | 18.3337 | 18.0283 | 17.5276 | 12.3943 | 1.1531 | 0
Abham / Exeter / Landulph 132kV | Upton Valley | Primary Substation | 11 | Consumer Transformation | Headroom (MW) | 21.916 | 21.7952 | 21.6266 | 21.2439 | 20.8524 | 20.4636 | 20.0885 | 19.6996 | 19.336 | 19.0215 | 18.696 | 18.2901 | 17.9565 | 17.4601 | 10.2211 | 0 | 0
Abham / Exeter / Landulph 132kV | Upton Valley | Primary Substation | 11 | Falling Short | Headroom (MW) | 21.916 | 21.8524 | 21.796 | 21.7327 | 21.6635 | 21.5911 | 21.5146 | 21.4344 | 21.3573 | 21.2905 | 21.23 | 21.179 | 21.138 | 21.1054 | 21.0689 | 20.9324 | 20.4808
Abham / Exeter / Landulph 132kV | Upton Valley | Primary Substation | 11 | Leading the Way | Headroom (MW) | 21.916 | 21.7902 | 21.6105 | 21.2003 | 20.7944 | 20.3856 | 19.9827 | 19.5856 | 19.1883 | 18.8166 | 18.449 | 18.094 | 17.5298 | 17.1589 | 0 | 0 | 0
Abham / Exeter / Landulph 132kV | Upton Valley | Primary Substation | 11 | System Transformation | Headroom (MW) | 21.916 | 21.8342 | 21.737 | 21.5831 | 21.4001 | 21.1911 | 20.9867 | 20.7838 | 20.5873 | 20.4175 | 20.2664 | 20.1344 | 20.0085 | 19.8827 | 18.9799 | 17.4465 | 12.9434
Alverdiscott / Indian Queens 132kV | Wadebridge | Primary Substation | 11 | Best View | Headroom (MW) | 0 | 0 | 0 | 0 | 0 | 0 | 0 | 0 | 0 | 0 | 0 | 0 | 0 | 0 | 0 | 0 | 0
Alverdiscott / Indian Queens 132kV | Wadebridge | Primary Substation | 11 | Consumer Transformation | Headroom (MW) | 0 | 0 | 0 | 0 | 0 | 0 | 0 | 0 | 0 | 0 | 0 | 0 | 0 | 0 | 0 | 0 | 0
Alverdiscott / Indian Queens 132kV | Wadebridge | Primary Substation | 11 | Falling Short | Headroom (MW) | 0 | 0 | 0 | 0 | 0 | 0 | 0 | 0 | 0 | 0 | 0 | 0 | 0 | 0 | 0 | 0 | 0
Alverdiscott / Indian Queens 132kV | Wadebridge | Primary Substation | 11 | Leading the Way | Headroom (MW) | 0 | 0 | 0 | 0 | 0 | 0 | 0 | 0 | 0 | 0 | 0 | 0 | 0 | 0 | 0 | 0 | 0
Alverdiscott / Indian Queens 132kV | Wadebridge | Primary Substation | 11 | System Transformation | Headroom (MW) | 0 | 0 | 0 | 0 | 0 | 0 | 0 | 0 | 0 | 0 | 0 | 0 | 0 | 0 | 0 | 0 | 0
Bridgwater / Taunton 132kV | Watchfield | Primary Substation | 11 | Best View | Headroom (MW) | 0 | 0 | 0 | 0 | 0 | 0 | 0 | 0 | 0 | 0 | 0 | 0 | 0 | 0 | 0 | 0 | 0
Bridgwater / Taunton 132kV | Watchfield | Primary Substation | 11 | Consumer Transformation | Headroom (MW) | 0 | 0 | 0 | 0 | 0 | 0 | 0 | 0 | 0 | 0 | 0 | 0 | 0 | 0 | 0 | 0 | 0
Bridgwater / Taunton 132kV | Watchfield | Primary Substation | 11 | Falling Short | Headroom (MW) | 0 | 0 | 0 | 0 | 0 | 0 | 0 | 0 | 0 | 0 | 0 | 0 | 0 | 0 | 0 | 0 | 0
Bridgwater / Taunton 132kV | Watchfield | Primary Substation | 11 | Leading the Way | Headroom (MW) | 0 | 0 | 0 | 0 | 0 | 0 | 0 | 0 | 0 | 0 | 0 | 0 | 0 | 0 | 0 | 0 | 0
Bridgwater / Taunton 132kV | Watchfield | Primary Substation | 11 | System Transformation | Headroom (MW) | 0 | 0 | 0 | 0 | 0 | 0 | 0 | 0 | 0 | 0 | 0 | 0 | 0 | 0 | 0 | 0 | 0
Axminster 132kV | Waterlake Primary | Primary Substation | 11 | Best View | Headroom (MW) | 7.3663 | 7.1873 | 6.958 | 6.4679 | 5.9841 | 5.4992 | 5.0814 | 4.6851 | 4.3021 | 3.8909 | 3.4722 | 2.9773 | 2.4485 | 1.9897 | 0 | 0 | 0
Axminster 132kV | Waterlake Primary | Primary Substation | 11 | Consumer Transformation | Headroom (MW) | 7.3663 | 7.1882 | 6.9619 | 6.4112 | 5.8227 | 5.1844 | 4.5931 | 3.9948 | 3.3853 | 2.7798 | 2.1548 | 1.3836 | 0.63714 | 0 | 0 | 0 | 0
Axminster 132kV | Waterlake Primary | Primary Substation | 11 | Falling Short | Headroom (MW) | 7.3663 | 7.2892 | 7.2368 | 7.1758 | 7.1162 | 7.0534 | 7.0273 | 6.9649 | 6.8845 | 6.7839 | 6.6624 | 6.517 | 6.3453 | 6.2382 | 6.0436 | 5.7393 | 5.0865
Axminster 132kV | Waterlake Primary | Primary Substation | 11 | Leading the Way | Headroom (MW) | 7.3663 | 7.1868 | 6.9504 | 6.3615 | 5.7555 | 5.0826 | 4.4242 | 3.7681 | 2.2632 | 1.549 | 0.78509 | 0 | 0 | 0 | 0 | 0 | 0
Axminster 132kV | Waterlake Primary | Primary Substation | 11 | System Transformation | Headroom (MW) | 7.3663 | 7.2651 | 7.1639 | 6.9735 | 6.7406 | 6.4574 | 6.2209 | 5.969 | 5.6953 | 5.4197 | 5.1313 | 4.7868 | 4.4233 | 3.7966 | 2.0809 | 0.38629 | 0
Bridgwater / Taunton 132kV | Wedmore | Primary Substation | 11 | Best View | Headroom (MW) | 3.8549 | 3.8137 | 3.7605 | 3.6375 | 3.5215 | 3.3982 | 3.2697 | 3.1135 | 2.9103 | 2.6354 | 1.974 | 0 | 0 | 0 | 0 | 0 | 0
Bridgwater / Taunton 132kV | Wedmore | Primary Substation | 11 | Consumer Transformation | Headroom (MW) | 3.8549 | 3.8143 | 3.763 | 3.64 | 3.5225 | 3.3384 | 3.1228 | 2.834 | 2.4526 | 0 | 0 | 0 | 0 | 0 | 0 | 0 | 0
Bridgwater / Taunton 132kV | Wedmore | Primary Substation | 11 | Falling Short | Headroom (MW) | 3.8549 | 3.8422 | 3.8325 | 3.8216 | 3.8046 | 3.78 | 3.7448 | 3.6791 | 3.561 | 3.3699 | 3.1179 | 2.8493 | 2.5006 | 2.2748 | 1.9696 | 0.049313 | 0
Bridgwater / Taunton 132kV | Wedmore | Primary Substation | 11 | Leading the Way | Headroom (MW) | 3.8549 | 3.8149 | 3.7631 | 3.6359 | 3.519 | 3.3112 | 3.0481 | 2.6713 | 0 | 0 | 0 | 0 | 0 | 0 | 0 | 0 | 0
Bridgwater / Taunton 132kV | Wedmore | Primary Substation | 11 | System Transformation | Headroom (MW) | 3.8549 | 3.8333 | 3.8082 | 3.7666 | 3.7166 | 3.6435 | 3.5461 | 3.3816 | 3.1225 | 2.7781 | 2.3776 | 0.12791 | 0 | 0 | 0 | 0 | 0
Bridgwater / Taunton 132kV | Wellington Primary | Primary Substation | 11 | Best View | Headroom (MW) | 0 | 0 | 0 | 0 | 0 | 0 | 0 | 0 | 0 | 0 | 0 | 0 | 0 | 0 | 0 | 0 | 0
Bridgwater / Taunton 132kV | Wellington Primary | Primary Substation | 11 | Consumer Transformation | Headroom (MW) | 0 | 0 | 0 | 0 | 0 | 0 | 0 | 0 | 0 | 0 | 0 | 0 | 0 | 0 | 0 | 0 | 0
Bridgwater / Taunton 132kV | Wellington Primary | Primary Substation | 11 | Falling Short | Headroom (MW) | 0 | 0 | 0 | 0 | 0 | 0 | 0 | 0 | 0 | 0 | 0 | 0 | 0 | 0 | 0 | 0 | 0
Bridgwater / Taunton 132kV | Wellington Primary | Primary Substation | 11 | Leading the Way | Headroom (MW) | 0 | 0 | 0 | 0 | 0 | 0 | 0 | 0 | 0 | 0 | 0 | 0 | 0 | 0 | 0 | 0 | 0
Bridgwater / Taunton 132kV | Wellington Primary | Primary Substation | 11 | System Transformation | Headroom (MW) | 0 | 0 | 0 | 0 | 0 | 0 | 0 | 0 | 0 | 0 | 0 | 0 | 0 | 0 | 0 | 0 | 0
Bridgwater / Taunton 132kV | Wellington Town | Primary Substation | 11 | Best View | Headroom (MW) | 0 | 0 | 0 | 0 | 0 | 0 | 0 | 0 | 0 | 0 | 0 | 0 | 0 | 0 | 0 | 0 | 0
Bridgwater / Taunton 132kV | Wellington Town | Primary Substation | 11 | Consumer Transformation | Headroom (MW) | 0 | 0 | 0 | 0 | 0 | 0 | 0 | 0 | 0 | 0 | 0 | 0 | 0 | 0 | 0 | 0 | 0
Bridgwater / Taunton 132kV | Wellington Town | Primary Substation | 11 | Falling Short | Headroom (MW) | 0 | 0 | 0 | 0 | 0 | 0 | 0 | 0 | 0 | 0 | 0 | 0 | 0 | 0 | 0 | 0 | 0
Bridgwater / Taunton 132kV | Wellington Town | Primary Substation | 11 | Leading the Way | Headroom (MW) | 0 | 0 | 0 | 0 | 0 | 0 | 0 | 0 | 0 | 0 | 0 | 0 | 0 | 0 | 0 | 0 | 0
Bridgwater / Taunton 132kV | Wellington Town | Primary Substation | 11 | System Transformation | Headroom (MW) | 0 | 0 | 0 | 0 | 0 | 0 | 0 | 0 | 0 | 0 | 0 | 0 | 0 | 0 | 0 | 0 | 0
Bridgwater / Taunton 132kV | Wells | Primary Substation | 11 | Best View | Headroom (MW) | 16.1705 | 16.0202 | 15.8373 | 15.4688 | 15.2042 | 15.0934 | 12.8023 | 11.6458 | 8.9609 | 5.669 | 1.8351 | 0 | 0 | 0 | 0 | 0 | 0
Bridgwater / Taunton 132kV | Wells | Primary Substation | 11 | Consumer Transformation | Headroom (MW) | 16.1705 | 16.0302 | 15.8582 | 15.4935 | 15.2209 | 14.1565 | 10.9453 | 7.4166 | 2.6017 | 0 | 0 | 0 | 0 | 0 | 0 | 0 | 0
Bridgwater / Taunton 132kV | Wells | Primary Substation | 11 | Falling Short | Headroom (MW) | 16.1705 | 16.1129 | 16.0628 | 16.004 | 15.9423 | 15.8703 | 15.8619 | 15.7442 | 15.5721 | 15.3448 | 15.1285 | 13.3783 | 10.0593 | 7.8454 | 4.7513 | 0.045842 | 0
Bridgwater / Taunton 132kV | Wells | Primary Substation | 11 | Leading the Way | Headroom (MW) | 16.1705 | 16.0243 | 15.843 | 15.4538 | 15.1901 | 12.8365 | 9.6877 | 5.2873 | 0 | 0 | 0 | 0 | 0 | 0 | 0 | 0 | 0
Bridgwater / Taunton 132kV | Wells | Primary Substation | 11 | System Transformation | Headroom (MW) | 16.1705 | 16.0886 | 15.9975 | 15.8444 | 15.6748 | 15.4824 | 15.3648 | 15.1626 | 12.87 | 9.1142 | 4.5788 | 0.1189 | 0 | 0 | 0 | 0 | 0
Iron Acton 132kV | Western Approach | Primary Substation | 11 | Best View | Headroom (MW) | 1.3873 | 1.0133 | 2.1358 | 3.1669 | 4.2114 | 4.8221 | 5.569 | 6.2468 | 6.9471 | 6.7623 | 6.4492 | 6.0986 | 5.5897 | 5.2436 | 8.3125 | 7.2099 | 5.5983
Iron Acton 132kV | Western Approach | Primary Substation | 11 | Consumer Transformation | Headroom (MW) | 1.3873 | 0.98695 | 2.0703 | 2.9874 | 3.9325 | 4.4334 | 5.047 | 5.5408 | 6.0397 | 5.5658 | 4.9697 | 4.3488 | 3.6015 | 6.0441 | 3.7649 | 0 | 0
Iron Acton 132kV | Western Approach | Primary Substation | 11 | Falling Short | Headroom (MW) | 1.3873 | 0.76592 | 1.5638 | 2.5865 | 3.42 | 4.1719 | 4.8829 | 5.4052 | 5.9276 | 5.9945 | 5.9468 | 5.8626 | 5.5859 | 5.4453 | 7.4497 | 6.3871 | 5.2112
Iron Acton 132kV | Western Approach | Primary Substation | 11 | Leading the Way | Headroom (MW) | 1.3873 | 1.0489 | 2.0762 | 3.1734 | 4.1445 | 4.9157 | 5.4813 | 5.7882 | 5.9948 | 5.2263 | 4.2622 | 3.2003 | 5.1278 | 4.3619 | 0 | 0 | 0
Iron Acton 132kV | Western Approach | Primary Substation | 11 | System Transformation | Headroom (MW) | 1.3873 | 1.0117 | 2.1288 | 3.1504 | 4.1849 | 4.7637 | 5.4505 | 6.0169 | 6.5749 | 6.1771 | 5.6537 | 5.1353 | 4.471 | 6.9723 | 5.4982 | 2.2473 | 2.0196
Sandford 132kV | Weston Bsp 132kv | Bulk Supply Point | 33 | Best View | Headroom (MW) | 32.67 | 31.5205 | 29.5775 | 24.6754 | 19.4148 | 14.3823 | 9.4027 | 4.3249 | 0 | 0 | 0 | 0 | 0 | 0 | 0 | 0 | 0
Sandford 132kV | Weston Bsp 132kv | Bulk Supply Point | 33 | Consumer Transformation | Headroom (MW) | 32.67 | 31.6277 | 29.8751 | 25.1559 | 20.0436 | 14.7126 | 9.157 | 2.8588 | 0 | 0 | 0 | 0 | 0 | 0 | 0 | 0 | 0
Sandford 132kV | Weston Bsp 132kv | Bulk Supply Point | 33 | Falling Short | Headroom (MW) | 32.67 | 32.3423 | 31.9876 | 31.4446 | 30.9804 | 30.3051 | 29.4625 | 28.3814 | 27.0752 | 24.7062 | 21.6527 | 18.3769 | 14.2268 | 11.5284 | 19.6238 | 13.3842 | 3.5286
Sandford 132kV | Weston Bsp 132kv | Bulk Supply Point | 33 | Leading the Way | Headroom (MW) | 32.67 | 31.5932 | 29.7676 | 24.6267 | 19.3128 | 13.4394 | 7.0901 | 0 | 0 | 0 | 0 | 0 | 0 | 0 | 0 | 0 | 0
Sandford 132kV | Weston Bsp 132kv | Bulk Supply Point | 33 | System Transformation | Headroom (MW) | 32.67 | 32.1769 | 31.4718 | 29.947 | 27.862 | 25.2997 | 22.4112 | 18.9871 | 15.1668 | 9.7046 | 3.5967 | 0 | 0 | 1.5025 | 0 | 0 | 0
Sandford 132kV | Weston Central | Primary Substation | 11 | Best View | Headroom (MW) | 12.9324 | 12.7206 | 12.4209 | 11.8397 | 11.261 | 10.6915 | 9.3606 | 4.3055 | 0 | 0 | 0 | 0 | 0 | 0 | 0 | 0 | 0
Sandford 132kV | Weston Central | Primary Substation | 11 | Consumer Transformation | Headroom (MW) | 12.9324 | 12.7362 | 12.4629 | 11.8933 | 11.3121 | 10.7535 | 9.1159 | 2.8459 | 0 | 0 | 0 | 0 | 0 | 0 | 0 | 0 | 0
Sandford 132kV | Weston Central | Primary Substation | 11 | Falling Short | Headroom (MW) | 12.9324 | 12.8291 | 12.7305 | 12.636 | 12.5312 | 12.4225 | 12.3122 | 12.1986 | 12.093 | 11.9976 | 11.9098 | 11.8408 | 11.7915 | 11.4767 | 11.807 | 11.7492 | 3.5128
Sandford 132kV | Weston Central | Primary Substation | 11 | Leading the Way | Headroom (MW) | 12.9324 | 12.7286 | 12.4412 | 11.8302 | 11.2385 | 10.6521 | 7.0583 | 0 | 0 | 0 | 0 | 0 | 0 | 0 | 0 | 0 | 0
Sandford 132kV | Weston Central | Primary Substation | 11 | System Transformation | Headroom (MW) | 12.9324 | 12.8051 | 12.6537 | 12.4224 | 12.1502 | 11.8472 | 11.5506 | 11.2766 | 11.0149 | 9.6611 | 3.5806 | 0 | 0 | 1.4957 | 0 | 0 | 0
Sandford 132kV | Weston Locking Rd | Primary Substation | 11 | Best View | Headroom (MW) | 22.1553 | 21.724 | 21.2179 | 20.2848 | 15.7614 | 14.3578 | 9.3867 | 4.3176 | 0 | 0 | 0 | 0 | 0 | 0 | 0 | 0 | 0
Sandford 132kV | Weston Locking Rd | Primary Substation | 11 | Consumer Transformation | Headroom (MW) | 22.1553 | 21.7433 | 21.2664 | 20.3368 | 15.7996 | 14.6876 | 9.1414 | 2.8539 | 0 | 0 | 0 | 0 | 0 | 0 | 0 | 0 | 0
Sandford 132kV | Weston Locking Rd | Primary Substation | 11 | Falling Short | Headroom (MW) | 22.1553 | 21.9794 | 21.8469 | 21.6943 | 21.5214 | 21.3215 | 21.1098 | 20.8818 | 20.9146 | 20.7273 | 20.4789 | 18.3457 | 14.2026 | 11.5088 | 19.5415 | 13.3615 | 3.5227
Sandford 132kV | Weston Locking Rd | Primary Substation | 11 | Leading the Way | Headroom (MW) | 22.1553 | 21.7317 | 21.2359 | 20.2681 | 15.7471 | 13.4166 | 7.0781 | 0 | 0 | 0 | 0 | 0 | 0 | 0 | 0 | 0 | 0
Sandford 132kV | Weston Locking Rd | Primary Substation | 11 | System Transformation | Headroom (MW) | 22.1553 | 21.9037 | 21.6612 | 21.2516 | 20.7535 | 20.2805 | 19.9823 | 15.8878 | 15.1411 | 9.6882 | 3.5906 | 0 | 0 | 1.4999 | 0 | 0 | 0
Abham / Exeter / Landulph 132kV | Weston Mill | Primary Substation | 11 | Best View | Headroom (MW) | 15.4063 | 15.2898 | 15.1522 | 14.903 | 14.7038 | 13.375 | 13.314 | 13.1481 | 12.9451 | 12.7235 | 12.483 | 12.1945 | 11.9383 | 11.6832 | 9.9969 | 7.531 | 4.6381
Abham / Exeter / Landulph 132kV | Weston Mill | Primary Substation | 11 | Consumer Transformation | Headroom (MW) | 15.4063 | 15.2921 | 15.1569 | 14.8821 | 14.6773 | 13.3639 | 13.232 | 12.9911 | 12.72 | 12.452 | 12.1843 | 11.8619 | 11.5804 | 11.2962 | 9.2698 | 0 | 0
Abham / Exeter / Landulph 132kV | Weston Mill | Primary Substation | 11 | Falling Short | Headroom (MW) | 15.4063 | 15.3592 | 15.3163 | 15.2717 | 15.2193 | 15.1656 | 15.1102 | 15.0574 | 15.0013 | 14.9505 | 14.9056 | 14.8699 | 14.8419 | 14.818 | 14.7577 | 14.6967 | 14.435
Abham / Exeter / Landulph 132kV | Weston Mill | Primary Substation | 11 | Leading the Way | Headroom (MW) | 15.4063 | 15.2887 | 15.1487 | 14.8552 | 14.6613 | 13.346 | 13.173 | 12.9154 | 12.6182 | 12.3166 | 12.008 | 11.7001 | 11.373 | 11.0224 | 8.6291 | 0 | 0
Abham / Exeter / Landulph 132kV | Weston Mill | Primary Substation | 11 | System Transformation | Headroom (MW) | 15.4063 | 15.3377 | 15.2655 | 15.1498 | 15.0153 | 14.8755 | 14.7567 | 14.6634 | 14.6057 | 13.4128 | 13.4013 | 13.3717 | 13.3316 | 13.2937 | 12.7675 | 11.632 | 9.9881
Seabank 132kV | Weston-In-Gordano | Primary Substation | 11 | Best View | Headroom (MW) | 5.8836 | 5.8127 | 5.7333 | 5.5795 | 5.4942 | 4.4781 | 4.3851 | 4.2224 | 3.9934 | 3.6976 | 3.3403 | 2.9625 | 2.512 | 2.1558 | 0 | 0 | 0
Seabank 132kV | Weston-In-Gordano | Primary Substation | 11 | Consumer Transformation | Headroom (MW) | 5.8836 | 5.8147 | 5.7383 | 5.5844 | 5.4955 | 4.4705 | 4.3376 | 4.0882 | 3.737 | 3.3079 | 2.8293 | 2.3231 | 0 | 0 | 0 | 0 | 0
Seabank 132kV | Weston-In-Gordano | Primary Substation | 11 | Falling Short | Headroom (MW) | 5.8836 | 5.859 | 5.8394 | 5.8193 | 5.7928 | 5.7602 | 5.7209 | 5.6668 | 5.5841 | 5.4919 | 4.5188 | 4.4416 | 4.2355 | 4.0766 | 3.8844 | 3.577 | 3.0932
Seabank 132kV | Weston-In-Gordano | Primary Substation | 11 | Leading the Way | Headroom (MW) | 5.8836 | 5.8132 | 5.7341 | 5.5721 | 5.4909 | 4.452 | 4.2718 | 3.9592 | 3.5375 | 3.012 | 2.4033 | 0 | 0 | 0 | 0 | 0 | 0
Seabank 132kV | Weston-In-Gordano | Primary Substation | 11 | System Transformation | Headroom (MW) | 5.8836 | 5.8436 | 5.8025 | 5.7367 | 5.6661 | 5.5865 | 5.5158 | 5.4701 | 4.4437 | 4.2186 | 3.8868 | 3.5385 | 3.1144 | 2.8608 | 2.0771 | 0 | 0
Sandford 132kV | Westwick | Primary Substation | 11 | Best View | Headroom (MW) | 0 | 0 | 0 | 0 | 0 | 0 | 0 | 0 | 0 | 0 | 0 | 0 | 0 | 0 | 0 | 0 | 0
Sandford 132kV | Westwick | Primary Substation | 11 | Consumer Transformation | Headroom (MW) | 0 | 0 | 0 | 0 | 0 | 0 | 0 | 0 | 0 | 0 | 0 | 0 | 0 | 0 | 0 | 0 | 0
Sandford 132kV | Westwick | Primary Substation | 11 | Falling Short | Headroom (MW) | 0 | 0 | 0 | 0 | 0 | 0 | 0 | 0 | 0 | 0 | 0 | 0 | 0 | 0 | 0 | 0 | 0
Sandford 132kV | Westwick | Primary Substation | 11 | Leading the Way | Headroom (MW) | 0 | 0 | 0 | 0 | 0 | 0 | 0 | 0 | 0 | 0 | 0 | 0 | 0 | 0 | 0 | 0 | 0
Sandford 132kV | Westwick | Primary Substation | 11 | System Transformation | Headroom (MW) | 0 | 0 | 0 | 0 | 0 | 0 | 0 | 0 | 0 | 0 | 0 | 0 | 0 | 0 | 0 | 0 | 0
Alverdiscott / Indian Queens 132kV | Wheal Reeth | Primary Substation | 11 | Best View | Headroom (MW) | 5.355 | 5.3117 | 5.2688 | 5.1851 | 5.0931 | 5.0026 | 4.9069 | 4.7845 | 4.6146 | 4.369 | 4.0601 | 3.74 | 3.3501 | 3.0732 | 0 | 0 | 0
Alverdiscott / Indian Queens 132kV | Wheal Reeth | Primary Substation | 11 | Consumer Transformation | Headroom (MW) | 5.355 | 5.3073 | 5.2495 | 5.1143 | 4.974 | 4.7558 | 4.5021 | 4.1815 | 3.7932 | 3.3231 | 0 | 0 | 0 | 0 | 0 | 0 | 0
Alverdiscott / Indian Queens 132kV | Wheal Reeth | Primary Substation | 11 | Falling Short | Headroom (MW) | 5.355 | 5.3352 | 5.3223 | 5.3082 | 5.2852 | 5.2552 | 5.2147 | 5.1427 | 5.0164 | 4.8134 | 4.5527 | 4.274 | 3.9309 | 3.7028 | 3.3035 | 2.9011 | 0
Alverdiscott / Indian Queens 132kV | Wheal Reeth | Primary Substation | 11 | Leading the Way | Headroom (MW) | 5.355 | 5.3086 | 5.2508 | 5.1109 | 4.9685 | 4.7351 | 4.4439 | 4.0423 | 3.5924 | 3.0295 | 0 | 0 | 0 | 0 | 0 | 0 | 0
Alverdiscott / Indian Queens 132kV | Wheal Reeth | Primary Substation | 11 | System Transformation | Headroom (MW) | 5.355 | 5.3246 | 5.2951 | 5.2456 | 5.1837 | 5.1004 | 4.9982 | 4.8248 | 4.565 | 4.2309 | 3.8465 | 3.472 | 3.0249 | 0 | 0 | 0 | 0
Alverdiscott / Indian Queens 132kV | Whiddon Down | Primary Substation | 11 | Best View | Headroom (MW) | 6.6091 | 6.5682 | 6.546 | 6.4989 | 6.4506 | 6.3959 | 6.3404 | 6.1689 | 6.0603 | 5.8624 | 5.6022 | 5.3249 | 0 | 0 | 0 | 0 | 0
Alverdiscott / Indian Queens 132kV | Whiddon Down | Primary Substation | 11 | Consumer Transformation | Headroom (MW) | 6.6091 | 6.5419 | 6.485 | 6.3612 | 6.1619 | 5.9918 | 5.7647 | 5.464 | 5.0784 | 0 | 0 | 0 | 0 | 0 | 0 | 0 | 0
Alverdiscott / Indian Queens 132kV | Whiddon Down | Primary Substation | 11 | Falling Short | Headroom (MW) | 6.6091 | 6.5703 | 6.5551 | 6.5403 | 6.5198 | 6.4906 | 6.4518 | 6.3855 | 6.1758 | 6.0356 | 5.7864 | 5.5156 | 5.1631 | 4.8495 | 0 | 0 | 0
Alverdiscott / Indian Queens 132kV | Whiddon Down | Primary Substation | 11 | Leading the Way | Headroom (MW) | 6.6091 | 6.5417 | 6.4833 | 6.3552 | 6.1576 | 5.9618 | 5.6866 | 5.2983 | 4.839 | 0 | 0 | 0 | 0 | 0 | 0 | 0 | 0
Alverdiscott / Indian Queens 132kV | Whiddon Down | Primary Substation | 11 | System Transformation | Headroom (MW) | 6.6091 | 6.56 | 6.5302 | 6.4816 | 6.4272 | 6.3556 | 6.1718 | 6.0408 | 5.783 | 5.4389 | 4.6988 | 0 | 0 | 0 | 0 | 0 | 0
Iron Acton 132kV | Whitchurch | Primary Substation | 11 | Best View | Headroom (MW) | 15.573 | 15.2716 | 14.9113 | 14.0661 | 13.2385 | 12.3591 | 11.4959 | 9.9992 | 8.3778 | 7.8622 | 7.1458 | 6.3152 | 5.3984 | 4.4999 | 0 | 0 | 0
Iron Acton 132kV | Whitchurch | Primary Substation | 11 | Consumer Transformation | Headroom (MW) | 15.573 | 15.2799 | 14.934 | 11.7338 | 10.9599 | 10.1854 | 8.4049 | 7.9046 | 7.0859 | 6.231 | 5.3591 | 4.3006 | 3.2686 | 2.3233 | 0 | 0 | 0
Iron Acton 132kV | Whitchurch | Primary Substation | 11 | Falling Short | Headroom (MW) | 15.573 | 15.4466 | 15.3323 | 15.2069 | 15.0759 | 14.9255 | 14.7564 | 13.7607 | 13.5515 | 13.3247 | 13.0818 | 12.8252 | 12.542 | 12.3462 | 12.027 | 11.5939 | 10.4337
Iron Acton 132kV | Whitchurch | Primary Substation | 11 | Leading the Way | Headroom (MW) | 15.573 | 15.2729 | 13.2889 | 11.644 | 10.8493 | 10.0463 | 8.3401 | 7.6083 | 6.6547 | 5.6243 | 4.5403 | 3.3999 | 2.2234 | 1.0949 | 0 | 0 | 0
Iron Acton 132kV | Whitchurch | Primary Substation | 11 | System Transformation | Headroom (MW) | 15.573 | 15.3939 | 15.2078 | 14.9048 | 14.5418 | 13.2851 | 12.8324 | 12.3492 | 11.8496 | 11.3642 | 10.9016 | 10.4415 | 10.0017 | 9.7857 | 7.2213 | 4.1218 | 0
Sandford 132kV | Winscombe | Primary Substation | 11 | Best View | Headroom (MW) | 18.8626 | 18.7753 | 18.5916 | 18.201 | 7.9324 | 3.2541 | 0 | 0 | 0 | 0 | 0 | 0 | 0 | 0 | 0 | 0 | 0
Sandford 132kV | Winscombe | Primary Substation | 11 | Consumer Transformation | Headroom (MW) | 18.8626 | 18.7859 | 18.613 | 18.2241 | 8.1736 | 2.9736 | 0 | 0 | 0 | 0 | 0 | 0 | 0 | 0 | 0 | 0 | 0
Sandford 132kV | Winscombe | Primary Substation | 11 | Falling Short | Headroom (MW) | 18.8626 | 18.8545 | 18.8058 | 18.7527 | 18.6942 | 18.0956 | 17.148 | 15.9422 | 13.9032 | 11.037 | 7.2879 | 3.3617 | 0 | 0 | 0 | 0 | 0
Sandford 132kV | Winscombe | Primary Substation | 11 | Leading the Way | Headroom (MW) | 18.8626 | 18.7853 | 18.6069 | 18.1935 | 7.6523 | 1.9717 | 0 | 0 | 0 | 0 | 0 | 0 | 0 | 0 | 0 | 0 | 0
Sandford 132kV | Winscombe | Primary Substation | 11 | System Transformation | Headroom (MW) | 18.8626 | 18.8486 | 18.7629 | 18.6166 | 15.6066 | 13.1121 | 10.323 | 6.918 | 1.8738 | 0 | 0 | 0 | 0 | 0 | 0 | 0 | 0
Iron Acton 132kV | Winterbourne | Primary Substation | 11 | Best View | Headroom (MW) | 15.1021 | 15.0183 | 14.9597 | 15.0018 | 15.1393 | 14.9254 | 13.1039 | 12.9536 | 12.886 | 12.8188 | 12.7762 | 12.6396 | 12.1837 | 11.903 | 10.0729 | 0.91933 | 0
Iron Acton 132kV | Winterbourne | Primary Substation | 11 | Consumer Transformation | Headroom (MW) | 15.1021 | 14.9748 | 12.9787 | 12.6582 | 12.3208 | 11.2814 | 10.191 | 8.8116 | 7.6653 | 6.5862 | 5.5636 | 4.2974 | 2.236 | 0 | 0 | 0 | 0
Iron Acton 132kV | Winterbourne | Primary Substation | 11 | Falling Short | Headroom (MW) | 15.1021 | 15.0411 | 14.9915 | 15.148 | 15.4394 | 15.4051 | 15.3859 | 15.2857 | 15.2506 | 15.1362 | 14.9994 | 14.8814 | 14.7728 | 14.7534 | 15.2964 | 14.769 | 12.6976
Iron Acton 132kV | Winterbourne | Primary Substation | 11 | Leading the Way | Headroom (MW) | 15.1021 | 14.9731 | 12.9673 | 12.6089 | 12.2286 | 11.0928 | 9.7899 | 8.1435 | 6.6057 | 5.1227 | 3.4843 | 1.4971 | 0 | 0 | 0 | 0 | 0
Iron Acton 132kV | Winterbourne | Primary Substation | 11 | System Transformation | Headroom (MW) | 15.1021 | 15.0134 | 14.9528 | 14.9686 | 15.0484 | 13.0927 | 12.956 | 12.4532 | 12.0169 | 11.5329 | 11.0682 | 10.537 | 9.68 | 9.2372 | 6.3721 | 1.5877 | 0
Abham / Exeter / Landulph 132kV | Witheridge | Primary Substation | 11 | Best View | Headroom (MW) | 0 | 0 | 0 | 0 | 0 | 0 | 0 | 0 | 0 | 0 | 0 | 0 | 0 | 0 | 0 | 0 | 0
Abham / Exeter / Landulph 132kV | Witheridge | Primary Substation | 11 | Consumer Transformation | Headroom (MW) | 0 | 0 | 0 | 0 | 0 | 0 | 0 | 0 | 0 | 0 | 0 | 0 | 0 | 0 | 0 | 0 | 0
Abham / Exeter / Landulph 132kV | Witheridge | Primary Substation | 11 | Falling Short | Headroom (MW) | 0 | 0 | 0 | 0 | 0 | 0 | 0 | 0 | 0 | 0 | 0 | 0 | 0 | 0 | 0 | 0 | 0
Abham / Exeter / Landulph 132kV | Witheridge | Primary Substation | 11 | Leading the Way | Headroom (MW) | 0 | 0 | 0 | 0 | 0 | 0 | 0 | 0 | 0 | 0 | 0 | 0 | 0 | 0 | 0 | 0 | 0
Abham / Exeter / Landulph 132kV | Witheridge | Primary Substation | 11 | System Transformation | Headroom (MW) | 0 | 0 | 0 | 0 | 0 | 0 | 0 | 0 | 0 | 0 | 0 | 0 | 0 | 0 | 0 | 0 | 0
Abham / Exeter / Landulph 132kV | Withycombe Raleigh | Primary Substation | 11 | Best View | Headroom (MW) | 13.5059 | 13.0754 | 12.5324 | 11.4323 | 10.3608 | 9.2898 | 8.2813 | 7.4619 | 6.4535 | 5.6014 | 4.8188 | 4.0395 | 3.0446 | 2.1845 | 0 | 0 | 0
Abham / Exeter / Landulph 132kV | Withycombe Raleigh | Primary Substation | 11 | Consumer Transformation | Headroom (MW) | 13.5059 | 13.0877 | 12.5706 | 11.3639 | 10.1455 | 8.8442 | 7.5647 | 6.358 | 4.8995 | 3.6825 | 2.4785 | 1.0348 | 0 | 0 | 0 | 0 | 0
Abham / Exeter / Landulph 132kV | Withycombe Raleigh | Primary Substation | 11 | Falling Short | Headroom (MW) | 13.5059 | 13.3474 | 13.2094 | 13.0971 | 12.954 | 12.7974 | 12.6227 | 12.5001 | 12.2365 | 12.034 | 11.814 | 11.632 | 11.4278 | 11.3843 | 11.5502 | 10.9032 | 9.24
Abham / Exeter / Landulph 132kV | Withycombe Raleigh | Primary Substation | 11 | Leading the Way | Headroom (MW) | 13.5059 | 13.0762 | 12.5349 | 11.2301 | 9.9804 | 8.6072 | 7.2123 | 5.9173 | 4.3064 | 2.7939 | 1.2004 | 0 | 0 | 0 | 0 | 0 | 0
Abham / Exeter / Landulph 132kV | Withycombe Raleigh | Primary Substation | 11 | System Transformation | Headroom (MW) | 13.5059 | 13.2566 | 12.9874 | 12.5688 | 12.0839 | 11.4872 | 10.8922 | 10.4167 | 9.6407 | 9.0812 | 8.5651 | 8.0927 | 7.4601 | 7.0454 | 4.0576 | 0 | 0
Bridgwater / Taunton 132kV | Wiveliscombe | Primary Substation | 11 | Best View | Headroom (MW) | 5.7682 | 5.699 | 5.7185 | 5.6159 | 5.4423 | 5.255 | 5.0367 | 4.7238 | 4.2832 | 3.6361 | 2.8344 | 1.9774 | 0.90416 | 0.081499 | 0 | 0 | 0
Bridgwater / Taunton 132kV | Wiveliscombe | Primary Substation | 11 | Consumer Transformation | Headroom (MW) | 5.7682 | 5.701 | 5.7201 | 5.5996 | 5.4067 | 5.0087 | 4.4914 | 3.7285 | 2.4603 | 0.82022 | 0 | 0 | 0 | 0 | 0 | 0 | 0
Bridgwater / Taunton 132kV | Wiveliscombe | Primary Substation | 11 | Falling Short | Headroom (MW) | 5.7682 | 5.7244 | 5.7802 | 5.8273 | 5.807 | 5.7687 | 5.7016 | 5.5443 | 5.2435 | 4.7308 | 4.0428 | 3.3023 | 2.3469 | 1.6417 | 0.55139 | 0 | 0
Bridgwater / Taunton 132kV | Wiveliscombe | Primary Substation | 11 | Leading the Way | Headroom (MW) | 5.7682 | 5.7081 | 5.7233 | 5.6077 | 5.4161 | 4.9508 | 4.3003 | 3.3042 | 1.7011 | 0 | 0 | 0 | 0 | 0 | 0 | 0 | 0
Bridgwater / Taunton 132kV | Wiveliscombe | Primary Substation | 11 | System Transformation | Headroom (MW) | 5.7682 | 5.7308 | 5.7914 | 5.7933 | 5.7127 | 5.5708 | 5.352 | 4.9094 | 4.0164 | 2.7988 | 1.3613 | 0 | 0 | 0 | 0 | 0 | 0
Abham / Exeter / Landulph 132kV | Woodbury | Primary Substation | 11 | Best View | Headroom (MW) | 7.3702 | 7.3109 | 7.2394 | 7.104 | 6.9839 | 6.879 | 6.7992 | 6.7563 | 5.6683 | 5.4986 | 4.8319 | 4.0504 | 3.0528 | 2.1904 | 0 | 0 | 0
Abham / Exeter / Landulph 132kV | Woodbury | Primary Substation | 11 | Consumer Transformation | Headroom (MW) | 7.3702 | 7.3111 | 7.2406 | 7.0881 | 6.9444 | 6.8025 | 5.6894 | 5.5242 | 4.9128 | 3.6925 | 2.4853 | 1.0376 | 0 | 0 | 0 | 0 | 0
Abham / Exeter / Landulph 132kV | Woodbury | Primary Substation | 11 | Falling Short | Headroom (MW) | 7.3702 | 7.3471 | 7.3276 | 7.3082 | 7.282 | 7.2482 | 7.2057 | 7.1346 | 7.0266 | 6.8794 | 6.7557 | 5.6999 | 5.5049 | 5.3164 | 5.0414 | 4.6059 | 4.0811
Abham / Exeter / Landulph 132kV | Woodbury | Primary Substation | 11 | Leading the Way | Headroom (MW) | 7.3702 | 7.3108 | 7.2396 | 7.0804 | 6.9378 | 6.789 | 5.6633 | 5.3848 | 4.318 | 2.8015 | 1.2037 | 0 | 0 | 0 | 0 | 0 | 0
Abham / Exeter / Landulph 132kV | Woodbury | Primary Substation | 11 | System Transformation | Headroom (MW) | 7.3702 | 7.3347 | 7.2973 | 7.2364 | 7.1697 | 7.0826 | 6.9836 | 6.8549 | 6.7518 | 5.599 | 5.2658 | 4.875 | 4.3757 | 4.0448 | 3.0818 | 0 | 0
Axminster 132kV | Woodcote Bsp | Bulk Supply Point | 33 | Best View | Headroom (MW) | 53.243 | 52.6772 | 51.9185 | 48.0164 | 46.8243 | 45.629 | 44.4791 | 43.2378 | 42.3645 | 41.0023 | 39.5431 | 38.062 | 36.4114 | 35.0117 | 27.9493 | 16.8459 | 0
Axminster 132kV | Woodcote Bsp | Bulk Supply Point | 33 | Consumer Transformation | Headroom (MW) | 53.243 | 52.5943 | 51.6765 | 47.176 | 45.2409 | 43.0852 | 40.8947 | 38.4995 | 36.2718 | 33.5307 | 30.6057 | 27.3346 | 24.0534 | 20.8337 | 0.15642 | 0 | 0
Axminster 132kV | Woodcote Bsp | Bulk Supply Point | 33 | Falling Short | Headroom (MW) | 53.243 | 52.9298 | 52.5811 | 49.6805 | 49.4877 | 49.3051 | 49.1184 | 48.8237 | 48.5236 | 47.968 | 47.2842 | 46.5556 | 45.6384 | 45.0135 | 43.9997 | 42.3037 | 39.5187
Axminster 132kV | Woodcote Bsp | Bulk Supply Point | 33 | Leading the Way | Headroom (MW) | 53.243 | 52.5856 | 51.6401 | 47.0297 | 45.0193 | 42.7536 | 40.3014 | 37.6336 | 29.7054 | 26.4112 | 22.5549 | 16.6441 | 10.8122 | 4.0132 | 0 | 0 | 0
Axminster 132kV | Woodcote Bsp | Bulk Supply Point | 33 | System Transformation | Headroom (MW) | 53.243 | 52.8312 | 52.306 | 48.9722 | 48.2373 | 47.3603 | 46.4088 | 45.2748 | 44.2765 | 42.733 | 41.0719 | 39.4674 | 37.6792 | 35.9677 | 29.5257 | 21.3974 | 7.4958
Iron Acton 132kV | Woodland Way | Primary Substation | 11 | Best View | Headroom (MW) | 25.3119 | 24.488 | 23.4394 | 21.195 | 18.9228 | 16.5548 | 15.1713 | 13.9361 | 12.0859 | 10.5657 | 9.1863 | 7.8927 | 6.5669 | 5.1109 | 0 | 0 | 0
Iron Acton 132kV | Woodland Way | Primary Substation | 11 | Consumer Transformation | Headroom (MW) | 25.3119 | 24.2111 | 22.7375 | 19.297 | 15.8105 | 12.4232 | 10.0331 | 7.5458 | 4.5077 | 1.7988 | 0 | 0 | 0 | 0 | 0 | 0 | 0
Iron Acton 132kV | Woodland Way | Primary Substation | 11 | Falling Short | Headroom (MW) | 25.3119 | 24.9098 | 24.4875 | 24.0665 | 23.5137 | 22.9494 | 23.0052 | 22.9435 | 22.5124 | 22.1543 | 21.8733 | 21.6956 | 21.6162 | 21.6217 | 21.8221 | 21.0823 | 16.7498
Iron Acton 132kV | Woodland Way | Primary Substation | 11 | Leading the Way | Headroom (MW) | 25.3119 | 24.173 | 22.6178 | 18.8651 | 15.2627 | 11.6554 | 9.1446 | 6.6828 | 3.4421 | 0.35354 | 0 | 0 | 0 | 0 | 0 | 0 | 0
Iron Acton 132kV | Woodland Way | Primary Substation | 11 | System Transformation | Headroom (MW) | 25.3119 | 24.6833 | 23.8847 | 22.6005 | 21.0536 | 19.3117 | 18.4522 | 17.6822 | 16.1326 | 14.8329 | 13.6914 | 12.7146 | 11.838 | 11.0711 | 4.0734 | 0 | 0
Abham / Exeter / Landulph 132kV | Yelverton | Primary Substation | 11 | Best View | Headroom (MW) | 9.6462 | 9.5312 | 9.5063 | 9.4364 | 9.3648 | 9.291 | 9.2222 | 9.1603 | 9.1061 | 9.0802 | 9.065 | 9.0598 | 9.0673 | 9.0533 | 8.7085 | 8.0329 | 6.9698
Abham / Exeter / Landulph 132kV | Yelverton | Primary Substation | 11 | Consumer Transformation | Headroom (MW) | 9.6462 | 9.4658 | 9.3522 | 9.0762 | 8.8095 | 8.5451 | 8.2969 | 8.0417 | 7.8045 | 7.5864 | 7.3786 | 7.1391 | 6.9297 | 6.7097 | 5.402 | 0 | 0
Abham / Exeter / Landulph 132kV | Yelverton | Primary Substation | 11 | Falling Short | Headroom (MW) | 9.6462 | 9.6195 | 9.5049 | 9.4789 | 9.4434 | 9.4067 | 9.3685 | 9.3291 | 9.2876 | 9.2521 | 9.2235 | 9.2017 | 9.187 | 9.1804 | 9.2414 | 9.2453 | 9.0615
Abham / Exeter / Landulph 132kV | Yelverton | Primary Substation | 11 | Leading the Way | Headroom (MW) | 9.6462 | 9.4624 | 9.3433 | 9.0481 | 8.7765 | 8.5059 | 8.25 | 8.0054 | 7.7681 | 7.5423 | 7.3233 | 7.11 | 6.9059 | 6.6832 | 5.2694 | 0 | 0
Abham / Exeter / Landulph 132kV | Yelverton | Primary Substation | 11 | System Transformation | Headroom (MW) | 9.6462 | 9.5059 | 9.4494 | 9.3516 | 9.2376 | 9.1076 | 8.9846 | 8.8671 | 8.7557 | 8.6575 | 8.5705 | 8.5002 | 8.4372 | 8.3835 | 7.9611 | 7.2973 | 6.4109