## Metadata
Data Dictionary
Column Heading | Description
Associated GSP Group | Name of the upstream Grid Supply Point (GSP) group which supplies the substation. Note that multiple GSPs can run in parallel so are therefore reported as groups.
Substation | Name of the substation for which the generation and demand headroom figures have been calculated.
Supply Level | Identifier for whether the substation is a Primary or a Bulk Supply Point. The definition is supplied in the 'NDP Methodology Report'.
Voltage Level (kV) | Voltage of the lower voltage side of the transformation at the substation.
Scenario | Identifier for one of the four Distribution Future Energy Scenarios (DFES) or Best View scenario the headroom figures refer to
Units | The units used to define the headroom available at each substation under each scenario and all of the years reported on (see below)
2022 | Defines the year snapshot for the headroom calculation, where the year refers to the end of the fiscal year
2023
2024
2025
2026
2027
2028
2029
2030
2031
2032
2033
2034
2035
2040
2045
2050

## Demand Headroom
Associated GSP Group | Substation | Supply Level | Voltage Level (kV) | Scenario | Units | 2022 | 2023 | 2024 | 2025 | 2026 | 2027 | 2028 | 2029 | 2030 | 2031 | 2032 | 2033 | 2034 | 2035 | 2040 | 2045 | 2050
Swansea North 132 kV | Aberaeron | Primary Substation | 11 | Best View | Headroom (MW) | 0 | 0 | 0 | 0 | 0 | 0 | 0 | 0 | 0 | 0 | 0 | 0 | 0 | 0 | 0 | 0 | 0
Swansea North 132 kV | Aberaeron | Primary Substation | 11 | Consumer Transformation | Headroom (MW) | 0 | 0 | 0 | 0 | 0 | 0 | 0 | 0 | 0 | 0 | 0 | 0 | 0 | 0 | 0 | 0 | 0
Swansea North 132 kV | Aberaeron | Primary Substation | 11 | Falling Short | Headroom (MW) | 0 | 0 | 0 | 0 | 0 | 0 | 0 | 0 | 0 | 0 | 0 | 0 | 0 | 0 | 0 | 0 | 0
Swansea North 132 kV | Aberaeron | Primary Substation | 11 | Leading the Way | Headroom (MW) | 0 | 0 | 0 | 0 | 0 | 0 | 0 | 0 | 0 | 0 | 0 | 0 | 0 | 0 | 0 | 0 | 0
Swansea North 132 kV | Aberaeron | Primary Substation | 11 | System Transformation | Headroom (MW) | 0 | 0 | 0 | 0 | 0 | 0 | 0 | 0 | 0 | 0 | 0 | 0 | 0 | 0 | 0 | 0 | 0
Swansea North 132 kV | Abercrave | Primary Substation | 11 | Best View | Headroom (MW) | 9.8567 | 9.8303 | 9.8249 | 9.8067 | 9.7862 | 9.7709 | 9.7617 | 9.7396 | 9.7098 | 9.6906 | 9.6692 | 9.645 | 9.6206 | 8.5185 | 0 | 0 | 0
Swansea North 132 kV | Abercrave | Primary Substation | 11 | Consumer Transformation | Headroom (MW) | 9.8567 | 9.8013 | 9.7582 | 9.7027 | 9.604 | 9.5474 | 9.4926 | 9.4436 | 8.7648 | 4.9127 | 2.1117 | 0.14367 | 0 | 0 | 0 | 0 | 0
Swansea North 132 kV | Abercrave | Primary Substation | 11 | Falling Short | Headroom (MW) | 9.8567 | 9.8353 | 9.8292 | 9.8229 | 9.7704 | 9.7426 | 9.7144 | 9.679 | 9.6491 | 9.5717 | 9.4986 | 9.4226 | 9.3539 | 9.2915 | 0 | 0 | 0
Swansea North 132 kV | Abercrave | Primary Substation | 11 | Leading the Way | Headroom (MW) | 9.8567 | 9.7658 | 9.7027 | 9.619 | 9.536 | 9.4833 | 9.4283 | 9.3688 | 5.9142 | 3.6752 | 2.04 | 0.91608 | 0.051145 | 0 | 0 | 0 | 0
Swansea North 132 kV | Abercrave | Primary Substation | 11 | System Transformation | Headroom (MW) | 9.8567 | 9.7949 | 9.7564 | 9.7048 | 9.6259 | 9.5733 | 9.5223 | 9.4643 | 9.3958 | 9.3334 | 9.2532 | 9.1851 | 9.1239 | 8.9213 | 0 | 0 | 0
Swansea North 132 kV | Aberdare | Primary Substation | 11 | Best View | Headroom (MW) | 6.2301 | 6.2059 | 5.7435 | 5.5605 | 5.3142 | 5.0587 | 4.7864 | 4.152 | 3.7652 | 3.2587 | 2.974 | 2.7385 | 2.3083 | 2.1826 | 0 | 0 | 0
Swansea North 132 kV | Aberdare | Primary Substation | 11 | Consumer Transformation | Headroom (MW) | 6.2301 | 6.1613 | 5.652 | 5.3031 | 4.4044 | 3.623 | 2.7668 | 1.855 | 0.94822 | 0 | 0 | 0 | 0 | 0 | 0 | 0 | 0
Swansea North 132 kV | Aberdare | Primary Substation | 11 | Falling Short | Headroom (MW) | 6.2301 | 6.1955 | 5.8818 | 5.7814 | 5.5834 | 5.3998 | 5.1577 | 4.8057 | 4.4748 | 3.8371 | 3.2992 | 2.7695 | 2.1371 | 1.6834 | 0 | 0 | 0
Swansea North 132 kV | Aberdare | Primary Substation | 11 | Leading the Way | Headroom (MW) | 6.2301 | 5.9077 | 5.1454 | 4.518 | 3.6486 | 2.8549 | 2.0257 | 0.78291 | 0 | 0 | 0 | 0 | 0 | 0 | 0 | 0 | 0
Swansea North 132 kV | Aberdare | Primary Substation | 11 | System Transformation | Headroom (MW) | 6.2301 | 6.1748 | 5.6764 | 5.4829 | 5.2846 | 5.0333 | 4.747 | 4.2114 | 3.7257 | 3.1268 | 2.7139 | 2.3776 | 1.9795 | 1.9806 | 0 | 0 | 0
Rassau 132 kV | Abergavenny | Bulk Supply Point | 66 | Best View | Headroom (MW) | 11.6078 | 11.0031 | 10.7985 | 10.3776 | 5.3546 | 0.43975 | 0 | 0 | 0 | 0 | 0 | 0 | 0 | 0 | 0 | 0 | 0
Rassau 132 kV | Abergavenny | Bulk Supply Point | 66 | Consumer Transformation | Headroom (MW) | 11.6078 | 10.6389 | 9.9808 | 8.3191 | 3.6147 | 0.36588 | 0 | 0 | 0 | 0 | 0 | 0 | 0 | 0 | 0 | 0 | 0
Rassau 132 kV | Abergavenny | Bulk Supply Point | 66 | Falling Short | Headroom (MW) | 11.6078 | 11.3097 | 11.5006 | 11.6703 | 10.1364 | 9.3174 | 8.0529 | 5.7981 | 4.2071 | 0.27483 | 0 | 0 | 0 | 0 | 0 | 0 | 0
Rassau 132 kV | Abergavenny | Bulk Supply Point | 66 | Leading the Way | Headroom (MW) | 11.6078 | 9.3088 | 7.4626 | 4.6929 | 0 | 0 | 0 | 0 | 0 | 0 | 0 | 0 | 0 | 0 | 0 | 0 | 0
Rassau 132 kV | Abergavenny | Bulk Supply Point | 66 | System Transformation | Headroom (MW) | 11.6078 | 11.0243 | 10.5558 | 10.1479 | 8.5249 | 6.3524 | 4.1383 | 0.42251 | 0 | 0 | 0 | 0 | 0 | 0 | 0 | 0 | 0
Rassau 132 kV | Abergavenny Primary | Primary Substation | 11 | Best View | Headroom (MW) | 8.2988 | 7.5897 | 7.3987 | 7.2867 | 6.738 | 5.5735 | 4.7272 | 2.1218 | 0.54803 | 0 | 0 | 0 | 0 | 0 | 0 | 0 | 0
Rassau 132 kV | Abergavenny Primary | Primary Substation | 11 | Consumer Transformation | Headroom (MW) | 8.2988 | 7.4519 | 7.1496 | 6.5397 | 4.9933 | 3.6093 | 1.9993 | 0.303 | 0 | 0 | 0 | 0 | 0 | 0 | 0 | 0 | 0
Rassau 132 kV | Abergavenny Primary | Primary Substation | 11 | Falling Short | Headroom (MW) | 8.2988 | 7.7531 | 7.6898 | 7.6545 | 7.2236 | 6.7185 | 6.1373 | 5.0889 | 4.4734 | 3.3067 | 2.0936 | 0 | 0 | 0 | 0 | 0 | 0
Rassau 132 kV | Abergavenny Primary | Primary Substation | 11 | Leading the Way | Headroom (MW) | 8.2988 | 6.9398 | 6.1815 | 5.1824 | 2.3663 | 0 | 0 | 0 | 0 | 0 | 0 | 0 | 0 | 0 | 0 | 0 | 0
Rassau 132 kV | Abergavenny Primary | Primary Substation | 11 | System Transformation | Headroom (MW) | 8.2988 | 7.5329 | 7.2634 | 7.0677 | 6.6712 | 5.656 | 4.9277 | 2.4066 | 0.80591 | 0 | 0 | 0 | 0 | 0 | 0 | 0 | 0
Swansea North 132 kV | Aberpergwm | Primary Substation | 11 | Best View | Headroom (MW) | 17.9592 | 17.9641 | 17.9825 | 17.9682 | 17.9392 | 17.8923 | 17.8647 | 17.8164 | 17.6915 | 17.5879 | 17.4862 | 17.4036 | 17.331 | 17.0504 | 0 | 0 | 0
Swansea North 132 kV | Aberpergwm | Primary Substation | 11 | Consumer Transformation | Headroom (MW) | 17.9592 | 17.9328 | 17.9055 | 17.8186 | 17.5684 | 17.3641 | 17.1735 | 16.9999 | 16.7702 | 9.8331 | 4.2268 | 0.28757 | 0 | 0 | 0 | 0 | 0
Swansea North 132 kV | Aberpergwm | Primary Substation | 11 | Falling Short | Headroom (MW) | 17.9592 | 17.9535 | 17.957 | 17.9459 | 17.917 | 17.8858 | 17.8601 | 17.8248 | 17.786 | 17.6737 | 17.5612 | 17.4553 | 17.346 | 17.2531 | 0 | 0 | 0
Swansea North 132 kV | Aberpergwm | Primary Substation | 11 | Leading the Way | Headroom (MW) | 17.9592 | 17.8486 | 17.7467 | 17.5818 | 17.3522 | 17.1469 | 16.9474 | 16.7427 | 11.8377 | 7.3563 | 4.0833 | 1.8336 | 0.10237 | 0 | 0 | 0 | 0
Swansea North 132 kV | Aberpergwm | Primary Substation | 11 | System Transformation | Headroom (MW) | 17.9592 | 17.9452 | 17.9164 | 17.8787 | 17.8313 | 17.7784 | 17.7286 | 17.6757 | 17.5866 | 17.4865 | 17.3662 | 17.277 | 17.2251 | 16.872 | 0 | 0 | 0
Rassau 132 kV | Abersychan | Primary Substation | 11 | Best View | Headroom (MW) | 5.6435 | 5.6598 | 5.6892 | 5.6665 | 5.1471 | 0.42271 | 0 | 0 | 0 | 0 | 0 | 0 | 0 | 0 | 0 | 0 | 0
Rassau 132 kV | Abersychan | Primary Substation | 11 | Consumer Transformation | Headroom (MW) | 5.6435 | 5.612 | 5.5983 | 5.4783 | 3.4746 | 0.35171 | 0 | 0 | 0 | 0 | 0 | 0 | 0 | 0 | 0 | 0 | 0
Rassau 132 kV | Abersychan | Primary Substation | 11 | Falling Short | Headroom (MW) | 5.6435 | 5.6437 | 5.672 | 5.6851 | 5.6322 | 5.5822 | 5.5105 | 5.4133 | 4.0441 | 0.26418 | 0 | 0 | 0 | 0 | 0 | 0 | 0
Rassau 132 kV | Abersychan | Primary Substation | 11 | Leading the Way | Headroom (MW) | 5.6435 | 5.4682 | 5.3166 | 4.5111 | 0 | 0 | 0 | 0 | 0 | 0 | 0 | 0 | 0 | 0 | 0 | 0 | 0
Rassau 132 kV | Abersychan | Primary Substation | 11 | System Transformation | Headroom (MW) | 5.6435 | 5.637 | 5.6144 | 5.5954 | 5.5442 | 5.466 | 3.978 | 0.40614 | 0 | 0 | 0 | 0 | 0 | 0 | 0 | 0 | 0
Rassau 132 kV | Abertillery | Primary Substation | 11 | Best View | Headroom (MW) | 5.2759 | 5.3229 | 5.373 | 5.3841 | 5.323 | 5.2449 | 5.0583 | 4.9588 | 4.8141 | 4.4772 | 4.2786 | 4.1209 | 3.9697 | 2.0955 | 0 | 0 | 0
Rassau 132 kV | Abertillery | Primary Substation | 11 | Consumer Transformation | Headroom (MW) | 5.2759 | 5.3007 | 5.309 | 5.2316 | 4.8795 | 4.5447 | 4.1146 | 3.848 | 3.5041 | 2.7847 | 0 | 0 | 0 | 0 | 0 | 0 | 0
Rassau 132 kV | Abertillery | Primary Substation | 11 | Falling Short | Headroom (MW) | 5.2759 | 5.2975 | 5.3418 | 5.3706 | 5.3231 | 5.2947 | 5.206 | 5.1549 | 5.0682 | 4.8036 | 4.5758 | 4.3454 | 4.1241 | 3.9174 | 0 | 0 | 0
Rassau 132 kV | Abertillery | Primary Substation | 11 | Leading the Way | Headroom (MW) | 5.2759 | 5.163 | 5.0556 | 4.8488 | 4.4986 | 4.1931 | 3.7935 | 3.4264 | 0 | 0 | 0 | 0 | 0 | 0 | 0 | 0 | 0
Rassau 132 kV | Abertillery | Primary Substation | 11 | System Transformation | Headroom (MW) | 5.2759 | 5.3054 | 5.3237 | 5.3226 | 5.2853 | 5.225 | 5.063 | 4.9626 | 4.8094 | 4.5189 | 4.2943 | 4.1113 | 3.985 | 3.9631 | 0 | 0 | 0
Upper Boat 132 kV | Abertysswg | Primary Substation | 11 | Best View | Headroom (MW) | 3.23 | 3.3019 | 3.3804 | 3.4234 | 3.2734 | 2.9574 | 2.6554 | 2.3383 | 1.8457 | 1.5008 | 1.1918 | 0.96096 | 0.80811 | 0.70678 | 0 | 0 | 0
Upper Boat 132 kV | Abertysswg | Primary Substation | 11 | Consumer Transformation | Headroom (MW) | 3.23 | 3.2702 | 3.3229 | 3.0505 | 2.1296 | 1.1481 | 0.14048 | 0 | 0 | 0 | 0 | 0 | 0 | 0 | 0 | 0 | 0
Upper Boat 132 kV | Abertysswg | Primary Substation | 11 | Falling Short | Headroom (MW) | 3.23 | 3.2739 | 3.3551 | 3.4298 | 3.3323 | 3.15 | 2.9795 | 2.7378 | 2.3896 | 1.8446 | 1.3221 | 0.81825 | 0.34819 | 0 | 0 | 0 | 0
Upper Boat 132 kV | Abertysswg | Primary Substation | 11 | Leading the Way | Headroom (MW) | 3.23 | 3.1319 | 2.9162 | 2.0944 | 1.1704 | 0.12687 | 0 | 0 | 0 | 0 | 0 | 0 | 0 | 0 | 0 | 0 | 0
Upper Boat 132 kV | Abertysswg | Primary Substation | 11 | System Transformation | Headroom (MW) | 3.23 | 3.2799 | 3.3288 | 3.3028 | 3.1308 | 2.7561 | 2.3775 | 1.969 | 1.302 | 0.91223 | 0.48241 | 0.14726 | 0 | 0 | 0 | 0 | 0
Cardiff East & Aberthaw 132 kV | Ashgrove | Primary Substation | 11 | Best View | Headroom (MW) | 2.5797 | 2.5809 | 2.5742 | 2.5203 | 2.4114 | 2.281 | 2.1443 | 2.0496 | 1.965 | 1.934 | 1.9086 | 1.9132 | 1.9557 | 2.0275 | 0.90329 | 0 | 0
Cardiff East & Aberthaw 132 kV | Ashgrove | Primary Substation | 11 | Consumer Transformation | Headroom (MW) | 2.5797 | 2.5267 | 2.45 | 2.2236 | 1.6442 | 1.1611 | 0.62206 | 0.20717 | 0 | 0 | 0 | 0 | 0 | 0 | 0 | 0 | 0
Cardiff East & Aberthaw 132 kV | Ashgrove | Primary Substation | 11 | Falling Short | Headroom (MW) | 2.5797 | 2.5513 | 2.521 | 2.4807 | 2.3483 | 2.2251 | 2.0788 | 1.9315 | 1.7702 | 1.5845 | 1.4069 | 1.2374 | 1.0689 | 0.94177 | 0 | 0 | 0
Cardiff East & Aberthaw 132 kV | Ashgrove | Primary Substation | 11 | Leading the Way | Headroom (MW) | 2.5797 | 2.3946 | 2.1832 | 1.8363 | 1.3256 | 0.84903 | 0.35173 | 0 | 0 | 0 | 0 | 0 | 0 | 0 | 0 | 0 | 0
Cardiff East & Aberthaw 132 kV | Ashgrove | Primary Substation | 11 | System Transformation | Headroom (MW) | 2.5797 | 2.5824 | 2.5446 | 2.4835 | 2.4028 | 2.2772 | 2.1258 | 1.9533 | 1.7679 | 1.6608 | 1.5363 | 1.4745 | 1.4765 | 1.6083 | 0.14347 | 0 | 0
Cardiff East & Aberthaw 132 kV | Barry Grid | Bulk Supply Point | 33 | Best View | Headroom (MW) | 30.957 | 30.6469 | 30.5406 | 30.2782 | 29.2468 | 28.2265 | 26.2556 | 24.6344 | 22.0525 | 19.8629 | 18.1584 | 16.1125 | 15.1122 | 14.3543 | 0 | 0 | 0
Cardiff East & Aberthaw 132 kV | Barry Grid | Bulk Supply Point | 33 | Consumer Transformation | Headroom (MW) | 30.957 | 30.2306 | 29.6688 | 28.44 | 25.0188 | 22.0415 | 18.1335 | 15.0291 | 10.6122 | 5.8175 | 2.3153 | 0 | 0 | 0 | 0 | 0 | 0
Cardiff East & Aberthaw 132 kV | Barry Grid | Bulk Supply Point | 33 | Falling Short | Headroom (MW) | 30.957 | 30.4913 | 30.2966 | 30.0804 | 29.0331 | 28.1295 | 25.9664 | 24.7068 | 22.187 | 20.3211 | 17.3983 | 14.8521 | 11.5638 | 9.252 | 0 | 0 | 0
Cardiff East & Aberthaw 132 kV | Barry Grid | Bulk Supply Point | 33 | Leading the Way | Headroom (MW) | 30.957 | 29.3404 | 27.9018 | 25.9035 | 22.5504 | 19.448 | 15.4431 | 11.406 | 7.618 | 4.8329 | 2.8491 | 1.6887 | 1.2781 | 1.2892 | 0 | 0 | 0
Cardiff East & Aberthaw 132 kV | Barry Grid | Bulk Supply Point | 33 | System Transformation | Headroom (MW) | 30.957 | 30.4027 | 29.8987 | 29.3999 | 28.2521 | 27.1248 | 25.0157 | 22.6516 | 20.4498 | 18.7655 | 16.5091 | 15.4697 | 14.7289 | 12.2689 | 0 | 0 | 0
Cardiff East & Aberthaw 132 kV | Barry Grid Primary | Primary Substation | 11 | Best View | Headroom (MW) | 9.4584 | 9.4417 | 9.4669 | 9.4675 | 9.2079 | 9.1395 | 9.0591 | 8.961 | 8.8351 | 8.6859 | 8.5823 | 8.5607 | 8.6099 | 8.7147 | 0 | 0 | 0
Cardiff East & Aberthaw 132 kV | Barry Grid Primary | Primary Substation | 11 | Consumer Transformation | Headroom (MW) | 9.4584 | 9.3867 | 9.352 | 9.2014 | 8.4438 | 8.0229 | 7.5783 | 7.2047 | 6.7498 | 5.7193 | 2.2763 | 0 | 0 | 0 | 0 | 0 | 0
Cardiff East & Aberthaw 132 kV | Barry Grid Primary | Primary Substation | 11 | Falling Short | Headroom (MW) | 9.4584 | 9.424 | 9.437 | 9.4662 | 9.2661 | 9.2288 | 9.1838 | 9.1005 | 9.0001 | 8.7552 | 8.516 | 8.2964 | 8.0899 | 7.921 | 0 | 0 | 0
Cardiff East & Aberthaw 132 kV | Barry Grid Primary | Primary Substation | 11 | Leading the Way | Headroom (MW) | 9.4584 | 9.1854 | 8.9758 | 8.6555 | 7.9334 | 7.5132 | 7.0727 | 6.3776 | 5.904 | 4.7513 | 2.801 | 1.6602 | 1.2566 | 1.2674 | 0 | 0 | 0
Cardiff East & Aberthaw 132 kV | Barry Grid Primary | Primary Substation | 11 | System Transformation | Headroom (MW) | 9.4584 | 9.4079 | 9.3991 | 9.3809 | 9.1363 | 9.0866 | 9.014 | 8.7008 | 8.5418 | 8.3804 | 8.2024 | 8.0915 | 8.0539 | 7.2603 | 0 | 0 | 0
Cardiff East & Aberthaw 132 kV | Birchgrove | Primary Substation | 11 | Best View | Headroom (MW) | 9.9499 | 9.9485 | 10.0103 | 10.0185 | 9.9793 | 9.8895 | 9.7801 | 9.6631 | 9.5476 | 9.4902 | 9.4559 | 9.4591 | 9.525 | 9.6268 | 7.8328 | 5.7649 | 3.4759
Cardiff East & Aberthaw 132 kV | Birchgrove | Primary Substation | 11 | Consumer Transformation | Headroom (MW) | 9.9499 | 9.8418 | 9.8002 | 9.5743 | 8.7763 | 8.1131 | 7.4023 | 6.85 | 6.157 | 5.4822 | 5.0617 | 4.9001 | 4.7825 | 4.7875 | 0 | 0 | 0
Cardiff East & Aberthaw 132 kV | Birchgrove | Primary Substation | 11 | Falling Short | Headroom (MW) | 9.9499 | 9.8989 | 9.9123 | 9.9379 | 9.8563 | 9.7547 | 9.6113 | 9.4186 | 9.1949 | 8.9213 | 8.6485 | 8.374 | 8.1256 | 7.9425 | 4.575 | 2.5667 | 0
Cardiff East & Aberthaw 132 kV | Birchgrove | Primary Substation | 11 | Leading the Way | Headroom (MW) | 9.9499 | 9.6196 | 9.357 | 8.9313 | 8.2373 | 7.605 | 6.9515 | 6.2469 | 5.578 | 5.1989 | 4.9753 | 4.9335 | 5.062 | 5.2938 | 0.56501 | 0.83227 | 0
Cardiff East & Aberthaw 132 kV | Birchgrove | Primary Substation | 11 | System Transformation | Headroom (MW) | 9.9499 | 9.909 | 9.902 | 9.8985 | 9.8594 | 9.778 | 9.6359 | 9.4432 | 9.1993 | 9.0512 | 8.888 | 8.8266 | 8.884 | 9.1127 | 6.571 | 5.5506 | 4.3731
Swansea North 132 kV | Bishopston | Primary Substation | 11 | Best View | Headroom (MW) | 5.6091 | 5.6132 | 5.6227 | 5.6163 | 5.6009 | 5.582 | 5.563 | 5.543 | 5.5269 | 5.5076 | 5.4954 | 5.4835 | 5.4848 | 5.4899 | 0 | 0 | 0
Swansea North 132 kV | Bishopston | Primary Substation | 11 | Consumer Transformation | Headroom (MW) | 5.6091 | 5.594 | 5.5842 | 5.5423 | 5.4311 | 5.3372 | 5.2345 | 5.154 | 5.061 | 4.9559 | 2.1271 | 0 | 0 | 0 | 0 | 0 | 0
Swansea North 132 kV | Bishopston | Primary Substation | 11 | Falling Short | Headroom (MW) | 5.6091 | 5.6049 | 5.6044 | 5.6044 | 5.5802 | 5.5573 | 5.5274 | 5.4941 | 5.457 | 5.3893 | 4.9139 | 4.8481 | 4.3732 | 4.3222 | 0 | 0 | 0
Swansea North 132 kV | Bishopston | Primary Substation | 11 | Leading the Way | Headroom (MW) | 5.6091 | 5.5684 | 5.5348 | 5.472 | 5.3677 | 5.277 | 5.1766 | 5.0724 | 4.9825 | 3.1845 | 0.5164 | 0 | 0 | 0 | 0 | 0 | 0
Swansea North 132 kV | Bishopston | Primary Substation | 11 | System Transformation | Headroom (MW) | 5.6091 | 5.5974 | 5.5872 | 5.5743 | 5.5452 | 5.5131 | 5.4766 | 5.433 | 5.3835 | 5.3408 | 5.2942 | 5.2608 | 5.2462 | 5.2654 | 0 | 0 | 0
Rassau 132 kV | Blaenavon | Primary Substation | 11 | Best View | Headroom (MW) | 8.2254 | 8.2584 | 8.2948 | 8.3184 | 5.2081 | 0.42772 | 0 | 0 | 0 | 0 | 0 | 0 | 0 | 0 | 0 | 0 | 0
Rassau 132 kV | Blaenavon | Primary Substation | 11 | Consumer Transformation | Headroom (MW) | 8.2254 | 8.2451 | 8.2783 | 8.0915 | 3.5158 | 0.35587 | 0 | 0 | 0 | 0 | 0 | 0 | 0 | 0 | 0 | 0 | 0
Rassau 132 kV | Blaenavon | Primary Substation | 11 | Falling Short | Headroom (MW) | 8.2254 | 8.2537 | 8.2982 | 8.3489 | 8.3119 | 8.3331 | 7.8327 | 5.6395 | 4.092 | 0.26731 | 0 | 0 | 0 | 0 | 0 | 0 | 0
Rassau 132 kV | Blaenavon | Primary Substation | 11 | Leading the Way | Headroom (MW) | 8.2254 | 8.1877 | 7.2584 | 4.5645 | 0 | 0 | 0 | 0 | 0 | 0 | 0 | 0 | 0 | 0 | 0 | 0 | 0
Rassau 132 kV | Blaenavon | Primary Substation | 11 | System Transformation | Headroom (MW) | 8.2254 | 8.2476 | 8.2919 | 8.3188 | 8.2734 | 6.1787 | 4.0251 | 0.41095 | 0 | 0 | 0 | 0 | 0 | 0 | 0 | 0 | 0
Swansea North 132 kV | Blaenporth | Primary Substation | 11 | Best View | Headroom (MW) | 0 | 0 | 0 | 0 | 0 | 0 | 0 | 0 | 0 | 0 | 0 | 0 | 0 | 0 | 0 | 0 | 0
Swansea North 132 kV | Blaenporth | Primary Substation | 11 | Consumer Transformation | Headroom (MW) | 0 | 0 | 0 | 0 | 0 | 0 | 0 | 0 | 0 | 0 | 0 | 0 | 0 | 0 | 0 | 0 | 0
Swansea North 132 kV | Blaenporth | Primary Substation | 11 | Falling Short | Headroom (MW) | 0 | 0 | 0 | 0 | 0 | 0 | 0 | 0 | 0 | 0 | 0 | 0 | 0 | 0 | 0 | 0 | 0
Swansea North 132 kV | Blaenporth | Primary Substation | 11 | Leading the Way | Headroom (MW) | 0 | 0 | 0 | 0 | 0 | 0 | 0 | 0 | 0 | 0 | 0 | 0 | 0 | 0 | 0 | 0 | 0
Swansea North 132 kV | Blaenporth | Primary Substation | 11 | System Transformation | Headroom (MW) | 0 | 0 | 0 | 0 | 0 | 0 | 0 | 0 | 0 | 0 | 0 | 0 | 0 | 0 | 0 | 0 | 0
Cardiff East & Aberthaw 132 kV | Boverton | Primary Substation | 11 | Best View | Headroom (MW) | 8.9568 | 8.9244 | 8.807 | 8.6947 | 8.5374 | 8.3636 | 7.818 | 7.2636 | 6.5851 | 6.0322 | 5.7064 | 5.5296 | 5.3978 | 5.3156 | 0 | 0 | 0
Cardiff East & Aberthaw 132 kV | Boverton | Primary Substation | 11 | Consumer Transformation | Headroom (MW) | 8.9568 | 8.8875 | 8.7239 | 8.4725 | 7.9766 | 7.5247 | 6.6897 | 5.9109 | 4.9545 | 3.4137 | 1.3586 | 0 | 0 | 0 | 0 | 0 | 0
Cardiff East & Aberthaw 132 kV | Boverton | Primary Substation | 11 | Falling Short | Headroom (MW) | 8.9568 | 8.9004 | 8.8048 | 8.697 | 8.5305 | 8.3834 | 7.9393 | 7.546 | 7.0828 | 6.5677 | 6.1451 | 5.7505 | 5.3725 | 5.0254 | 0 | 0 | 0
Cardiff East & Aberthaw 132 kV | Boverton | Primary Substation | 11 | Leading the Way | Headroom (MW) | 8.9568 | 8.7914 | 8.4947 | 8.1404 | 7.6325 | 7.1562 | 6.2546 | 5.3967 | 4.4703 | 2.8359 | 1.6719 | 0.99092 | 0.75001 | 0.75648 | 0 | 0 | 0
Cardiff East & Aberthaw 132 kV | Boverton | Primary Substation | 11 | System Transformation | Headroom (MW) | 8.9568 | 8.8971 | 8.7174 | 8.536 | 8.3368 | 8.1356 | 7.5449 | 6.9437 | 6.2063 | 5.636 | 5.2676 | 5.0453 | 4.8704 | 4.2525 | 0 | 0 | 0
Pembroke 132 kV | Brawdy | Primary Substation | 11 | Best View | Headroom (MW) | 1.7567 | 0 | 0 | 0 | 0 | 0 | 0 | 0 | 0 | 0 | 0 | 0 | 0 | 0 | 0 | 0 | 0
Pembroke 132 kV | Brawdy | Primary Substation | 11 | Consumer Transformation | Headroom (MW) | 1.7567 | 0 | 0 | 0 | 0 | 0 | 0 | 0 | 0 | 0 | 0 | 0 | 0 | 0 | 0 | 0 | 0
Pembroke 132 kV | Brawdy | Primary Substation | 11 | Falling Short | Headroom (MW) | 1.7567 | 0 | 0 | 0 | 0 | 0 | 0 | 0 | 0 | 0 | 0 | 0 | 0 | 0 | 0 | 0 | 0
Pembroke 132 kV | Brawdy | Primary Substation | 11 | Leading the Way | Headroom (MW) | 1.7567 | 0 | 0 | 0 | 0 | 0 | 0 | 0 | 0 | 0 | 0 | 0 | 0 | 0 | 0 | 0 | 0
Pembroke 132 kV | Brawdy | Primary Substation | 11 | System Transformation | Headroom (MW) | 1.7567 | 0 | 0 | 0 | 0 | 0 | 0 | 0 | 0 | 0 | 0 | 0 | 0 | 0 | 0 | 0 | 0
Rassau 132 kV | Brecon | Primary Substation | 11 | Best View | Headroom (MW) | 3.5954 | 3.5849 | 3.6372 | 3.636 | 3.5198 | 0.41335 | 0 | 0 | 0 | 0 | 0 | 0 | 0 | 0 | 0 | 0 | 0
Rassau 132 kV | Brecon | Primary Substation | 11 | Consumer Transformation | Headroom (MW) | 3.5954 | 3.5376 | 3.534 | 3.4131 | 3.0225 | 0.34392 | 0 | 0 | 0 | 0 | 0 | 0 | 0 | 0 | 0 | 0 | 0
Rassau 132 kV | Brecon | Primary Substation | 11 | Falling Short | Headroom (MW) | 3.5954 | 3.6261 | 3.7027 | 3.7812 | 3.6938 | 3.6378 | 3.3089 | 3.2076 | 3.0788 | 0.25833 | 0 | 0 | 0 | 0 | 0 | 0 | 0
Rassau 132 kV | Brecon | Primary Substation | 11 | Leading the Way | Headroom (MW) | 3.5954 | 3.4056 | 3.2705 | 3.0233 | 0 | 0 | 0 | 0 | 0 | 0 | 0 | 0 | 0 | 0 | 0 | 0 | 0
Rassau 132 kV | Brecon | Primary Substation | 11 | System Transformation | Headroom (MW) | 3.5954 | 3.5983 | 3.6018 | 3.6115 | 3.5257 | 3.1325 | 3.0027 | 0.39714 | 0 | 0 | 0 | 0 | 0 | 0 | 0 | 0 | 0
Swansea North 132 kV | Bridell | Primary Substation | 11 | Best View | Headroom (MW) | 0 | 0 | 0 | 0 | 0 | 0 | 0 | 0 | 0 | 0 | 0 | 0 | 0 | 0 | 0 | 0 | 0
Swansea North 132 kV | Bridell | Primary Substation | 11 | Consumer Transformation | Headroom (MW) | 0 | 0 | 0 | 0 | 0 | 0 | 0 | 0 | 0 | 0 | 0 | 0 | 0 | 0 | 0 | 0 | 0
Swansea North 132 kV | Bridell | Primary Substation | 11 | Falling Short | Headroom (MW) | 0 | 0 | 0 | 0 | 0 | 0 | 0 | 0 | 0 | 0 | 0 | 0 | 0 | 0 | 0 | 0 | 0
Swansea North 132 kV | Bridell | Primary Substation | 11 | Leading the Way | Headroom (MW) | 0 | 0 | 0 | 0 | 0 | 0 | 0 | 0 | 0 | 0 | 0 | 0 | 0 | 0 | 0 | 0 | 0
Swansea North 132 kV | Bridell | Primary Substation | 11 | System Transformation | Headroom (MW) | 0 | 0 | 0 | 0 | 0 | 0 | 0 | 0 | 0 | 0 | 0 | 0 | 0 | 0 | 0 | 0 | 0
Pyle 132 kV | Bridgend Grid | Bulk Supply Point | 33 | Best View | Headroom (MW) | 7.9572 | 7.9559 | 8.0908 | 8.1665 | 7.3312 | 5.6457 | 3.611 | 0.82283 | 0 | 0 | 0 | 0 | 0 | 0 | 0 | 0 | 0
Pyle 132 kV | Bridgend Grid | Bulk Supply Point | 33 | Consumer Transformation | Headroom (MW) | 7.9572 | 7.7703 | 7.7235 | 2.2318 | 0.92433 | 0 | 0 | 0 | 0 | 0 | 0 | 0 | 0 | 0 | 0 | 0 | 0
Pyle 132 kV | Bridgend Grid | Bulk Supply Point | 33 | Falling Short | Headroom (MW) | 7.9572 | 7.8671 | 7.9802 | 8.1129 | 7.959 | 7.3306 | 6.3905 | 5.1114 | 3.5735 | 1.3742 | 0 | 0 | 0 | 0 | 0 | 0 | 0
Pyle 132 kV | Bridgend Grid | Bulk Supply Point | 33 | Leading the Way | Headroom (MW) | 7.9572 | 7.2722 | 1.6712 | 0.96274 | 0 | 0 | 0 | 0 | 0 | 0 | 0 | 0 | 0 | 0 | 0 | 0 | 0
Pyle 132 kV | Bridgend Grid | Bulk Supply Point | 33 | System Transformation | Headroom (MW) | 7.9572 | 7.8837 | 7.9349 | 8.004 | 2.7926 | 2.1075 | 0.88766 | 0 | 0 | 0 | 0 | 0 | 0 | 0 | 0 | 0 | 0
Pyle 132 kV | Bridgend Trading Estate | Primary Substation | 11 | Best View | Headroom (MW) | 7.905 | 7.9038 | 8.0378 | 8.113 | 7.2831 | 5.6087 | 3.5873 | 0.81743 | 0 | 0 | 0 | 0 | 0 | 0 | 0 | 0 | 0
Pyle 132 kV | Bridgend Trading Estate | Primary Substation | 11 | Consumer Transformation | Headroom (MW) | 7.905 | 7.7193 | 7.6729 | 2.2171 | 0.91827 | 0 | 0 | 0 | 0 | 0 | 0 | 0 | 0 | 0 | 0 | 0 | 0
Pyle 132 kV | Bridgend Trading Estate | Primary Substation | 11 | Falling Short | Headroom (MW) | 7.905 | 7.8155 | 7.9279 | 8.0597 | 7.9068 | 7.2825 | 6.3486 | 5.0779 | 3.5501 | 1.3652 | 0 | 0 | 0 | 0 | 0 | 0 | 0
Pyle 132 kV | Bridgend Trading Estate | Primary Substation | 11 | Leading the Way | Headroom (MW) | 7.905 | 7.2246 | 1.6602 | 0.95643 | 0 | 0 | 0 | 0 | 0 | 0 | 0 | 0 | 0 | 0 | 0 | 0 | 0
Pyle 132 kV | Bridgend Trading Estate | Primary Substation | 11 | System Transformation | Headroom (MW) | 7.905 | 7.832 | 7.8829 | 7.9515 | 2.7743 | 2.0936 | 0.88184 | 0 | 0 | 0 | 0 | 0 | 0 | 0 | 0 | 0 | 0
Swansea North 132 kV | Britton Ferry Primary | Primary Substation | 11 | Best View | Headroom (MW) | 11.5373 | 11.5516 | 11.5839 | 11.5964 | 11.5926 | 11.5825 | 11.5528 | 11.5119 | 11.4836 | 11.4351 | 11.3978 | 11.3784 | 11.3734 | 11.3796 | 10.9072 | 8.274 | 1.646
Swansea North 132 kV | Britton Ferry Primary | Primary Substation | 11 | Consumer Transformation | Headroom (MW) | 11.5373 | 11.5339 | 11.5399 | 11.4931 | 11.2734 | 11.0916 | 10.8828 | 10.6997 | 10.5026 | 10.2386 | 10.0503 | 9.3446 | 7.9902 | 5.9775 | 0 | 0 | 0
Swansea North 132 kV | Britton Ferry Primary | Primary Substation | 11 | Falling Short | Headroom (MW) | 11.5373 | 11.543 | 11.5727 | 11.5986 | 11.599 | 11.5975 | 11.5863 | 11.5571 | 11.5333 | 11.4484 | 11.3749 | 11.3051 | 11.2339 | 11.1702 | 10.0348 | 0.8741 | 0
Swansea North 132 kV | Britton Ferry Primary | Primary Substation | 11 | Leading the Way | Headroom (MW) | 11.5373 | 11.4661 | 11.4054 | 11.2946 | 11.0843 | 10.8898 | 10.4074 | 10.1753 | 9.3218 | 6.1768 | 4.0031 | 2.9785 | 1.5165 | 1.529 | 0 | 0 | 0
Swansea North 132 kV | Britton Ferry Primary | Primary Substation | 11 | System Transformation | Headroom (MW) | 11.5373 | 11.5436 | 11.5523 | 11.5611 | 11.5585 | 11.5362 | 11.4987 | 11.4446 | 11.3952 | 11.3376 | 11.2735 | 11.2361 | 11.22 | 11.2601 | 6.5815 | 0 | 0
Cardiff East & Aberthaw 132 kV | Broad St.Barry | Primary Substation | 11 | Best View | Headroom (MW) | 13.5184 | 13.5747 | 13.7013 | 13.7814 | 13.6849 | 13.3951 | 13.0271 | 12.8468 | 12.6263 | 12.4136 | 12.232 | 12.123 | 12.0818 | 12.0864 | 0 | 0 | 0
Cardiff East & Aberthaw 132 kV | Broad St.Barry | Primary Substation | 11 | Consumer Transformation | Headroom (MW) | 13.5184 | 13.4699 | 13.4879 | 13.3592 | 12.6701 | 11.912 | 11.1051 | 10.619 | 9.9937 | 5.7226 | 2.2775 | 0 | 0 | 0 | 0 | 0 | 0
Cardiff East & Aberthaw 132 kV | Broad St.Barry | Primary Substation | 11 | Falling Short | Headroom (MW) | 13.5184 | 13.5377 | 13.6379 | 13.762 | 13.6936 | 13.4767 | 13.2336 | 13.1328 | 12.9753 | 12.6929 | 12.4055 | 12.1157 | 11.3751 | 9.101 | 0 | 0 | 0
Cardiff East & Aberthaw 132 kV | Broad St.Barry | Primary Substation | 11 | Leading the Way | Headroom (MW) | 13.5184 | 13.2051 | 12.9948 | 12.6474 | 12.0455 | 11.2528 | 10.4774 | 9.8857 | 7.4936 | 4.754 | 2.8026 | 1.6611 | 1.2573 | 1.2681 | 0 | 0 | 0
Cardiff East & Aberthaw 132 kV | Broad St.Barry | Primary Substation | 11 | System Transformation | Headroom (MW) | 13.5184 | 13.5446 | 13.6106 | 13.7199 | 13.7311 | 13.5291 | 13.2417 | 13.1184 | 12.9242 | 12.7047 | 12.4509 | 12.242 | 12.1008 | 12.0686 | 0 | 0 | 0
Pembroke 132 kV | Broadfield | Primary Substation | 11 | Best View | Headroom (MW) | 12.3598 | 12.2302 | 0 | 0 | 0 | 0 | 0 | 0 | 0 | 0 | 0 | 0 | 0 | 0 | 0 | 0 | 0
Pembroke 132 kV | Broadfield | Primary Substation | 11 | Consumer Transformation | Headroom (MW) | 12.3598 | 12.1751 | 12.1179 | 0 | 0 | 0 | 0 | 0 | 0 | 0 | 0 | 0 | 0 | 0 | 0 | 0 | 0
Pembroke 132 kV | Broadfield | Primary Substation | 11 | Falling Short | Headroom (MW) | 12.3598 | 12.323 | 12.4328 | 11.9299 | 11.7655 | 8.5402 | 3.8357 | 1.3666 | 0 | 0 | 0 | 0 | 0 | 0 | 0 | 0 | 0
Pembroke 132 kV | Broadfield | Primary Substation | 11 | Leading the Way | Headroom (MW) | 12.3598 | 11.9568 | 0 | 0 | 0 | 0 | 0 | 0 | 0 | 0 | 0 | 0 | 0 | 0 | 0 | 0 | 0
Pembroke 132 kV | Broadfield | Primary Substation | 11 | System Transformation | Headroom (MW) | 12.3598 | 12.2401 | 12.2368 | 6.8329 | 0 | 0 | 0 | 0 | 0 | 0 | 0 | 0 | 0 | 0 | 0 | 0 | 0
Rassau 132 kV | Brynmawr | Primary Substation | 11 | Best View | Headroom (MW) | 7.4215 | 7.4057 | 7.4023 | 7.3588 | 7.2536 | 7.1357 | 6.9834 | 6.8169 | 6.6021 | 6.2221 | 5.9595 | 5.7411 | 5.5418 | 2.1395 | 0 | 0 | 0
Rassau 132 kV | Brynmawr | Primary Substation | 11 | Consumer Transformation | Headroom (MW) | 7.4215 | 7.3767 | 7.3274 | 7.1765 | 6.7259 | 6.3347 | 5.9075 | 5.5514 | 5.0989 | 4.3228 | 0 | 0 | 0 | 0 | 0 | 0 | 0
Rassau 132 kV | Brynmawr | Primary Substation | 11 | Falling Short | Headroom (MW) | 7.4215 | 7.3995 | 7.3842 | 7.352 | 7.271 | 7.2076 | 7.1408 | 7.0224 | 6.8815 | 6.5613 | 6.2852 | 5.9851 | 5.7103 | 5.4561 | 0 | 0 | 0
Rassau 132 kV | Brynmawr | Primary Substation | 11 | Leading the Way | Headroom (MW) | 7.4215 | 7.2409 | 7.0642 | 6.778 | 6.3576 | 5.9746 | 5.5933 | 5.1276 | 0 | 0 | 0 | 0 | 0 | 0 | 0 | 0 | 0
Rassau 132 kV | Brynmawr | Primary Substation | 11 | System Transformation | Headroom (MW) | 7.4215 | 7.399 | 7.3341 | 7.2678 | 7.161 | 7.0494 | 6.9216 | 6.7406 | 6.5367 | 6.1948 | 5.8762 | 5.6318 | 5.4562 | 5.3994 | 0 | 0 | 0
Rassau 132 kV | Builth Wells | Primary Substation | 11 | Best View | Headroom (MW) | 6.0197 | 5.9666 | 5.9779 | 5.9806 | 4.956 | 0.40702 | 0 | 0 | 0 | 0 | 0 | 0 | 0 | 0 | 0 | 0 | 0
Rassau 132 kV | Builth Wells | Primary Substation | 11 | Consumer Transformation | Headroom (MW) | 6.0197 | 5.9569 | 5.9226 | 5.8422 | 3.3457 | 0.33865 | 0 | 0 | 0 | 0 | 0 | 0 | 0 | 0 | 0 | 0 | 0
Rassau 132 kV | Builth Wells | Primary Substation | 11 | Falling Short | Headroom (MW) | 6.0197 | 5.9963 | 6.025 | 6.0633 | 6.0029 | 5.97 | 5.9372 | 5.3666 | 3.894 | 0.25437 | 0 | 0 | 0 | 0 | 0 | 0 | 0
Rassau 132 kV | Builth Wells | Primary Substation | 11 | Leading the Way | Headroom (MW) | 6.0197 | 5.8854 | 5.8054 | 4.3436 | 0 | 0 | 0 | 0 | 0 | 0 | 0 | 0 | 0 | 0 | 0 | 0 | 0
Rassau 132 kV | Builth Wells | Primary Substation | 11 | System Transformation | Headroom (MW) | 6.0197 | 5.9668 | 5.9483 | 5.9468 | 5.8856 | 5.5751 | 3.8303 | 0.39106 | 0 | 0 | 0 | 0 | 0 | 0 | 0 | 0 | 0
Margam 66 kV | Caerau Primary | Primary Substation | 11 | Best View | Headroom (MW) | 0 | 0 | 0 | 0 | 0 | 0 | 0 | 0 | 0 | 0 | 0 | 0 | 0 | 0 | 0 | 0 | 0
Margam 66 kV | Caerau Primary | Primary Substation | 11 | Consumer Transformation | Headroom (MW) | 0 | 0 | 0 | 0 | 0 | 0 | 0 | 0 | 0 | 0 | 0 | 0 | 0 | 0 | 0 | 0 | 0
Margam 66 kV | Caerau Primary | Primary Substation | 11 | Falling Short | Headroom (MW) | 0 | 0 | 0 | 0 | 0 | 0 | 0 | 0 | 0 | 0 | 0 | 0 | 0 | 0 | 0 | 0 | 0
Margam 66 kV | Caerau Primary | Primary Substation | 11 | Leading the Way | Headroom (MW) | 0 | 0 | 0 | 0 | 0 | 0 | 0 | 0 | 0 | 0 | 0 | 0 | 0 | 0 | 0 | 0 | 0
Margam 66 kV | Caerau Primary | Primary Substation | 11 | System Transformation | Headroom (MW) | 0 | 0 | 0 | 0 | 0 | 0 | 0 | 0 | 0 | 0 | 0 | 0 | 0 | 0 | 0 | 0 | 0
Upper Boat 132 & 33 kV | Caerphilly | Primary Substation | 11 | Best View | Headroom (MW) | 5.5385 | 5.2365 | 5.2509 | 5.2119 | 5.0877 | 4.8927 | 4.6771 | 4.4296 | 4.1219 | 3.8454 | 3.5456 | 3.2641 | 3.0563 | 2.8652 | 0 | 0 | 0
Upper Boat 132 & 33 kV | Caerphilly | Primary Substation | 11 | Consumer Transformation | Headroom (MW) | 5.5385 | 5.2226 | 5.1829 | 5.0181 | 4.4439 | 3.8999 | 3.2916 | 2.7827 | 1.7724 | 0.54015 | 0 | 0 | 0 | 0 | 0 | 0 | 0
Upper Boat 132 & 33 kV | Caerphilly | Primary Substation | 11 | Falling Short | Headroom (MW) | 5.5385 | 5.3053 | 5.3214 | 5.3436 | 5.2665 | 5.1281 | 4.9912 | 4.8499 | 4.6512 | 4.3123 | 3.9893 | 3.6866 | 3.3934 | 3.1252 | 0 | 0 | 0
Upper Boat 132 & 33 kV | Caerphilly | Primary Substation | 11 | Leading the Way | Headroom (MW) | 5.5385 | 5.028 | 4.8269 | 4.5096 | 3.961 | 3.3896 | 2.7789 | 2.1426 | 1.4824 | 0.88431 | 0.4118 | 0 | 0 | 0 | 0 | 0 | 0
Upper Boat 132 & 33 kV | Caerphilly | Primary Substation | 11 | System Transformation | Headroom (MW) | 5.5385 | 5.2363 | 5.1972 | 5.1613 | 5.0791 | 4.9297 | 4.7365 | 4.4948 | 4.2118 | 3.9534 | 3.6716 | 3.4292 | 3.2558 | 2.8768 | 0 | 0 | 0
Uskmouth 132 kV | Caldicot | Primary Substation | 11 | Best View | Headroom (MW) | 12.0056 | 11.6669 | 11.5879 | 11.5149 | 9.636 | 8.28 | 6.6873 | 5.087 | 3.281 | 1.2943 | 0 | 0 | 0 | 0 | 0 | 0 | 0
Uskmouth 132 kV | Caldicot | Primary Substation | 11 | Consumer Transformation | Headroom (MW) | 12.0056 | 11.6336 | 11.5459 | 11.3476 | 9.197 | 7.6471 | 5.8343 | 4.0847 | 2.0223 | 0 | 0 | 0 | 0 | 0 | 0 | 0 | 0
Uskmouth 132 kV | Caldicot | Primary Substation | 11 | Falling Short | Headroom (MW) | 12.0056 | 11.734 | 11.6742 | 11.6448 | 10.3493 | 9.0758 | 7.8162 | 6.7555 | 5.4951 | 4.0397 | 2.4382 | 0.68887 | 0 | 0 | 0 | 0 | 0
Uskmouth 132 kV | Caldicot | Primary Substation | 11 | Leading the Way | Headroom (MW) | 12.0056 | 11.4684 | 11.2007 | 10.8613 | 8.7089 | 6.5776 | 4.6395 | 2.7785 | 0.8734 | 0 | 0 | 0 | 0 | 0 | 0 | 0 | 0
Uskmouth 132 kV | Caldicot | Primary Substation | 11 | System Transformation | Headroom (MW) | 12.0056 | 11.6704 | 11.5692 | 11.4782 | 9.6787 | 8.405 | 6.8773 | 5.3079 | 3.4758 | 1.6484 | 0 | 0 | 0 | 0 | 0 | 0 | 0
Cardiff East & Aberthaw 132 kV | Canton | Primary Substation | 11 | Best View | Headroom (MW) | 0 | 0 | 0 | 0 | 0 | 0 | 0 | 0 | 0 | 0 | 0 | 0 | 0 | 0 | 0 | 0 | 0
Cardiff East & Aberthaw 132 kV | Canton | Primary Substation | 11 | Consumer Transformation | Headroom (MW) | 0 | 0 | 0 | 0 | 0 | 0 | 0 | 0 | 0 | 0 | 0 | 0 | 0 | 0 | 0 | 0 | 0
Cardiff East & Aberthaw 132 kV | Canton | Primary Substation | 11 | Falling Short | Headroom (MW) | 0 | 0 | 0 | 0 | 0 | 0 | 0 | 0 | 0 | 0 | 0 | 0 | 0 | 0 | 0 | 0 | 0
Cardiff East & Aberthaw 132 kV | Canton | Primary Substation | 11 | Leading the Way | Headroom (MW) | 0 | 0 | 0 | 0 | 0 | 0 | 0 | 0 | 0 | 0 | 0 | 0 | 0 | 0 | 0 | 0 | 0
Cardiff East & Aberthaw 132 kV | Canton | Primary Substation | 11 | System Transformation | Headroom (MW) | 0 | 0 | 0 | 0 | 0 | 0 | 0 | 0 | 0 | 0 | 0 | 0 | 0 | 0 | 0 | 0 | 0
Cardiff East & Aberthaw 132 kV | Cardiff Central Grid | Bulk Supply Point | 33 | Best View | Headroom (MW) | 21.3868 | 21.4809 | 21.5826 | 21.6795 | 21.6948 | 21.7288 | 21.6907 | 21.4354 | 21.2467 | 21.0862 | 20.9504 | 20.8843 | 20.8278 | 20.7784 | 19.9242 | 16.7008 | 8.1836
Cardiff East & Aberthaw 132 kV | Cardiff Central Grid | Bulk Supply Point | 33 | Consumer Transformation | Headroom (MW) | 21.3868 | 21.4192 | 21.4619 | 21.4267 | 21.2174 | 21.0922 | 20.9021 | 20.5156 | 19.9966 | 19.5176 | 16.1384 | 12.8064 | 9.4509 | 6.8923 | 0 | 0 | 0
Cardiff East & Aberthaw 132 kV | Cardiff Central Grid | Bulk Supply Point | 33 | Falling Short | Headroom (MW) | 21.3868 | 21.452 | 21.5467 | 21.6439 | 21.6845 | 21.7496 | 21.7526 | 21.5973 | 21.4319 | 21.2992 | 21.1772 | 21.0354 | 20.8942 | 20.7525 | 14.5821 | 0.52494 | 0
Cardiff East & Aberthaw 132 kV | Cardiff Central Grid | Bulk Supply Point | 33 | Leading the Way | Headroom (MW) | 21.3868 | 21.3288 | 21.2673 | 21.1465 | 20.9917 | 20.8893 | 20.7174 | 20.2486 | 19.7059 | 18.2437 | 14.5097 | 12.2429 | 11.4135 | 11.1882 | 0 | 0 | 0
Cardiff East & Aberthaw 132 kV | Cardiff Central Grid | Bulk Supply Point | 33 | System Transformation | Headroom (MW) | 21.3868 | 21.4627 | 21.5271 | 21.5772 | 21.614 | 21.6879 | 21.6976 | 21.4898 | 21.2901 | 21.0929 | 20.86 | 20.6367 | 20.3921 | 20.232 | 16.7824 | 11.0447 | 6.2401
Cardiff East & Aberthaw 132 kV | Cardiff East Grid Primary | Primary Substation | 11 | Best View | Headroom (MW) | 9.4455 | 9.6525 | 9.8891 | 10.0405 | 9.3294 | 8.5532 | 7.7289 | 6.8589 | 6.3148 | 5.7705 | 4.8585 | 3.9729 | 3.1448 | 2.3067 | 0 | 0 | 0
Cardiff East & Aberthaw 132 kV | Cardiff East Grid Primary | Primary Substation | 11 | Consumer Transformation | Headroom (MW) | 9.4455 | 9.4621 | 9.5265 | 9.3196 | 8.2586 | 7.3871 | 6.4202 | 5.6335 | 4.2763 | 2.6638 | 1.3611 | 0.48508 | 0 | 0 | 0 | 0 | 0
Cardiff East & Aberthaw 132 kV | Cardiff East Grid Primary | Primary Substation | 11 | Falling Short | Headroom (MW) | 9.4455 | 9.5311 | 9.7005 | 9.8608 | 9.7992 | 9.74 | 9.6253 | 9.4424 | 9.197 | 8.8245 | 8.4336 | 8.0364 | 7.6422 | 7.2992 | 2.1642 | 0 | 0
Cardiff East & Aberthaw 132 kV | Cardiff East Grid Primary | Primary Substation | 11 | Leading the Way | Headroom (MW) | 9.4455 | 9.0928 | 8.7917 | 8.2502 | 6.6217 | 4.8301 | 3.199 | 1.1893 | 0 | 0 | 0 | 0 | 0 | 0 | 0 | 0 | 0
Cardiff East & Aberthaw 132 kV | Cardiff East Grid Primary | Primary Substation | 11 | System Transformation | Headroom (MW) | 9.4455 | 9.5458 | 9.7126 | 9.8292 | 9.8652 | 9.8665 | 9.7668 | 9.3603 | 9.0856 | 8.4138 | 7.68 | 6.9953 | 6.4239 | 6.0896 | 0.054492 | 0 | 0
Cardiff East & Aberthaw 132 kV | Cardiff North Grid | Bulk Supply Point | 33 | Best View | Headroom (MW) | 0.54731 | 1.257 | 1.9171 | 2.3152 | 0.91137 | 0 | 0 | 0 | 0 | 0 | 0 | 0 | 0 | 0 | 0 | 0 | 0
Cardiff East & Aberthaw 132 kV | Cardiff North Grid | Bulk Supply Point | 33 | Consumer Transformation | Headroom (MW) | 0.54731 | 0.94213 | 1.1719 | 0.60019 | 0 | 0 | 0 | 0 | 0 | 0 | 0 | 0 | 0 | 0 | 0 | 0 | 0
Cardiff East & Aberthaw 132 kV | Cardiff North Grid | Bulk Supply Point | 33 | Falling Short | Headroom (MW) | 0.54731 | 1.0403 | 1.5811 | 2.1289 | 1.6746 | 1.0705 | 0.76658 | 0.40841 | 0 | 0 | 0 | 0 | 0 | 0 | 0 | 0 | 0
Cardiff East & Aberthaw 132 kV | Cardiff North Grid | Bulk Supply Point | 33 | Leading the Way | Headroom (MW) | 0.54731 | 0 | 0 | 0 | 0 | 0 | 0 | 0 | 0 | 0 | 0 | 0 | 0 | 0 | 0 | 0 | 0
Cardiff East & Aberthaw 132 kV | Cardiff North Grid | Bulk Supply Point | 33 | System Transformation | Headroom (MW) | 0.54731 | 1.2592 | 1.7206 | 2.1888 | 1.947 | 1.3686 | 0.78887 | 0 | 0 | 0 | 0 | 0 | 0 | 0 | 0 | 0 | 0
Cardiff East & Aberthaw 132 kV | Cardiff South Grid | Primary Substation | 11 | Best View | Headroom (MW) | 32.1726 | 32.2419 | 32.3598 | 32.4798 | 32.5402 | 32.4426 | 32.2371 | 32.1503 | 32.0591 | 32.008 | 31.9343 | 31.8586 | 31.5166 | 31.5378 | 31.3356 | 31.2541 | 31.6044
Cardiff East & Aberthaw 132 kV | Cardiff South Grid | Primary Substation | 11 | Consumer Transformation | Headroom (MW) | 32.1726 | 32.1947 | 32.2538 | 32.3011 | 32.2657 | 32.1546 | 31.9919 | 31.8514 | 31.6536 | 31.508 | 31.3436 | 31.2312 | 31.1518 | 31.1543 | 31.0388 | 31.0334 | 31.1837
Cardiff East & Aberthaw 132 kV | Cardiff South Grid | Primary Substation | 11 | Falling Short | Headroom (MW) | 32.1726 | 32.2181 | 32.3113 | 32.4141 | 32.4765 | 32.4398 | 32.3927 | 32.3604 | 32.2993 | 32.2573 | 32.1952 | 32.119 | 32.0249 | 31.9832 | 31.7645 | 31.9077 | 31.8011
Cardiff East & Aberthaw 132 kV | Cardiff South Grid | Primary Substation | 11 | Leading the Way | Headroom (MW) | 32.1726 | 32.1392 | 32.1519 | 32.1576 | 32.1573 | 32.0142 | 31.7605 | 31.6124 | 31.454 | 31.3593 | 31.2578 | 31.161 | 30.8133 | 30.84 | 30.749 | 31.0294 | 31.3779
Cardiff East & Aberthaw 132 kV | Cardiff South Grid | Primary Substation | 11 | System Transformation | Headroom (MW) | 32.1726 | 32.2362 | 32.3241 | 32.4349 | 32.5279 | 32.5225 | 32.4788 | 32.4121 | 32.3151 | 32.2352 | 32.0926 | 31.965 | 31.8922 | 31.9084 | 31.9091 | 32.3645 | 32.6104
Cardiff East & Aberthaw 132 kV | Cardiff West Grid | Bulk Supply Point | 33 | Best View | Headroom (MW) | 0 | 0 | 0 | 0 | 0 | 0 | 0 | 0 | 0 | 0 | 0 | 0 | 0 | 0 | 0 | 0 | 0
Cardiff East & Aberthaw 132 kV | Cardiff West Grid | Bulk Supply Point | 33 | Consumer Transformation | Headroom (MW) | 0 | 0 | 0 | 0 | 0 | 0 | 0 | 0 | 0 | 0 | 0 | 0 | 0 | 0 | 0 | 0 | 0
Cardiff East & Aberthaw 132 kV | Cardiff West Grid | Bulk Supply Point | 33 | Falling Short | Headroom (MW) | 0 | 0 | 0 | 0 | 0 | 0 | 0 | 0 | 0 | 0 | 0 | 0 | 0 | 0 | 0 | 0 | 0
Cardiff East & Aberthaw 132 kV | Cardiff West Grid | Bulk Supply Point | 33 | Leading the Way | Headroom (MW) | 0 | 0 | 0 | 0 | 0 | 0 | 0 | 0 | 0 | 0 | 0 | 0 | 0 | 0 | 0 | 0 | 0
Cardiff East & Aberthaw 132 kV | Cardiff West Grid | Bulk Supply Point | 33 | System Transformation | Headroom (MW) | 0 | 0 | 0 | 0 | 0 | 0 | 0 | 0 | 0 | 0 | 0 | 0 | 0 | 0 | 0 | 0 | 0
Swansea North 132 kV | Cardigan | Primary Substation | 11 | Best View | Headroom (MW) | 0 | 0 | 0 | 0 | 0 | 0 | 0 | 0 | 0 | 0 | 0 | 0 | 0 | 0 | 0 | 0 | 0
Swansea North 132 kV | Cardigan | Primary Substation | 11 | Consumer Transformation | Headroom (MW) | 0 | 0 | 0 | 0 | 0 | 0 | 0 | 0 | 0 | 0 | 0 | 0 | 0 | 0 | 0 | 0 | 0
Swansea North 132 kV | Cardigan | Primary Substation | 11 | Falling Short | Headroom (MW) | 0 | 0 | 0 | 0 | 0 | 0 | 0 | 0 | 0 | 0 | 0 | 0 | 0 | 0 | 0 | 0 | 0
Swansea North 132 kV | Cardigan | Primary Substation | 11 | Leading the Way | Headroom (MW) | 0 | 0 | 0 | 0 | 0 | 0 | 0 | 0 | 0 | 0 | 0 | 0 | 0 | 0 | 0 | 0 | 0
Swansea North 132 kV | Cardigan | Primary Substation | 11 | System Transformation | Headroom (MW) | 0 | 0 | 0 | 0 | 0 | 0 | 0 | 0 | 0 | 0 | 0 | 0 | 0 | 0 | 0 | 0 | 0
Uskmouth 132 kV | Chepstow | Primary Substation | 11 | Best View | Headroom (MW) | 4.2656 | 4.1806 | 4.093 | 3.9925 | 3.6378 | 3.4749 | 3.2863 | 3.0811 | 2.8572 | 2.6135 | 1.8226 | 0 | 0 | 0 | 0 | 0 | 0
Uskmouth 132 kV | Chepstow | Primary Substation | 11 | Consumer Transformation | Headroom (MW) | 4.2656 | 4.1055 | 3.9638 | 3.6795 | 2.9175 | 2.478 | 1.9725 | 1.5541 | 0.66543 | 0 | 0 | 0 | 0 | 0 | 0 | 0 | 0
Uskmouth 132 kV | Chepstow | Primary Substation | 11 | Falling Short | Headroom (MW) | 4.2656 | 4.1603 | 4.0875 | 4.0203 | 3.7404 | 3.6224 | 3.4894 | 3.3106 | 3.1063 | 2.836 | 2.5621 | 2.3106 | 1.8084 | 0.3204 | 0 | 0 | 0
Uskmouth 132 kV | Chepstow | Primary Substation | 11 | Leading the Way | Headroom (MW) | 4.2656 | 3.9658 | 3.6736 | 3.2571 | 2.5681 | 2.124 | 1.6561 | 1.1485 | 0.62946 | 0 | 0 | 0 | 0 | 0 | 0 | 0 | 0
Uskmouth 132 kV | Chepstow | Primary Substation | 11 | System Transformation | Headroom (MW) | 4.2656 | 4.1588 | 4.0438 | 3.9267 | 3.6186 | 3.4929 | 3.3304 | 3.1236 | 2.8499 | 2.6525 | 2.1435 | 0 | 0 | 0 | 0 | 0 | 0
Swansea North 132 kV | Clase | Primary Substation | 11 | Best View | Headroom (MW) | 8.8073 | 8.1126 | 7.7741 | 7.1044 | 6.0561 | 5.4525 | 4.5993 | 3.9805 | 3.2645 | 2.9473 | 1.7214 | 0 | 0 | 0 | 0 | 0 | 0
Swansea North 132 kV | Clase | Primary Substation | 11 | Consumer Transformation | Headroom (MW) | 8.8073 | 8.0754 | 7.6482 | 6.8004 | 5.4516 | 4.725 | 4.0357 | 3.5076 | 1.9947 | 0 | 0 | 0 | 0 | 0 | 0 | 0 | 0
Swansea North 132 kV | Clase | Primary Substation | 11 | Falling Short | Headroom (MW) | 8.8073 | 8.229 | 7.9395 | 7.3935 | 6.8204 | 6.5926 | 6.357 | 6.1594 | 5.7243 | 5.3073 | 4.9216 | 4.5384 | 4.1994 | 3.9081 | 0 | 0 | 0
Swansea North 132 kV | Clase | Primary Substation | 11 | Leading the Way | Headroom (MW) | 8.8073 | 7.8218 | 7.1518 | 6.0445 | 4.3504 | 3.225 | 0.50641 | 0 | 0 | 0 | 0 | 0 | 0 | 0 | 0 | 0 | 0
Swansea North 132 kV | Clase | Primary Substation | 11 | System Transformation | Headroom (MW) | 8.8073 | 8.0978 | 7.6715 | 6.9557 | 6.1984 | 5.9402 | 5.6918 | 5.4674 | 4.7342 | 4.2876 | 3.8137 | 3.3991 | 3.074 | 2.7536 | 0 | 0 | 0
Swansea North 132 kV | Commercial St Neath | Primary Substation | 11 | Best View | Headroom (MW) | 7.3391 | 7.3614 | 7.4272 | 7.3979 | 7.2923 | 7.1589 | 6.9811 | 6.7825 | 6.552 | 6.2654 | 6.0191 | 5.8542 | 5.7228 | 5.1002 | 2.7788 | 0.093655 | 0
Swansea North 132 kV | Commercial St Neath | Primary Substation | 11 | Consumer Transformation | Headroom (MW) | 7.3391 | 7.2944 | 7.2645 | 7.0251 | 6.1623 | 5.4526 | 4.6958 | 4.0668 | 3.3206 | 2.2994 | 1.5568 | 1.1331 | 0.71742 | 0 | 0 | 0 | 0
Swansea North 132 kV | Commercial St Neath | Primary Substation | 11 | Falling Short | Headroom (MW) | 7.3391 | 7.3355 | 7.366 | 7.3648 | 7.2553 | 7.1551 | 7.0054 | 6.8298 | 6.6295 | 6.2271 | 5.8175 | 5.4139 | 5.0335 | 4.7126 | 0.82954 | 0 | 0
Swansea North 132 kV | Commercial St Neath | Primary Substation | 11 | Leading the Way | Headroom (MW) | 7.3391 | 7.0451 | 6.7803 | 6.2814 | 5.4585 | 4.4972 | 3.7486 | 2.6681 | 1.8838 | 1.2331 | 0.73863 | 0.43352 | 0.32153 | 0.31811 | 0 | 0 | 0
Swansea North 132 kV | Commercial St Neath | Primary Substation | 11 | System Transformation | Headroom (MW) | 7.3391 | 7.3382 | 7.3241 | 7.2742 | 7.181 | 7.0401 | 6.6234 | 6.3707 | 6.0581 | 5.7901 | 5.4805 | 4.6822 | 4.5717 | 4.3055 | 0.055212 | 0 | 0
Cardiff East & Aberthaw 132 kV | Court Road Barry | Primary Substation | 11 | Best View | Headroom (MW) | 12.8054 | 12.8587 | 12.9786 | 13.0545 | 12.963 | 12.6885 | 12.3399 | 12.1692 | 11.9602 | 11.7588 | 11.5868 | 11.4835 | 11.4445 | 11.4489 | 0 | 0 | 0
Cardiff East & Aberthaw 132 kV | Court Road Barry | Primary Substation | 11 | Consumer Transformation | Headroom (MW) | 12.8054 | 12.7594 | 12.7765 | 12.6546 | 12.0018 | 11.2837 | 10.5193 | 10.0589 | 9.4665 | 5.721 | 2.2769 | 0 | 0 | 0 | 0 | 0 | 0
Cardiff East & Aberthaw 132 kV | Court Road Barry | Primary Substation | 11 | Falling Short | Headroom (MW) | 12.8054 | 12.8236 | 12.9186 | 13.0361 | 12.9713 | 12.7658 | 12.5356 | 12.4401 | 12.2909 | 12.0234 | 11.7512 | 11.4766 | 11.2261 | 9.0984 | 0 | 0 | 0
Cardiff East & Aberthaw 132 kV | Court Road Barry | Primary Substation | 11 | Leading the Way | Headroom (MW) | 12.8054 | 12.5086 | 12.3094 | 11.9803 | 11.4101 | 10.6592 | 9.9247 | 9.3642 | 7.4915 | 4.7526 | 2.8018 | 1.6606 | 1.2569 | 1.2678 | 0 | 0 | 0
Cardiff East & Aberthaw 132 kV | Court Road Barry | Primary Substation | 11 | System Transformation | Headroom (MW) | 12.8054 | 12.8301 | 12.8926 | 12.9962 | 13.0068 | 12.8155 | 12.5432 | 12.4264 | 12.2424 | 12.0345 | 11.7942 | 11.5962 | 11.4625 | 11.4985 | 0 | 0 | 0
Cardiff East & Aberthaw 132 kV | Cowbridge | Primary Substation | 11 | Best View | Headroom (MW) | 5.6191 | 5.3687 | 5.2646 | 5.1556 | 4.9996 | 4.8603 | 4.644 | 4.5042 | 4.2849 | 4.1649 | 4.0514 | 3.4154 | 3.318 | 3.2404 | 0 | 0 | 0
Cardiff East & Aberthaw 132 kV | Cowbridge | Primary Substation | 11 | Consumer Transformation | Headroom (MW) | 5.6191 | 5.2977 | 5.1071 | 4.8539 | 4.4404 | 4.0893 | 3.6825 | 3.411 | 3.0495 | 2.732 | 1.5577 | 0 | 0 | 0 | 0 | 0 | 0
Cardiff East & Aberthaw 132 kV | Cowbridge | Primary Substation | 11 | Falling Short | Headroom (MW) | 5.6191 | 5.3547 | 5.2192 | 5.0864 | 4.8803 | 4.7257 | 4.5217 | 4.3786 | 4.2083 | 4.005 | 3.8146 | 3.6189 | 2.8606 | 2.6945 | 0 | 0 | 0
Cardiff East & Aberthaw 132 kV | Cowbridge | Primary Substation | 11 | Leading the Way | Headroom (MW) | 5.6191 | 5.2091 | 4.9375 | 4.6278 | 4.2351 | 3.8937 | 3.5041 | 3.2098 | 2.817 | 2.6522 | 1.9168 | 1.1361 | 0.85987 | 0.8673 | 0 | 0 | 0
Cardiff East & Aberthaw 132 kV | Cowbridge | Primary Substation | 11 | System Transformation | Headroom (MW) | 5.6191 | 5.3096 | 5.1151 | 4.9293 | 4.6957 | 4.5012 | 4.2459 | 3.826 | 3.5876 | 3.4361 | 2.7085 | 2.5621 | 2.4368 | 2.3836 | 0 | 0 | 0
Upper Boat 132 & 33 kV | Creigiau | Primary Substation | 11 | Best View | Headroom (MW) | 7.6247 | 7.4722 | 7.3765 | 6.9866 | 6.7737 | 6.1533 | 5.4113 | 4.115 | 3.3385 | 2.5702 | 1.8627 | 0.80253 | 0.43762 | 0.09658 | 0 | 0 | 0
Upper Boat 132 & 33 kV | Creigiau | Primary Substation | 11 | Consumer Transformation | Headroom (MW) | 7.6247 | 7.4726 | 7.354 | 6.9445 | 6.5451 | 5.5543 | 4.3157 | 2.8531 | 1.684 | 0.36201 | 0 | 0 | 0 | 0 | 0 | 0 | 0
Upper Boat 132 & 33 kV | Creigiau | Primary Substation | 11 | Falling Short | Headroom (MW) | 7.6247 | 7.499 | 7.4104 | 7.1048 | 6.9277 | 6.332 | 5.7348 | 5.0439 | 4.5591 | 3.9401 | 3.1378 | 2.3321 | 1.5102 | 0.70531 | 0 | 0 | 0
Upper Boat 132 & 33 kV | Creigiau | Primary Substation | 11 | Leading the Way | Headroom (MW) | 7.6247 | 7.4101 | 7.2277 | 6.7249 | 6.3146 | 4.3817 | 2.8548 | 0.80996 | 0 | 0 | 0 | 0 | 0 | 0 | 0 | 0 | 0
Upper Boat 132 & 33 kV | Creigiau | Primary Substation | 11 | System Transformation | Headroom (MW) | 7.6247 | 7.4723 | 7.3549 | 6.9791 | 6.7432 | 6.1098 | 5.3649 | 4.0309 | 3.374 | 2.5091 | 1.5764 | 0.74466 | 0.099845 | 0 | 0 | 0 | 0
Rassau 132 kV | Crickhowell | Primary Substation | 11 | Best View | Headroom (MW) | 9.6998 | 9.1873 | 8.9965 | 8.6608 | 5.0999 | 0.43038 | 0 | 0 | 0 | 0 | 0 | 0 | 0 | 0 | 0 | 0 | 0
Rassau 132 kV | Crickhowell | Primary Substation | 11 | Consumer Transformation | Headroom (MW) | 9.6998 | 8.959 | 8.4497 | 7.2854 | 3.5376 | 0.35808 | 0 | 0 | 0 | 0 | 0 | 0 | 0 | 0 | 0 | 0 | 0
Rassau 132 kV | Crickhowell | Primary Substation | 11 | Falling Short | Headroom (MW) | 9.6998 | 9.4658 | 9.5801 | 9.6979 | 8.6782 | 8.094 | 7.1636 | 5.6745 | 4.1174 | 0.26897 | 0 | 0 | 0 | 0 | 0 | 0 | 0
Rassau 132 kV | Crickhowell | Primary Substation | 11 | Leading the Way | Headroom (MW) | 9.6998 | 8.0657 | 6.7621 | 4.5929 | 0 | 0 | 0 | 0 | 0 | 0 | 0 | 0 | 0 | 0 | 0 | 0 | 0
Rassau 132 kV | Crickhowell | Primary Substation | 11 | System Transformation | Headroom (MW) | 9.6998 | 9.2508 | 8.8928 | 8.5912 | 7.5561 | 5.9907 | 4.0501 | 0.4135 | 0 | 0 | 0 | 0 | 0 | 0 | 0 | 0 | 0
Swansea North 132 kV | Cross Hands | Primary Substation | 11 | Best View | Headroom (MW) | 6.4958 | 6.287 | 5.9819 | 5.4034 | 4.3054 | 4.1408 | 2.8886 | 0.76453 | 0 | 0 | 0 | 0 | 0 | 0 | 0 | 0 | 0
Swansea North 132 kV | Cross Hands | Primary Substation | 11 | Consumer Transformation | Headroom (MW) | 6.4958 | 6.195 | 5.7726 | 5.0034 | 2.9161 | 1.1239 | 0 | 0 | 0 | 0 | 0 | 0 | 0 | 0 | 0 | 0 | 0
Swansea North 132 kV | Cross Hands | Primary Substation | 11 | Falling Short | Headroom (MW) | 6.4958 | 6.3487 | 6.1478 | 5.6655 | 4.7389 | 4.5054 | 4.2576 | 3.5359 | 2.1321 | 0 | 0 | 0 | 0 | 0 | 0 | 0 | 0
Swansea North 132 kV | Cross Hands | Primary Substation | 11 | Leading the Way | Headroom (MW) | 6.4958 | 6.0642 | 5.5473 | 4.6116 | 0 | 0 | 0 | 0 | 0 | 0 | 0 | 0 | 0 | 0 | 0 | 0 | 0
Swansea North 132 kV | Cross Hands | Primary Substation | 11 | System Transformation | Headroom (MW) | 6.4958 | 6.1785 | 5.7392 | 5.0474 | 3.7488 | 3.2197 | 1.5525 | 0 | 0 | 0 | 0 | 0 | 0 | 0 | 0 | 0 | 0
Rassau 132 kV | Crumlin | Bulk Supply Point | 33 | Best View | Headroom (MW) | 59.5744 | 59.7744 | 52.6495 | 52.2802 | 49.2881 | 44.1154 | 36.5254 | 27.9975 | 23.3119 | 17.9316 | 13.2613 | 9.2839 | 5.6246 | 2.132 | 0 | 0 | 0
Rassau 132 kV | Crumlin | Bulk Supply Point | 33 | Consumer Transformation | Headroom (MW) | 59.5744 | 59.5025 | 51.9473 | 50.6125 | 45.8024 | 39.3934 | 30.7168 | 22.2232 | 15.0525 | 5.5767 | 0 | 0 | 0 | 0 | 0 | 0 | 0
Rassau 132 kV | Crumlin | Bulk Supply Point | 33 | Falling Short | Headroom (MW) | 59.5744 | 59.6093 | 52.3962 | 52.3814 | 51.3386 | 48.1259 | 43.8147 | 39.8306 | 36.9833 | 32.8937 | 29.1603 | 25.556 | 22.048 | 18.4287 | 0 | 0 | 0
Rassau 132 kV | Crumlin | Bulk Supply Point | 33 | Leading the Way | Headroom (MW) | 59.5744 | 58.114 | 49.2805 | 46.6863 | 39.8479 | 29.8431 | 18.3672 | 6.0399 | 0 | 0 | 0 | 0 | 0 | 0 | 0 | 0 | 0
Rassau 132 kV | Crumlin | Bulk Supply Point | 33 | System Transformation | Headroom (MW) | 59.5744 | 59.6299 | 52.0742 | 51.6597 | 50.3839 | 46.7969 | 41.0625 | 32.8213 | 28.4084 | 23.637 | 19.3531 | 15.8435 | 12.4768 | 10.1499 | 0 | 0 | 0
Rassau 132 kV | Crumlin Primary | Primary Substation | 11 | Best View | Headroom (MW) | 6.5321 | 6.6658 | 6.8745 | 7.0287 | 7.0737 | 7.0809 | 6.3184 | 5.7834 | 5.1974 | 3.9454 | 3.6251 | 3.3664 | 3.1511 | 2.1132 | 0 | 0 | 0
Rassau 132 kV | Crumlin Primary | Primary Substation | 11 | Consumer Transformation | Headroom (MW) | 6.5321 | 6.619 | 6.7734 | 6.8141 | 6.4868 | 6.1949 | 5.4128 | 4.6775 | 3.7659 | 2.4256 | 0 | 0 | 0 | 0 | 0 | 0 | 0
Rassau 132 kV | Crumlin Primary | Primary Substation | 11 | Falling Short | Headroom (MW) | 6.5321 | 6.6501 | 6.8401 | 7.028 | 7.0931 | 7.1603 | 6.8527 | 6.5856 | 6.2484 | 5.6337 | 5.1876 | 4.75 | 4.3205 | 3.9059 | 0 | 0 | 0
Rassau 132 kV | Crumlin Primary | Primary Substation | 11 | Leading the Way | Headroom (MW) | 6.5321 | 6.458 | 6.4562 | 6.3499 | 6.0446 | 5.7391 | 4.6274 | 3.7575 | 0 | 0 | 0 | 0 | 0 | 0 | 0 | 0 | 0
Rassau 132 kV | Crumlin Primary | Primary Substation | 11 | System Transformation | Headroom (MW) | 6.5321 | 6.6548 | 6.8077 | 6.9602 | 7.043 | 7.0788 | 6.6325 | 5.882 | 5.2544 | 4.4563 | 4.0546 | 3.7047 | 2.9966 | 2.9701 | 0 | 0 | 0
Cardiff East & Aberthaw 132 kV | Crwys Road | Primary Substation | 11 | Best View | Headroom (MW) | 0.47256 | 1.0853 | 1.6553 | 1.999 | 0.7869 | 0 | 0 | 0 | 0 | 0 | 0 | 0 | 0 | 0 | 0 | 0 | 0
Cardiff East & Aberthaw 132 kV | Crwys Road | Primary Substation | 11 | Consumer Transformation | Headroom (MW) | 0.47256 | 0.81345 | 1.0119 | 0.51822 | 0 | 0 | 0 | 0 | 0 | 0 | 0 | 0 | 0 | 0 | 0 | 0 | 0
Cardiff East & Aberthaw 132 kV | Crwys Road | Primary Substation | 11 | Falling Short | Headroom (MW) | 0.47256 | 0.89821 | 1.3652 | 1.8382 | 1.4459 | 0.92429 | 0.66188 | 0.35263 | 0 | 0 | 0 | 0 | 0 | 0 | 0 | 0 | 0
Cardiff East & Aberthaw 132 kV | Crwys Road | Primary Substation | 11 | Leading the Way | Headroom (MW) | 0.47256 | 0 | 0 | 0 | 0 | 0 | 0 | 0 | 0 | 0 | 0 | 0 | 0 | 0 | 0 | 0 | 0
Cardiff East & Aberthaw 132 kV | Crwys Road | Primary Substation | 11 | System Transformation | Headroom (MW) | 0.47256 | 1.0872 | 1.4856 | 1.8899 | 1.6811 | 1.1817 | 0.68113 | 0 | 0 | 0 | 0 | 0 | 0 | 0 | 0 | 0 | 0
Uskmouth 132 kV | Cwmbran Primary | Primary Substation | 11 | Best View | Headroom (MW) | 0 | 0 | 0 | 0 | 0 | 0 | 0 | 0 | 0 | 0 | 0 | 0 | 0 | 0 | 0 | 0 | 0
Uskmouth 132 kV | Cwmbran Primary | Primary Substation | 11 | Consumer Transformation | Headroom (MW) | 0 | 0 | 0 | 0 | 0 | 0 | 0 | 0 | 0 | 0 | 0 | 0 | 0 | 0 | 0 | 0 | 0
Uskmouth 132 kV | Cwmbran Primary | Primary Substation | 11 | Falling Short | Headroom (MW) | 0 | 0 | 0 | 0 | 0 | 0 | 0 | 0 | 0 | 0 | 0 | 0 | 0 | 0 | 0 | 0 | 0
Uskmouth 132 kV | Cwmbran Primary | Primary Substation | 11 | Leading the Way | Headroom (MW) | 0 | 0 | 0 | 0 | 0 | 0 | 0 | 0 | 0 | 0 | 0 | 0 | 0 | 0 | 0 | 0 | 0
Uskmouth 132 kV | Cwmbran Primary | Primary Substation | 11 | System Transformation | Headroom (MW) | 0 | 0 | 0 | 0 | 0 | 0 | 0 | 0 | 0 | 0 | 0 | 0 | 0 | 0 | 0 | 0 | 0
Rassau 132 kV | Cwmfelinfach | Primary Substation | 11 | Best View | Headroom (MW) | 4.5716 | 4.4869 | 4.4225 | 4.3501 | 3.473 | 2.5551 | 1.619 | 0.36923 | 0 | 0 | 0 | 0 | 0 | 0 | 0 | 0 | 0
Rassau 132 kV | Cwmfelinfach | Primary Substation | 11 | Consumer Transformation | Headroom (MW) | 4.5716 | 4.446 | 4.322 | 4.0644 | 3.316 | 2.6589 | 1.9626 | 1.3553 | 0.19136 | 0 | 0 | 0 | 0 | 0 | 0 | 0 | 0
Rassau 132 kV | Cwmfelinfach | Primary Substation | 11 | Falling Short | Headroom (MW) | 4.5716 | 4.4866 | 4.4328 | 4.4172 | 4.3128 | 4.2084 | 4.0596 | 3.8765 | 3.6583 | 3.2452 | 2.8483 | 2.4605 | 2.0934 | 1.4175 | 0 | 0 | 0
Rassau 132 kV | Cwmfelinfach | Primary Substation | 11 | Leading the Way | Headroom (MW) | 4.5716 | 4.2167 | 3.8486 | 3.3924 | 1.9404 | 0.52846 | 0 | 0 | 0 | 0 | 0 | 0 | 0 | 0 | 0 | 0 | 0
Rassau 132 kV | Cwmfelinfach | Primary Substation | 11 | System Transformation | Headroom (MW) | 4.5716 | 4.4574 | 4.3134 | 4.2039 | 4.0637 | 3.8789 | 3.6583 | 2.6417 | 1.9084 | 1.1949 | 0.47627 | 0 | 0 | 0 | 0 | 0 | 0
Swansea North 132 kV | Cwmffrwd | Primary Substation | 11 | Best View | Headroom (MW) | 0 | 0 | 0 | 0 | 0 | 0 | 0 | 0 | 0 | 0 | 0 | 0 | 0 | 0 | 0 | 0 | 0
Swansea North 132 kV | Cwmffrwd | Primary Substation | 11 | Consumer Transformation | Headroom (MW) | 0 | 0 | 0 | 0 | 0 | 0 | 0 | 0 | 0 | 0 | 0 | 0 | 0 | 0 | 0 | 0 | 0
Swansea North 132 kV | Cwmffrwd | Primary Substation | 11 | Falling Short | Headroom (MW) | 0 | 0 | 0 | 0 | 0 | 0 | 0 | 0 | 0 | 0 | 0 | 0 | 0 | 0 | 0 | 0 | 0
Swansea North 132 kV | Cwmffrwd | Primary Substation | 11 | Leading the Way | Headroom (MW) | 0 | 0 | 0 | 0 | 0 | 0 | 0 | 0 | 0 | 0 | 0 | 0 | 0 | 0 | 0 | 0 | 0
Swansea North 132 kV | Cwmffrwd | Primary Substation | 11 | System Transformation | Headroom (MW) | 0 | 0 | 0 | 0 | 0 | 0 | 0 | 0 | 0 | 0 | 0 | 0 | 0 | 0 | 0 | 0 | 0
Cardiff East & Aberthaw 132 kV | Cyncoed | Primary Substation | 11 | Best View | Headroom (MW) | 9.6738 | 9.7419 | 9.8116 | 9.7785 | 9.6916 | 9.5452 | 9.3807 | 9.2807 | 9.2019 | 9.1813 | 9.1933 | 9.2825 | 9.449 | 9.6465 | 7.776 | 5.3322 | 2.3806
Cardiff East & Aberthaw 132 kV | Cyncoed | Primary Substation | 11 | Consumer Transformation | Headroom (MW) | 9.6738 | 9.6421 | 9.5968 | 9.2864 | 8.2413 | 7.3721 | 6.4368 | 5.7201 | 4.9412 | 4.1448 | 3.6763 | 3.5411 | 3.4732 | 3.5652 | 0 | 0 | 0
Cardiff East & Aberthaw 132 kV | Cyncoed | Primary Substation | 11 | Falling Short | Headroom (MW) | 9.6738 | 9.6931 | 9.7259 | 9.7356 | 9.6182 | 9.4817 | 9.2926 | 9.0938 | 8.8694 | 8.5479 | 8.2321 | 7.9356 | 7.6718 | 7.49 | 4.1099 | 2.3384 | 0
Cardiff East & Aberthaw 132 kV | Cyncoed | Primary Substation | 11 | Leading the Way | Headroom (MW) | 9.6738 | 9.3469 | 9.011 | 8.4111 | 7.4675 | 6.6167 | 5.731 | 4.8715 | 4.1462 | 3.7205 | 3.4959 | 3.5314 | 3.8055 | 4.1892 | 0.53592 | 0.78942 | 0
Cardiff East & Aberthaw 132 kV | Cyncoed | Primary Substation | 11 | System Transformation | Headroom (MW) | 9.6738 | 9.7204 | 9.7286 | 9.6931 | 9.6156 | 9.4687 | 9.2691 | 9.0468 | 8.7856 | 8.6249 | 8.4467 | 8.3852 | 8.4902 | 8.8673 | 6.1537 | 5.1218 | 3.5164
Upper Boat 132 kV | Dowlais Grid | Bulk Supply Point | 33 | Best View | Headroom (MW) | 14.5142 | 13.7703 | 13.4166 | 13.1125 | 12.8586 | 12.4608 | 12.1171 | 11.7559 | 11.1942 | 10.8007 | 10.4482 | 10.1846 | 10.0101 | 9.8945 | 7.1437 | 4.6174 | 0.58035
Upper Boat 132 kV | Dowlais Grid | Bulk Supply Point | 33 | Consumer Transformation | Headroom (MW) | 14.5142 | 13.647 | 13.1536 | 12.5665 | 11.5178 | 10.3979 | 9.2462 | 8.2798 | 6.8863 | 5.3128 | 4.1383 | 3.4082 | 2.68 | 2.1373 | 0 | 0 | 0
Upper Boat 132 kV | Dowlais Grid | Bulk Supply Point | 33 | Falling Short | Headroom (MW) | 14.5142 | 13.866 | 13.6096 | 13.3687 | 13.1313 | 12.8104 | 12.5094 | 12.2111 | 11.8146 | 11.1934 | 10.5972 | 10.0219 | 9.4847 | 9.0211 | 2.9856 | 0 | 0
Upper Boat 132 kV | Dowlais Grid | Bulk Supply Point | 33 | Leading the Way | Headroom (MW) | 14.5142 | 13.2325 | 12.413 | 11.4775 | 10.4234 | 9.2307 | 7.7952 | 6.6154 | 5.1353 | 4.0316 | 2.6007 | 2.0508 | 1.7959 | 1.7805 | 0 | 0 | 0
Upper Boat 132 kV | Dowlais Grid | Bulk Supply Point | 33 | System Transformation | Headroom (MW) | 14.5142 | 13.6741 | 13.1751 | 12.8536 | 12.6582 | 12.2319 | 11.8007 | 11.3351 | 10.574 | 10.1289 | 9.6378 | 9.2547 | 8.9821 | 9.0198 | 3.0455 | 0 | 0
Cardiff East & Aberthaw 132 kV | East Aberthaw | Bulk Supply Point | 33 | Best View | Headroom (MW) | 17.4087 | 17.2343 | 17.1745 | 17.0269 | 16.4469 | 15.8731 | 14.7648 | 13.8531 | 12.4012 | 11.1699 | 10.2114 | 9.0565 | 8.4691 | 8.0129 | 0 | 0 | 0
Cardiff East & Aberthaw 132 kV | East Aberthaw | Bulk Supply Point | 33 | Consumer Transformation | Headroom (MW) | 17.4087 | 17.0002 | 16.6842 | 15.9932 | 14.0693 | 12.395 | 10.1974 | 8.4516 | 5.9677 | 3.2715 | 1.302 | 0 | 0 | 0 | 0 | 0 | 0
Cardiff East & Aberthaw 132 kV | East Aberthaw | Bulk Supply Point | 33 | Falling Short | Headroom (MW) | 17.4087 | 17.1467 | 17.0373 | 16.9157 | 16.3267 | 15.8186 | 14.6022 | 13.8939 | 12.4769 | 11.4276 | 9.7839 | 8.3521 | 6.4787 | 5.1751 | 0 | 0 | 0
Cardiff East & Aberthaw 132 kV | East Aberthaw | Bulk Supply Point | 33 | Leading the Way | Headroom (MW) | 17.4087 | 16.4996 | 15.6906 | 14.5668 | 12.6812 | 10.9366 | 8.6844 | 6.4142 | 4.284 | 2.7178 | 1.6022 | 0.94963 | 0.71875 | 0.72496 | 0 | 0 | 0
Cardiff East & Aberthaw 132 kV | East Aberthaw | Bulk Supply Point | 33 | System Transformation | Headroom (MW) | 17.4087 | 17.097 | 16.8135 | 16.533 | 15.8875 | 15.2536 | 14.0676 | 12.7381 | 11.4771 | 10.5147 | 9.1448 | 8.557 | 8.1278 | 6.7876 | 0 | 0 | 0
Cardiff East & Aberthaw 132 kV | East Aberthaw Primary | Primary Substation | 11 | Best View | Headroom (MW) | 4.5713 | 4.612 | 4.6676 | 4.6729 | 4.5663 | 4.4632 | 4.2822 | 4.1575 | 3.7035 | 3.2821 | 2.8738 | 2.4753 | 2.1057 | 1.7532 | 0 | 0 | 0
Cardiff East & Aberthaw 132 kV | East Aberthaw Primary | Primary Substation | 11 | Consumer Transformation | Headroom (MW) | 4.5713 | 4.5577 | 4.563 | 4.4704 | 4.1509 | 3.8353 | 3.4404 | 3.1252 | 2.4304 | 1.7719 | 1.1882 | 0 | 0 | 0 | 0 | 0 | 0
Cardiff East & Aberthaw 132 kV | East Aberthaw Primary | Primary Substation | 11 | Falling Short | Headroom (MW) | 4.5713 | 4.5881 | 4.6201 | 4.6264 | 4.5112 | 4.4034 | 3.9133 | 3.7921 | 3.0761 | 2.9705 | 2.1573 | 1.5302 | 0.90994 | 0.28802 | 0 | 0 | 0
Cardiff East & Aberthaw 132 kV | East Aberthaw Primary | Primary Substation | 11 | Leading the Way | Headroom (MW) | 4.5713 | 4.4766 | 4.4021 | 4.2344 | 3.8798 | 3.5254 | 3.1053 | 2.5971 | 2.2505 | 2.0779 | 1.6035 | 0.95039 | 0.71933 | 0.72554 | 0 | 0 | 0
Cardiff East & Aberthaw 132 kV | East Aberthaw Primary | Primary Substation | 11 | System Transformation | Headroom (MW) | 4.5713 | 4.5831 | 4.5981 | 4.591 | 4.4524 | 4.2987 | 4.0643 | 3.8822 | 3.7256 | 3.6501 | 3.5633 | 3.4872 | 3.4384 | 3.0984 | 0 | 0 | 0
Rassau 132 kV | Ebbw Vale Bsp | Bulk Supply Point | 33 | Best View | Headroom (MW) | 60.2644 | 60.4667 | 53.2593 | 52.8857 | 49.8589 | 44.6263 | 36.9484 | 28.3217 | 23.5819 | 18.1393 | 13.4149 | 9.3915 | 5.6898 | 2.1567 | 0 | 0 | 0
Rassau 132 kV | Ebbw Vale Bsp | Bulk Supply Point | 33 | Consumer Transformation | Headroom (MW) | 60.2644 | 60.1916 | 52.5489 | 51.1986 | 46.3329 | 39.8496 | 31.0726 | 22.4806 | 15.2268 | 5.6413 | 0 | 0 | 0 | 0 | 0 | 0 | 0
Rassau 132 kV | Ebbw Vale Bsp | Bulk Supply Point | 33 | Falling Short | Headroom (MW) | 60.2644 | 60.2997 | 53.0031 | 52.9881 | 51.9332 | 48.6832 | 44.3221 | 40.2919 | 37.4116 | 33.2746 | 29.498 | 25.852 | 22.3034 | 18.6421 | 0 | 0 | 0
Rassau 132 kV | Ebbw Vale Bsp | Bulk Supply Point | 33 | Leading the Way | Headroom (MW) | 60.2644 | 58.7871 | 49.8512 | 47.227 | 40.3094 | 30.1887 | 18.5799 | 6.1099 | 0 | 0 | 0 | 0 | 0 | 0 | 0 | 0 | 0
Rassau 132 kV | Ebbw Vale Bsp | Bulk Supply Point | 33 | System Transformation | Headroom (MW) | 60.2644 | 60.3205 | 52.6773 | 52.258 | 50.9674 | 47.3389 | 41.5381 | 33.2015 | 28.7374 | 23.9107 | 19.5772 | 16.027 | 12.6213 | 10.2674 | 0 | 0 | 0
Rassau 132 kV | Ebbw Vale Primary | Primary Substation | 11 | Best View | Headroom (MW) | 21.8988 | 21.9073 | 21.9478 | 21.9448 | 21.8705 | 19.0664 | 15.5809 | 11.3329 | 10.7851 | 10.1886 | 9.6367 | 9.1319 | 5.6718 | 2.1499 | 0 | 0 | 0
Rassau 132 kV | Ebbw Vale Primary | Primary Substation | 11 | Consumer Transformation | Headroom (MW) | 21.8988 | 21.8717 | 21.8683 | 21.7642 | 21.3925 | 18.3468 | 14.5938 | 10.1604 | 9.4238 | 5.6235 | 0 | 0 | 0 | 0 | 0 | 0 | 0
Rassau 132 kV | Ebbw Vale Primary | Primary Substation | 11 | Falling Short | Headroom (MW) | 21.8988 | 21.894 | 21.9297 | 21.9535 | 21.9079 | 19.1537 | 16.3903 | 13.7488 | 12.7739 | 11.7261 | 10.7015 | 9.6808 | 8.6939 | 7.7394 | 0 | 0 | 0
Rassau 132 kV | Ebbw Vale Primary | Primary Substation | 11 | Leading the Way | Headroom (MW) | 21.8988 | 21.749 | 21.6272 | 21.4166 | 21.085 | 16.6938 | 12.6621 | 6.0906 | 0 | 0 | 0 | 0 | 0 | 0 | 0 | 0 | 0
Rassau 132 kV | Ebbw Vale Primary | Primary Substation | 11 | System Transformation | Headroom (MW) | 21.8988 | 21.8849 | 21.8855 | 21.8793 | 21.8509 | 19.0599 | 15.5821 | 11.3325 | 10.808 | 10.2687 | 9.7157 | 9.199 | 8.7305 | 8.358 | 0 | 0 | 0
Cardiff East & Aberthaw 132 kV | Ely | Primary Substation | 11 | Best View | Headroom (MW) | 0 | 0 | 0 | 0 | 0 | 0 | 0 | 0 | 0 | 0 | 0 | 0 | 0 | 0 | 0 | 0 | 0
Cardiff East & Aberthaw 132 kV | Ely | Primary Substation | 11 | Consumer Transformation | Headroom (MW) | 0 | 0 | 0 | 0 | 0 | 0 | 0 | 0 | 0 | 0 | 0 | 0 | 0 | 0 | 0 | 0 | 0
Cardiff East & Aberthaw 132 kV | Ely | Primary Substation | 11 | Falling Short | Headroom (MW) | 0 | 0 | 0 | 0 | 0 | 0 | 0 | 0 | 0 | 0 | 0 | 0 | 0 | 0 | 0 | 0 | 0
Cardiff East & Aberthaw 132 kV | Ely | Primary Substation | 11 | Leading the Way | Headroom (MW) | 0 | 0 | 0 | 0 | 0 | 0 | 0 | 0 | 0 | 0 | 0 | 0 | 0 | 0 | 0 | 0 | 0
Cardiff East & Aberthaw 132 kV | Ely | Primary Substation | 11 | System Transformation | Headroom (MW) | 0 | 0 | 0 | 0 | 0 | 0 | 0 | 0 | 0 | 0 | 0 | 0 | 0 | 0 | 0 | 0 | 0
Upper Boat 132 kV | Energlyn 33kv | Primary Substation | 11 | Best View | Headroom (MW) | 5.9959 | 6.0163 | 6.0487 | 6.0745 | 6.0633 | 6.0293 | 5.9942 | 5.9469 | 5.6794 | 1.9596 | 0 | 0 | 0 | 0 | 0 | 0 | 0
Upper Boat 132 kV | Energlyn 33kv | Primary Substation | 11 | Consumer Transformation | Headroom (MW) | 5.9959 | 6.0165 | 6.048 | 6.0645 | 6.0316 | 5.9214 | 5.4868 | 4.9686 | 4.4413 | 1.1565 | 0 | 0 | 0 | 0 | 0 | 0 | 0
Upper Boat 132 kV | Energlyn 33kv | Primary Substation | 11 | Falling Short | Headroom (MW) | 5.9959 | 6.0157 | 6.0464 | 6.0772 | 6.0781 | 6.0681 | 6.0439 | 6.0159 | 5.9832 | 5.6832 | 5.2708 | 4.8914 | 4.5295 | 4.1871 | 1.0364 | 0 | 0
Upper Boat 132 kV | Energlyn 33kv | Primary Substation | 11 | Leading the Way | Headroom (MW) | 5.9959 | 6.0134 | 6.0348 | 6.0504 | 6.0006 | 5.661 | 5.2259 | 4.6287 | 4.0846 | 0.082278 | 0 | 0 | 0 | 0 | 0 | 0 | 0
Upper Boat 132 kV | Energlyn 33kv | Primary Substation | 11 | System Transformation | Headroom (MW) | 5.9959 | 6.016 | 6.0455 | 6.0736 | 6.0772 | 6.0384 | 5.9987 | 5.9533 | 5.6864 | 4.6837 | 3.7112 | 2.8438 | 2.0539 | 1.3443 | 0 | 0 | 0
Upper Boat 132 kV | Energlyn Primary | Primary Substation | 11 | Best View | Headroom (MW) | 16.9991 | 16.9159 | 16.8555 | 16.7546 | 16.6426 | 16.568 | 16.4783 | 16.3502 | 16.2417 | 16.0627 | 15.8837 | 15.7379 | 15.6599 | 15.6014 | 13.9784 | 12.2256 | 9.6321
Upper Boat 132 kV | Energlyn Primary | Primary Substation | 11 | Consumer Transformation | Headroom (MW) | 16.9991 | 16.8883 | 16.7841 | 16.553 | 15.9158 | 15.3992 | 14.8837 | 14.4656 | 13.9331 | 13.1007 | 12.503 | 12.1351 | 11.7974 | 11.5685 | 7.1097 | 5.151 | 4.135
Upper Boat 132 kV | Energlyn Primary | Primary Substation | 11 | Falling Short | Headroom (MW) | 16.9991 | 16.9145 | 16.8765 | 16.8295 | 16.728 | 16.6699 | 16.6088 | 16.5098 | 16.3862 | 16.0919 | 15.7931 | 15.5048 | 15.2218 | 14.9825 | 11.9656 | 9.5778 | 6.3742
Upper Boat 132 kV | Energlyn Primary | Primary Substation | 11 | Leading the Way | Headroom (MW) | 16.9991 | 16.6823 | 16.3835 | 15.9675 | 15.3472 | 14.8551 | 14.3632 | 13.8179 | 13.2633 | 12.7384 | 12.3285 | 12.0718 | 11.975 | 11.9745 | 9.1332 | 7.7265 | 6.4969
Upper Boat 132 kV | Energlyn Primary | Primary Substation | 11 | System Transformation | Headroom (MW) | 16.9991 | 16.9024 | 16.7927 | 16.6716 | 16.5534 | 16.462 | 16.3493 | 16.1935 | 15.9822 | 15.7758 | 15.5418 | 15.3608 | 15.282 | 15.3752 | 12.1206 | 9.9304 | 7.4704
Cardiff East & Aberthaw 132 kV | Fairwater | Primary Substation | 11 | Best View | Headroom (MW) | 0 | 0 | 0 | 0 | 0 | 0 | 0 | 0 | 0 | 0 | 0 | 0 | 0 | 0 | 0 | 0 | 0
Cardiff East & Aberthaw 132 kV | Fairwater | Primary Substation | 11 | Consumer Transformation | Headroom (MW) | 0 | 0 | 0 | 0 | 0 | 0 | 0 | 0 | 0 | 0 | 0 | 0 | 0 | 0 | 0 | 0 | 0
Cardiff East & Aberthaw 132 kV | Fairwater | Primary Substation | 11 | Falling Short | Headroom (MW) | 0 | 0 | 0 | 0 | 0 | 0 | 0 | 0 | 0 | 0 | 0 | 0 | 0 | 0 | 0 | 0 | 0
Cardiff East & Aberthaw 132 kV | Fairwater | Primary Substation | 11 | Leading the Way | Headroom (MW) | 0 | 0 | 0 | 0 | 0 | 0 | 0 | 0 | 0 | 0 | 0 | 0 | 0 | 0 | 0 | 0 | 0
Cardiff East & Aberthaw 132 kV | Fairwater | Primary Substation | 11 | System Transformation | Headroom (MW) | 0 | 0 | 0 | 0 | 0 | 0 | 0 | 0 | 0 | 0 | 0 | 0 | 0 | 0 | 0 | 0 | 0
Pembroke 132 kV | Fishguard | Primary Substation | 11 | Best View | Headroom (MW) | 1.7068 | 0 | 0 | 0 | 0 | 0 | 0 | 0 | 0 | 0 | 0 | 0 | 0 | 0 | 0 | 0 | 0
Pembroke 132 kV | Fishguard | Primary Substation | 11 | Consumer Transformation | Headroom (MW) | 1.7068 | 0 | 0 | 0 | 0 | 0 | 0 | 0 | 0 | 0 | 0 | 0 | 0 | 0 | 0 | 0 | 0
Pembroke 132 kV | Fishguard | Primary Substation | 11 | Falling Short | Headroom (MW) | 1.7068 | 0 | 0 | 0 | 0 | 0 | 0 | 0 | 0 | 0 | 0 | 0 | 0 | 0 | 0 | 0 | 0
Pembroke 132 kV | Fishguard | Primary Substation | 11 | Leading the Way | Headroom (MW) | 1.7068 | 0 | 0 | 0 | 0 | 0 | 0 | 0 | 0 | 0 | 0 | 0 | 0 | 0 | 0 | 0 | 0
Pembroke 132 kV | Fishguard | Primary Substation | 11 | System Transformation | Headroom (MW) | 1.7068 | 0 | 0 | 0 | 0 | 0 | 0 | 0 | 0 | 0 | 0 | 0 | 0 | 0 | 0 | 0 | 0
Swansea North 132 kV | Garngoch | Primary Substation | 11 | Best View | Headroom (MW) | 0 | 0 | 0 | 0 | 0 | 0 | 0 | 0 | 0 | 0 | 0 | 0 | 0 | 0 | 0 | 0 | 0
Swansea North 132 kV | Garngoch | Primary Substation | 11 | Consumer Transformation | Headroom (MW) | 0 | 0 | 0 | 0 | 0 | 0 | 0 | 0 | 0 | 0 | 0 | 0 | 0 | 0 | 0 | 0 | 0
Swansea North 132 kV | Garngoch | Primary Substation | 11 | Falling Short | Headroom (MW) | 0 | 0 | 0 | 0 | 0 | 0 | 0 | 0 | 0 | 0 | 0 | 0 | 0 | 0 | 0 | 0 | 0
Swansea North 132 kV | Garngoch | Primary Substation | 11 | Leading the Way | Headroom (MW) | 0 | 0 | 0 | 0 | 0 | 0 | 0 | 0 | 0 | 0 | 0 | 0 | 0 | 0 | 0 | 0 | 0
Swansea North 132 kV | Garngoch | Primary Substation | 11 | System Transformation | Headroom (MW) | 0 | 0 | 0 | 0 | 0 | 0 | 0 | 0 | 0 | 0 | 0 | 0 | 0 | 0 | 0 | 0 | 0
Upper Boat 132 & 33 kV | Gas Yard | Primary Substation | 11 | Best View | Headroom (MW) | 0 | 0 | 0 | 0 | 0 | 0 | 0 | 0 | 0 | 0 | 0 | 0 | 0 | 0 | 0 | 0 | 0
Upper Boat 132 & 33 kV | Gas Yard | Primary Substation | 11 | Consumer Transformation | Headroom (MW) | 0 | 0 | 0 | 0 | 0 | 0 | 0 | 0 | 0 | 0 | 0 | 0 | 0 | 0 | 0 | 0 | 0
Upper Boat 132 & 33 kV | Gas Yard | Primary Substation | 11 | Falling Short | Headroom (MW) | 0 | 0 | 0 | 0 | 0 | 0 | 0 | 0 | 0 | 0 | 0 | 0 | 0 | 0 | 0 | 0 | 0
Upper Boat 132 & 33 kV | Gas Yard | Primary Substation | 11 | Leading the Way | Headroom (MW) | 0 | 0 | 0 | 0 | 0 | 0 | 0 | 0 | 0 | 0 | 0 | 0 | 0 | 0 | 0 | 0 | 0
Upper Boat 132 & 33 kV | Gas Yard | Primary Substation | 11 | System Transformation | Headroom (MW) | 0 | 0 | 0 | 0 | 0 | 0 | 0 | 0 | 0 | 0 | 0 | 0 | 0 | 0 | 0 | 0 | 0
Swansea North 132 kV | Gethin Street Swansea | Primary Substation | 11 | Best View | Headroom (MW) | 12.5654 | 8.6822 | 5.353 | 0 | 0 | 0 | 0 | 0 | 0 | 0 | 0 | 0 | 0 | 0 | 0 | 0 | 0
Swansea North 132 kV | Gethin Street Swansea | Primary Substation | 11 | Consumer Transformation | Headroom (MW) | 12.5654 | 12.2524 | 11.1136 | 10.8425 | 10.5023 | 10.2916 | 10.0997 | 9.3276 | 8.3803 | 7.7667 | 7.1658 | 5.2194 | 2.1765 | 0 | 0 | 0 | 0
Swansea North 132 kV | Gethin Street Swansea | Primary Substation | 11 | Falling Short | Headroom (MW) | 12.5654 | 12.5231 | 12.2844 | 12.0287 | 11.9623 | 11.9673 | 11.9884 | 11.6321 | 11.1708 | 10.8313 | 10.4648 | 10.0749 | 9.6604 | 9.2278 | 7.2784 | 0.38497 | 0
Swansea North 132 kV | Gethin Street Swansea | Primary Substation | 11 | Leading the Way | Headroom (MW) | 12.5654 | 8.5183 | 4.9419 | 0 | 0 | 0 | 0 | 0 | 0 | 0 | 0 | 0 | 0 | 0 | 0 | 0 | 0
Swansea North 132 kV | Gethin Street Swansea | Primary Substation | 11 | System Transformation | Headroom (MW) | 12.5654 | 10.2708 | 7.7565 | 2.7014 | 2.6317 | 2.6575 | 2.7035 | 2.0947 | 1.3641 | 1.0078 | 0.52848 | 0.096188 | 0 | 0 | 0 | 0 | 0
Rassau 132 kV | Glasbury | Primary Substation | 11 | Best View | Headroom (MW) | 6.2438 | 6.1284 | 6.0612 | 5.9917 | 5.0561 | 0.41524 | 0 | 0 | 0 | 0 | 0 | 0 | 0 | 0 | 0 | 0 | 0
Rassau 132 kV | Glasbury | Primary Substation | 11 | Consumer Transformation | Headroom (MW) | 6.2438 | 6.0925 | 5.9766 | 5.7672 | 3.4132 | 0.34549 | 0 | 0 | 0 | 0 | 0 | 0 | 0 | 0 | 0 | 0 | 0
Rassau 132 kV | Glasbury | Primary Substation | 11 | Falling Short | Headroom (MW) | 6.2438 | 6.1894 | 6.182 | 6.1893 | 6.0258 | 5.91 | 5.7905 | 5.475 | 3.9727 | 0.25951 | 0 | 0 | 0 | 0 | 0 | 0 | 0
Rassau 132 kV | Glasbury | Primary Substation | 11 | Leading the Way | Headroom (MW) | 6.2438 | 5.9605 | 5.7082 | 4.4314 | 0 | 0 | 0 | 0 | 0 | 0 | 0 | 0 | 0 | 0 | 0 | 0 | 0
Rassau 132 kV | Glasbury | Primary Substation | 11 | System Transformation | Headroom (MW) | 6.2438 | 6.1471 | 6.0698 | 6.0095 | 5.8601 | 5.7129 | 3.9077 | 0.39896 | 0 | 0 | 0 | 0 | 0 | 0 | 0 | 0 | 0
Pembroke 132 kV | Golden Hill Bsp | Bulk Supply Point | 33 | Best View | Headroom (MW) | 58.622 | 59.0652 | 58.4053 | 51.6331 | 43.3467 | 34.8564 | 25.0811 | 15.4991 | 6.4467 | 0 | 0 | 0 | 0 | 0 | 0 | 0 | 0
Pembroke 132 kV | Golden Hill Bsp | Bulk Supply Point | 33 | Consumer Transformation | Headroom (MW) | 58.622 | 59.0543 | 59.2427 | 57.2389 | 50.0342 | 41.631 | 32.5582 | 24.3459 | 13.0492 | 0 | 0 | 0 | 0 | 0 | 0 | 0 | 0
Pembroke 132 kV | Golden Hill Bsp | Bulk Supply Point | 33 | Falling Short | Headroom (MW) | 58.622 | 58.9953 | 59.208 | 58.6918 | 57.7408 | 57.3888 | 56.2901 | 54.8326 | 53.6637 | 48.2333 | 41.6781 | 34.3498 | 28.0049 | 21.6344 | 0 | 0 | 0
Pembroke 132 kV | Golden Hill Bsp | Bulk Supply Point | 33 | Leading the Way | Headroom (MW) | 58.622 | 58.9339 | 58.118 | 47.9401 | 38.4224 | 29.0846 | 18.3757 | 3.278 | 0 | 0 | 0 | 0 | 0 | 0 | 0 | 0 | 0
Pembroke 132 kV | Golden Hill Bsp | Bulk Supply Point | 33 | System Transformation | Headroom (MW) | 58.622 | 59.0748 | 59.3066 | 58.6997 | 58.5655 | 58.2928 | 54.1951 | 46.996 | 41.3176 | 32.6549 | 24.4998 | 8.9324 | 0 | 0 | 0 | 0 | 0
Pembroke 132 kV | Golden Hill Primary | Primary Substation | 11 | Best View | Headroom (MW) | 11.0989 | 10.7492 | 6.2075 | 3.9808 | 2.8743 | 1.8966 | 0.092137 | 0 | 0 | 0 | 0 | 0 | 0 | 0 | 0 | 0 | 0
Pembroke 132 kV | Golden Hill Primary | Primary Substation | 11 | Consumer Transformation | Headroom (MW) | 11.0989 | 10.7855 | 10.4788 | 8.1413 | 6.7369 | 5.5804 | 4.2748 | 2.6664 | 1.3735 | 0 | 0 | 0 | 0 | 0 | 0 | 0 | 0
Pembroke 132 kV | Golden Hill Primary | Primary Substation | 11 | Falling Short | Headroom (MW) | 11.0989 | 10.8963 | 10.7554 | 10.7643 | 10.562 | 10.4307 | 10.2258 | 9.7948 | 9.4106 | 8.1939 | 7.7448 | 6.0832 | 5.289 | 3.6538 | 0 | 0 | 0
Pembroke 132 kV | Golden Hill Primary | Primary Substation | 11 | Leading the Way | Headroom (MW) | 11.0989 | 10.5094 | 5.7105 | 3.1836 | 1.8378 | 0.70429 | 0 | 0 | 0 | 0 | 0 | 0 | 0 | 0 | 0 | 0 | 0
Pembroke 132 kV | Golden Hill Primary | Primary Substation | 11 | System Transformation | Headroom (MW) | 11.0989 | 10.8315 | 10.5714 | 10.5537 | 10.3771 | 9.6094 | 8.7117 | 7.3823 | 6.4484 | 5.4367 | 4.3533 | 3.307 | 0 | 0 | 0 | 0 | 0
Cardiff East & Aberthaw 132 kV | Grangetown Grid Primary | Primary Substation | 11 | Best View | Headroom (MW) | 13.792 | 14.1482 | 14.5783 | 14.9427 | 14.9286 | 14.6806 | 14.6949 | 14.3976 | 14.3456 | 14.4568 | 14.5134 | 14.5915 | 14.6948 | 14.7565 | 13.4657 | 12.5839 | 12.7089
Cardiff East & Aberthaw 132 kV | Grangetown Grid Primary | Primary Substation | 11 | Consumer Transformation | Headroom (MW) | 13.792 | 14.008 | 14.2436 | 14.3574 | 13.944 | 13.595 | 13.2883 | 13.0221 | 12.6412 | 12.2875 | 12.0276 | 11.8651 | 11.6565 | 11.5029 | 10.1412 | 9.466 | 9.6847
Cardiff East & Aberthaw 132 kV | Grangetown Grid Primary | Primary Substation | 11 | Falling Short | Headroom (MW) | 13.792 | 13.9984 | 14.3271 | 14.6159 | 14.6348 | 14.7217 | 14.8179 | 14.8929 | 14.9286 | 15.0495 | 15.1532 | 15.2312 | 15.3193 | 15.3763 | 14.6858 | 14.2296 | 12.6537
Cardiff East & Aberthaw 132 kV | Grangetown Grid Primary | Primary Substation | 11 | Leading the Way | Headroom (MW) | 13.792 | 13.7027 | 13.7119 | 13.5843 | 13.2212 | 12.5817 | 12.2865 | 11.6598 | 11.2743 | 11.0672 | 10.9035 | 10.8304 | 10.8457 | 10.9099 | 9.7623 | 10.6139 | 10.8945
Cardiff East & Aberthaw 132 kV | Grangetown Grid Primary | Primary Substation | 11 | System Transformation | Headroom (MW) | 13.792 | 14.1233 | 14.4703 | 14.7568 | 14.8574 | 14.9398 | 15.0529 | 14.8874 | 14.9472 | 14.9987 | 14.9831 | 14.984 | 14.9808 | 14.6863 | 13.8004 | 14.5171 | 14.359
Swansea North 132 kV | Gwaun Cae Gurwen | Primary Substation | 11 | Best View | Headroom (MW) | 9.1482 | 9.108 | 9.1061 | 9.0721 | 8.9766 | 8.8914 | 8.8037 | 8.7093 | 8.574 | 8.4048 | 8.2439 | 8.0917 | 7.7016 | 6.6065 | 0 | 0 | 0
Swansea North 132 kV | Gwaun Cae Gurwen | Primary Substation | 11 | Consumer Transformation | Headroom (MW) | 9.1482 | 9.0425 | 8.9672 | 8.8171 | 8.523 | 8.3036 | 8.072 | 7.8741 | 6.7976 | 3.81 | 1.6378 | 0.11142 | 0 | 0 | 0 | 0 | 0
Swansea North 132 kV | Gwaun Cae Gurwen | Primary Substation | 11 | Falling Short | Headroom (MW) | 9.1482 | 9.1041 | 9.0825 | 9.0653 | 8.9559 | 8.8767 | 8.7844 | 8.6906 | 8.5747 | 8.338 | 8.1274 | 7.9131 | 7.7063 | 7.5141 | 0 | 0 | 0
Swansea North 132 kV | Gwaun Cae Gurwen | Primary Substation | 11 | Leading the Way | Headroom (MW) | 9.1482 | 8.9637 | 8.8163 | 8.604 | 8.3354 | 8.1082 | 7.886 | 7.3072 | 4.5867 | 2.8503 | 1.5821 | 0.71047 | 0.039665 | 0 | 0 | 0 | 0
Swansea North 132 kV | Gwaun Cae Gurwen | Primary Substation | 11 | System Transformation | Headroom (MW) | 9.1482 | 9.0483 | 8.952 | 8.8761 | 8.7139 | 8.5812 | 8.4375 | 8.2848 | 8.0914 | 7.8991 | 7.6695 | 7.4712 | 7.3161 | 6.9189 | 0 | 0 | 0
Pembroke 132 kV | Haverfordwest Grid | Bulk Supply Point | 33 | Best View | Headroom (MW) | 1.9435 | 0 | 0 | 0 | 0 | 0 | 0 | 0 | 0 | 0 | 0 | 0 | 0 | 0 | 0 | 0 | 0
Pembroke 132 kV | Haverfordwest Grid | Bulk Supply Point | 33 | Consumer Transformation | Headroom (MW) | 1.9435 | 0 | 0 | 0 | 0 | 0 | 0 | 0 | 0 | 0 | 0 | 0 | 0 | 0 | 0 | 0 | 0
Pembroke 132 kV | Haverfordwest Grid | Bulk Supply Point | 33 | Falling Short | Headroom (MW) | 1.9435 | 0 | 0 | 0 | 0 | 0 | 0 | 0 | 0 | 0 | 0 | 0 | 0 | 0 | 0 | 0 | 0
Pembroke 132 kV | Haverfordwest Grid | Bulk Supply Point | 33 | Leading the Way | Headroom (MW) | 1.9435 | 0 | 0 | 0 | 0 | 0 | 0 | 0 | 0 | 0 | 0 | 0 | 0 | 0 | 0 | 0 | 0
Pembroke 132 kV | Haverfordwest Grid | Bulk Supply Point | 33 | System Transformation | Headroom (MW) | 1.9435 | 0 | 0 | 0 | 0 | 0 | 0 | 0 | 0 | 0 | 0 | 0 | 0 | 0 | 0 | 0 | 0
Pembroke 132 kV | Haverfordwest Power Stn | Primary Substation | 11 | Best View | Headroom (MW) | 1.8644 | 0 | 0 | 0 | 0 | 0 | 0 | 0 | 0 | 0 | 0 | 0 | 0 | 0 | 0 | 0 | 0
Pembroke 132 kV | Haverfordwest Power Stn | Primary Substation | 11 | Consumer Transformation | Headroom (MW) | 1.8644 | 0 | 0 | 0 | 0 | 0 | 0 | 0 | 0 | 0 | 0 | 0 | 0 | 0 | 0 | 0 | 0
Pembroke 132 kV | Haverfordwest Power Stn | Primary Substation | 11 | Falling Short | Headroom (MW) | 1.8644 | 0 | 0 | 0 | 0 | 0 | 0 | 0 | 0 | 0 | 0 | 0 | 0 | 0 | 0 | 0 | 0
Pembroke 132 kV | Haverfordwest Power Stn | Primary Substation | 11 | Leading the Way | Headroom (MW) | 1.8644 | 0 | 0 | 0 | 0 | 0 | 0 | 0 | 0 | 0 | 0 | 0 | 0 | 0 | 0 | 0 | 0
Pembroke 132 kV | Haverfordwest Power Stn | Primary Substation | 11 | System Transformation | Headroom (MW) | 1.8644 | 0 | 0 | 0 | 0 | 0 | 0 | 0 | 0 | 0 | 0 | 0 | 0 | 0 | 0 | 0 | 0
Cardiff East & Aberthaw 132 kV | Heath | Primary Substation | 11 | Best View | Headroom (MW) | 8.7445 | 8.8433 | 8.97 | 9.0101 | 8.9837 | 8.9402 | 8.8873 | 8.8214 | 8.7504 | 8.7038 | 8.6522 | 8.6597 | 8.7145 | 8.7817 | 7.2523 | 4.5583 | 1.0145
Cardiff East & Aberthaw 132 kV | Heath | Primary Substation | 11 | Consumer Transformation | Headroom (MW) | 8.7445 | 8.7959 | 8.8551 | 8.7389 | 8.1009 | 7.5792 | 7.0263 | 6.5992 | 6.0662 | 5.2934 | 4.3974 | 4.0788 | 3.8061 | 3.7443 | 0 | 0 | 0
Cardiff East & Aberthaw 132 kV | Heath | Primary Substation | 11 | Falling Short | Headroom (MW) | 8.7445 | 8.8079 | 8.8983 | 8.9733 | 8.943 | 8.9063 | 8.8483 | 8.7468 | 8.5976 | 8.3787 | 8.1396 | 7.9144 | 7.7083 | 7.5485 | 4.7433 | 1.599 | 0
Cardiff East & Aberthaw 132 kV | Heath | Primary Substation | 11 | Leading the Way | Headroom (MW) | 8.7445 | 8.6153 | 8.4946 | 8.2178 | 7.651 | 7.1573 | 6.636 | 5.896 | 4.6536 | 3.7291 | 3.1144 | 2.8721 | 3.0212 | 3.3592 | 0 | 0 | 0
Cardiff East & Aberthaw 132 kV | Heath | Primary Substation | 11 | System Transformation | Headroom (MW) | 8.7445 | 8.8436 | 8.94 | 9.0077 | 9.0306 | 8.9957 | 8.9137 | 8.791 | 8.6257 | 8.5116 | 8.3879 | 8.3164 | 8.3376 | 8.5134 | 6.3247 | 5.2497 | 3.5258
Cardiff East & Aberthaw 132 kV | Heath Hospital Primary | Primary Substation | 11 | Best View | Headroom (MW) | 8.1099 | 8.153 | 8.2105 | 8.2648 | 8.3152 | 8.3592 | 8.4011 | 8.4445 | 8.4771 | 8.5114 | 8.5501 | 8.5936 | 8.6427 | 8.6904 | 8.615 | 4.572 | 1.0176
Cardiff East & Aberthaw 132 kV | Heath Hospital Primary | Primary Substation | 11 | Consumer Transformation | Headroom (MW) | 8.1099 | 8.1486 | 8.1984 | 8.2382 | 8.2161 | 8.2048 | 8.1905 | 8.0042 | 6.6539 | 5.3094 | 4.4107 | 4.0911 | 3.8176 | 3.7556 | 0 | 0 | 0
Cardiff East & Aberthaw 132 kV | Heath Hospital Primary | Primary Substation | 11 | Falling Short | Headroom (MW) | 8.1099 | 8.1466 | 8.1995 | 8.2523 | 8.3023 | 8.3442 | 8.3817 | 8.4179 | 8.4433 | 8.4624 | 8.4843 | 8.5011 | 8.5281 | 8.5489 | 4.9943 | 1.6038 | 0
Cardiff East & Aberthaw 132 kV | Heath Hospital Primary | Primary Substation | 11 | Leading the Way | Headroom (MW) | 8.1099 | 8.1292 | 8.1669 | 8.1886 | 8.1751 | 8.1669 | 7.4898 | 5.9138 | 4.6677 | 3.7404 | 3.1239 | 2.8808 | 3.0303 | 3.3694 | 0 | 0 | 0
Cardiff East & Aberthaw 132 kV | Heath Hospital Primary | Primary Substation | 11 | System Transformation | Headroom (MW) | 8.1099 | 8.1486 | 8.2076 | 8.259 | 8.3093 | 8.3516 | 8.3953 | 8.4297 | 8.4579 | 8.4981 | 8.534 | 8.578 | 8.6292 | 8.7006 | 6.8286 | 5.2655 | 3.5365
Swansea North 132 kV | Hendy | Primary Substation | 11 | Best View | Headroom (MW) | 10.8074 | 10.0631 | 8.9004 | 7.9764 | 5.5141 | 4.363 | 2.8983 | 0.7671 | 0 | 0 | 0 | 0 | 0 | 0 | 0 | 0 | 0
Swansea North 132 kV | Hendy | Primary Substation | 11 | Consumer Transformation | Headroom (MW) | 10.8074 | 9.7443 | 8.1553 | 6.4617 | 2.9259 | 1.1276 | 0 | 0 | 0 | 0 | 0 | 0 | 0 | 0 | 0 | 0 | 0
Swansea North 132 kV | Hendy | Primary Substation | 11 | Falling Short | Headroom (MW) | 10.8074 | 10.2789 | 9.5324 | 8.861 | 6.979 | 6.1164 | 5.0094 | 3.5478 | 2.1393 | 0 | 0 | 0 | 0 | 0 | 0 | 0 | 0
Swansea North 132 kV | Hendy | Primary Substation | 11 | Leading the Way | Headroom (MW) | 10.8074 | 9.1189 | 7.0518 | 4.7408 | 0 | 0 | 0 | 0 | 0 | 0 | 0 | 0 | 0 | 0 | 0 | 0 | 0
Swansea North 132 kV | Hendy | Primary Substation | 11 | System Transformation | Headroom (MW) | 10.8074 | 9.7845 | 8.1962 | 6.9842 | 4.4566 | 3.2306 | 1.5577 | 0 | 0 | 0 | 0 | 0 | 0 | 0 | 0 | 0 | 0
Cardiff East & Aberthaw 132 kV | Highmead | Primary Substation | 11 | Best View | Headroom (MW) | 0 | 0 | 0 | 0 | 0 | 0 | 0 | 0 | 0 | 0 | 0 | 0 | 0 | 0 | 0 | 0 | 0
Cardiff East & Aberthaw 132 kV | Highmead | Primary Substation | 11 | Consumer Transformation | Headroom (MW) | 0 | 0 | 0 | 0 | 0 | 0 | 0 | 0 | 0 | 0 | 0 | 0 | 0 | 0 | 0 | 0 | 0
Cardiff East & Aberthaw 132 kV | Highmead | Primary Substation | 11 | Falling Short | Headroom (MW) | 0 | 0 | 0 | 0 | 0 | 0 | 0 | 0 | 0 | 0 | 0 | 0 | 0 | 0 | 0 | 0 | 0
Cardiff East & Aberthaw 132 kV | Highmead | Primary Substation | 11 | Leading the Way | Headroom (MW) | 0 | 0 | 0 | 0 | 0 | 0 | 0 | 0 | 0 | 0 | 0 | 0 | 0 | 0 | 0 | 0 | 0
Cardiff East & Aberthaw 132 kV | Highmead | Primary Substation | 11 | System Transformation | Headroom (MW) | 0 | 0 | 0 | 0 | 0 | 0 | 0 | 0 | 0 | 0 | 0 | 0 | 0 | 0 | 0 | 0 | 0
Swansea North 132 kV | Hirwaun Primary | Primary Substation | 11 | Best View | Headroom (MW) | 7.9634 | 7.945 | 7.8881 | 6.66 | 6.4955 | 6.2853 | 5.551 | 5.3782 | 4.7966 | 4.1537 | 4.0175 | 3.9206 | 3.3271 | 2.77 | 0 | 0 | 0
Swansea North 132 kV | Hirwaun Primary | Primary Substation | 11 | Consumer Transformation | Headroom (MW) | 7.9634 | 7.9398 | 7.8981 | 6.7701 | 6.4452 | 6.1206 | 5.3169 | 5.033 | 4.2166 | 3.1655 | 2.7788 | 0.43108 | 0 | 0 | 0 | 0 | 0
Swansea North 132 kV | Hirwaun Primary | Primary Substation | 11 | Falling Short | Headroom (MW) | 7.9634 | 7.9458 | 7.9188 | 6.9582 | 6.8374 | 6.6983 | 6.183 | 6.03 | 5.6309 | 5.0732 | 4.7527 | 4.4155 | 3.8349 | 3.2942 | 0 | 0 | 0
Swansea North 132 kV | Hirwaun Primary | Primary Substation | 11 | Leading the Way | Headroom (MW) | 7.9634 | 7.878 | 7.7443 | 6.3864 | 6.0188 | 5.6206 | 4.7112 | 4.3487 | 3.5962 | 2.8036 | 2.5604 | 2.413 | 0.15346 | 0 | 0 | 0 | 0
Swansea North 132 kV | Hirwaun Primary | Primary Substation | 11 | System Transformation | Headroom (MW) | 7.9634 | 7.9445 | 7.8698 | 6.7614 | 6.5889 | 6.4091 | 5.7623 | 5.599 | 4.9234 | 4.1199 | 3.8613 | 3.6327 | 3.0869 | 2.6197 | 0 | 0 | 0
Upper Boat 132 & 33 kV | Ironbridge | Primary Substation | 11 | Best View | Headroom (MW) | 7.2799 | 7.2971 | 7.334 | 7.3391 | 7.3213 | 6.6516 | 5.5698 | 4.2356 | 3.4363 | 2.6455 | 1.9172 | 0.82603 | 0.45044 | 0.099409 | 0 | 0 | 0
Upper Boat 132 & 33 kV | Ironbridge | Primary Substation | 11 | Consumer Transformation | Headroom (MW) | 7.2799 | 7.279 | 7.2909 | 7.2274 | 6.976 | 5.7169 | 4.4421 | 2.9366 | 1.7333 | 0.37261 | 0 | 0 | 0 | 0 | 0 | 0 | 0
Upper Boat 132 & 33 kV | Ironbridge | Primary Substation | 11 | Falling Short | Headroom (MW) | 7.2799 | 7.2903 | 7.3168 | 7.333 | 7.3162 | 7.0919 | 6.3703 | 5.5507 | 4.8877 | 4.0554 | 3.2297 | 2.4004 | 1.5544 | 0.72597 | 0 | 0 | 0
Upper Boat 132 & 33 kV | Ironbridge | Primary Substation | 11 | Leading the Way | Headroom (MW) | 7.2799 | 7.2093 | 7.1539 | 7.0288 | 6.7061 | 4.51 | 2.9384 | 0.83367 | 0 | 0 | 0 | 0 | 0 | 0 | 0 | 0 | 0
Upper Boat 132 & 33 kV | Ironbridge | Primary Substation | 11 | System Transformation | Headroom (MW) | 7.2799 | 7.3003 | 7.3196 | 7.3262 | 7.3211 | 6.7006 | 5.8442 | 4.3325 | 3.4728 | 2.5826 | 1.6226 | 0.76647 | 0.10277 | 0 | 0 | 0 | 0
Swansea North 132 kV | Jersey Marine | Primary Substation | 11 | Best View | Headroom (MW) | 18.1022 | 18.137 | 18.1959 | 18.2488 | 18.2997 | 18.1155 | 17.3757 | 15.9542 | 14.1766 | 11.8958 | 9.8537 | 7.8473 | 5.9339 | 4.0552 | 0 | 0 | 0
Swansea North 132 kV | Jersey Marine | Primary Substation | 11 | Consumer Transformation | Headroom (MW) | 18.1022 | 18.1371 | 18.1932 | 18.2426 | 18.2777 | 18.31 | 18.3473 | 18.3798 | 16.9569 | 12.2928 | 8.4091 | 5.2707 | 2.1979 | 0 | 0 | 0 | 0
Swansea North 132 kV | Jersey Marine | Primary Substation | 11 | Falling Short | Headroom (MW) | 18.1022 | 18.1368 | 18.1911 | 18.2494 | 18.2985 | 18.3467 | 18.3939 | 18.4419 | 18.4901 | 18.4732 | 18.4633 | 18.4477 | 18.4352 | 18.4231 | 8.6033 | 0.38875 | 0
Swansea North 132 kV | Jersey Marine | Primary Substation | 11 | Leading the Way | Headroom (MW) | 18.1022 | 18.1325 | 18.1831 | 15.5635 | 12.9426 | 9.6347 | 6.7704 | 2.9931 | 0 | 0 | 0 | 0 | 0 | 0 | 0 | 0 | 0
Swansea North 132 kV | Jersey Marine | Primary Substation | 11 | System Transformation | Headroom (MW) | 18.1022 | 18.1369 | 18.196 | 18.2489 | 18.2979 | 18.3417 | 18.3875 | 18.4372 | 16.9683 | 14.9485 | 12.9458 | 11.0973 | 9.535 | 7.389 | 0 | 0 | 0
Swansea North 132 kV | Kidwelly | Primary Substation | 11 | Best View | Headroom (MW) | 4.1365 | 4.0957 | 4.0815 | 4.065 | 4.0038 | 3.9538 | 3.9087 | 3.8608 | 3.7864 | 3.683 | 3.5793 | 3.4901 | 3.4183 | 2.8286 | 0 | 0 | 0
Swansea North 132 kV | Kidwelly | Primary Substation | 11 | Consumer Transformation | Headroom (MW) | 4.1365 | 4.0706 | 4.0219 | 3.9384 | 3.7705 | 3.6553 | 3.5355 | 3.4381 | 3.2903 | 3.1046 | 2.9785 | 2.6385 | 2.2752 | 1.541 | 0 | 0 | 0
Swansea North 132 kV | Kidwelly | Primary Substation | 11 | Falling Short | Headroom (MW) | 4.1365 | 4.112 | 4.1024 | 4.0956 | 4.0512 | 4.0233 | 3.9828 | 3.9513 | 3.9106 | 3.8114 | 3.7138 | 3.6191 | 3.5285 | 3.4489 | 1.2876 | 0 | 0
Swansea North 132 kV | Kidwelly | Primary Substation | 11 | Leading the Way | Headroom (MW) | 4.1365 | 4.0095 | 3.9061 | 3.7728 | 3.637 | 3.5291 | 3.4225 | 3.3166 | 3.1653 | 3.0571 | 2.886 | 2.5818 | 1.3709 | 0 | 0 | 0 | 0
Swansea North 132 kV | Kidwelly | Primary Substation | 11 | System Transformation | Headroom (MW) | 4.1365 | 4.0817 | 4.0428 | 4.0062 | 3.9404 | 3.8953 | 3.8469 | 3.7826 | 3.6803 | 3.5841 | 3.4807 | 3.4011 | 2.8108 | 2.7991 | 0.033643 | 0 | 0
Upper Boat 132 & 33 kV | Lady Windsor | Primary Substation | 11 | Best View | Headroom (MW) | 4.9111 | 3.6727 | 3.636 | 3.2613 | 1.9759 | 0.093375 | 0 | 0 | 0 | 0 | 0 | 0 | 0 | 0 | 0 | 0 | 0
Upper Boat 132 & 33 kV | Lady Windsor | Primary Substation | 11 | Consumer Transformation | Headroom (MW) | 4.9111 | 3.5519 | 3.2835 | 2.1643 | 0 | 0 | 0 | 0 | 0 | 0 | 0 | 0 | 0 | 0 | 0 | 0 | 0
Upper Boat 132 & 33 kV | Lady Windsor | Primary Substation | 11 | Falling Short | Headroom (MW) | 4.9111 | 3.993 | 4.0032 | 3.888 | 3.3689 | 2.7025 | 2.0845 | 1.2391 | 0.2701 | 0 | 0 | 0 | 0 | 0 | 0 | 0 | 0
Upper Boat 132 & 33 kV | Lady Windsor | Primary Substation | 11 | Leading the Way | Headroom (MW) | 4.9111 | 2.5342 | 1.282 | 0 | 0 | 0 | 0 | 0 | 0 | 0 | 0 | 0 | 0 | 0 | 0 | 0 | 0
Upper Boat 132 & 33 kV | Lady Windsor | Primary Substation | 11 | System Transformation | Headroom (MW) | 4.9111 | 3.6832 | 3.4078 | 2.9617 | 2.4285 | 1.616 | 0.84985 | 0 | 0 | 0 | 0 | 0 | 0 | 0 | 0 | 0 | 0
Swansea North 132 kV | Lampeter Primary | Primary Substation | 11 | Best View | Headroom (MW) | 0 | 0 | 0 | 0 | 0 | 0 | 0 | 0 | 0 | 0 | 0 | 0 | 0 | 0 | 0 | 0 | 0
Swansea North 132 kV | Lampeter Primary | Primary Substation | 11 | Consumer Transformation | Headroom (MW) | 0 | 0 | 0 | 0 | 0 | 0 | 0 | 0 | 0 | 0 | 0 | 0 | 0 | 0 | 0 | 0 | 0
Swansea North 132 kV | Lampeter Primary | Primary Substation | 11 | Falling Short | Headroom (MW) | 0 | 0 | 0 | 0 | 0 | 0 | 0 | 0 | 0 | 0 | 0 | 0 | 0 | 0 | 0 | 0 | 0
Swansea North 132 kV | Lampeter Primary | Primary Substation | 11 | Leading the Way | Headroom (MW) | 0 | 0 | 0 | 0 | 0 | 0 | 0 | 0 | 0 | 0 | 0 | 0 | 0 | 0 | 0 | 0 | 0
Swansea North 132 kV | Lampeter Primary | Primary Substation | 11 | System Transformation | Headroom (MW) | 0 | 0 | 0 | 0 | 0 | 0 | 0 | 0 | 0 | 0 | 0 | 0 | 0 | 0 | 0 | 0 | 0
Swansea North 132 kV | Lime Street Gorseinon | Primary Substation | 11 | Best View | Headroom (MW) | 0 | 0 | 0 | 0 | 0 | 0 | 0 | 0 | 0 | 0 | 0 | 0 | 0 | 0 | 0 | 0 | 0
Swansea North 132 kV | Lime Street Gorseinon | Primary Substation | 11 | Consumer Transformation | Headroom (MW) | 0 | 0 | 0 | 0 | 0 | 0 | 0 | 0 | 0 | 0 | 0 | 0 | 0 | 0 | 0 | 0 | 0
Swansea North 132 kV | Lime Street Gorseinon | Primary Substation | 11 | Falling Short | Headroom (MW) | 0 | 0 | 0 | 0 | 0 | 0 | 0 | 0 | 0 | 0 | 0 | 0 | 0 | 0 | 0 | 0 | 0
Swansea North 132 kV | Lime Street Gorseinon | Primary Substation | 11 | Leading the Way | Headroom (MW) | 0 | 0 | 0 | 0 | 0 | 0 | 0 | 0 | 0 | 0 | 0 | 0 | 0 | 0 | 0 | 0 | 0
Swansea North 132 kV | Lime Street Gorseinon | Primary Substation | 11 | System Transformation | Headroom (MW) | 0 | 0 | 0 | 0 | 0 | 0 | 0 | 0 | 0 | 0 | 0 | 0 | 0 | 0 | 0 | 0 | 0
Pyle 132 kV | Litchard | Primary Substation | 11 | Best View | Headroom (MW) | 7.7961 | 7.7546 | 7.81 | 7.8474 | 7.3224 | 5.6389 | 3.6066 | 0.82184 | 0 | 0 | 0 | 0 | 0 | 0 | 0 | 0 | 0
Pyle 132 kV | Litchard | Primary Substation | 11 | Consumer Transformation | Headroom (MW) | 7.7961 | 7.7373 | 7.7143 | 2.2291 | 0.92322 | 0 | 0 | 0 | 0 | 0 | 0 | 0 | 0 | 0 | 0 | 0 | 0
Pyle 132 kV | Litchard | Primary Substation | 11 | Falling Short | Headroom (MW) | 7.7961 | 7.7775 | 7.8473 | 7.9278 | 7.9171 | 7.3218 | 6.3828 | 5.1053 | 3.5692 | 1.3726 | 0 | 0 | 0 | 0 | 0 | 0 | 0
Pyle 132 kV | Litchard | Primary Substation | 11 | Leading the Way | Headroom (MW) | 7.7961 | 7.2635 | 1.6692 | 0.96159 | 0 | 0 | 0 | 0 | 0 | 0 | 0 | 0 | 0 | 0 | 0 | 0 | 0
Pyle 132 kV | Litchard | Primary Substation | 11 | System Transformation | Headroom (MW) | 7.7961 | 7.7619 | 7.7728 | 7.8161 | 2.7892 | 2.1049 | 0.8866 | 0 | 0 | 0 | 0 | 0 | 0 | 0 | 0 | 0 | 0
Swansea North 132 kV | Llanarth Primary | Primary Substation | 11 | Best View | Headroom (MW) | 0 | 0 | 0 | 0 | 0 | 0 | 0 | 0 | 0 | 0 | 0 | 0 | 0 | 0 | 0 | 0 | 0
Swansea North 132 kV | Llanarth Primary | Primary Substation | 11 | Consumer Transformation | Headroom (MW) | 0 | 0 | 0 | 0 | 0 | 0 | 0 | 0 | 0 | 0 | 0 | 0 | 0 | 0 | 0 | 0 | 0
Swansea North 132 kV | Llanarth Primary | Primary Substation | 11 | Falling Short | Headroom (MW) | 0 | 0 | 0 | 0 | 0 | 0 | 0 | 0 | 0 | 0 | 0 | 0 | 0 | 0 | 0 | 0 | 0
Swansea North 132 kV | Llanarth Primary | Primary Substation | 11 | Leading the Way | Headroom (MW) | 0 | 0 | 0 | 0 | 0 | 0 | 0 | 0 | 0 | 0 | 0 | 0 | 0 | 0 | 0 | 0 | 0
Swansea North 132 kV | Llanarth Primary | Primary Substation | 11 | System Transformation | Headroom (MW) | 0 | 0 | 0 | 0 | 0 | 0 | 0 | 0 | 0 | 0 | 0 | 0 | 0 | 0 | 0 | 0 | 0
Swansea North 132 kV | Llandarcy | Primary Substation | 11 | Best View | Headroom (MW) | 13.2211 | 12.9948 | 12.8177 | 12.6085 | 12.3459 | 11.6555 | 10.8514 | 10.0905 | 9.1015 | 8.2141 | 7.3051 | 6.4416 | 5.6164 | 3.9805 | 0 | 0 | 0
Swansea North 132 kV | Llandarcy | Primary Substation | 11 | Consumer Transformation | Headroom (MW) | 13.2211 | 12.9241 | 12.64 | 12.2532 | 11.5118 | 10.418 | 9.1624 | 7.9784 | 6.4991 | 4.943 | 3.476 | 2.1289 | 0.80354 | 0 | 0 | 0 | 0
Swansea North 132 kV | Llandarcy | Primary Substation | 11 | Falling Short | Headroom (MW) | 13.2211 | 12.9728 | 12.7745 | 12.5587 | 12.3032 | 11.655 | 10.9879 | 10.3058 | 9.8206 | 9.2738 | 8.7318 | 8.2068 | 7.6653 | 7.1402 | 4.0878 | 0.3816 | 0
Swansea North 132 kV | Llandarcy | Primary Substation | 11 | Leading the Way | Headroom (MW) | 13.2211 | 12.7424 | 12.2636 | 11.6948 | 10.2356 | 7.7751 | 5.7359 | 2.938 | 0 | 0 | 0 | 0 | 0 | 0 | 0 | 0 | 0
Swansea North 132 kV | Llandarcy | Primary Substation | 11 | System Transformation | Headroom (MW) | 13.2211 | 12.945 | 12.6441 | 12.3139 | 11.9892 | 11.258 | 10.1487 | 9.5425 | 8.8511 | 7.9357 | 6.9331 | 5.9732 | 5.0385 | 4.2731 | 0 | 0 | 0
Swansea North 132 kV | Llandeilo | Primary Substation | 11 | Best View | Headroom (MW) | 0 | 0 | 0 | 0 | 0 | 0 | 0 | 0 | 0 | 0 | 0 | 0 | 0 | 0 | 0 | 0 | 0
Swansea North 132 kV | Llandeilo | Primary Substation | 11 | Consumer Transformation | Headroom (MW) | 0 | 0 | 0 | 0 | 0 | 0 | 0 | 0 | 0 | 0 | 0 | 0 | 0 | 0 | 0 | 0 | 0
Swansea North 132 kV | Llandeilo | Primary Substation | 11 | Falling Short | Headroom (MW) | 0 | 0 | 0 | 0 | 0 | 0 | 0 | 0 | 0 | 0 | 0 | 0 | 0 | 0 | 0 | 0 | 0
Swansea North 132 kV | Llandeilo | Primary Substation | 11 | Leading the Way | Headroom (MW) | 0 | 0 | 0 | 0 | 0 | 0 | 0 | 0 | 0 | 0 | 0 | 0 | 0 | 0 | 0 | 0 | 0
Swansea North 132 kV | Llandeilo | Primary Substation | 11 | System Transformation | Headroom (MW) | 0 | 0 | 0 | 0 | 0 | 0 | 0 | 0 | 0 | 0 | 0 | 0 | 0 | 0 | 0 | 0 | 0
Cardiff East & Aberthaw 132 kV | Llandough | Primary Substation | 11 | Best View | Headroom (MW) | 0 | 0 | 0 | 0 | 0 | 0 | 0 | 0 | 0 | 0 | 0 | 0 | 0 | 0 | 0 | 0 | 0
Cardiff East & Aberthaw 132 kV | Llandough | Primary Substation | 11 | Consumer Transformation | Headroom (MW) | 0 | 0 | 0 | 0 | 0 | 0 | 0 | 0 | 0 | 0 | 0 | 0 | 0 | 0 | 0 | 0 | 0
Cardiff East & Aberthaw 132 kV | Llandough | Primary Substation | 11 | Falling Short | Headroom (MW) | 0 | 0 | 0 | 0 | 0 | 0 | 0 | 0 | 0 | 0 | 0 | 0 | 0 | 0 | 0 | 0 | 0
Cardiff East & Aberthaw 132 kV | Llandough | Primary Substation | 11 | Leading the Way | Headroom (MW) | 0 | 0 | 0 | 0 | 0 | 0 | 0 | 0 | 0 | 0 | 0 | 0 | 0 | 0 | 0 | 0 | 0
Cardiff East & Aberthaw 132 kV | Llandough | Primary Substation | 11 | System Transformation | Headroom (MW) | 0 | 0 | 0 | 0 | 0 | 0 | 0 | 0 | 0 | 0 | 0 | 0 | 0 | 0 | 0 | 0 | 0
Swansea North 132 kV | Llandovery | Primary Substation | 11 | Best View | Headroom (MW) | 0 | 0 | 0 | 0 | 0 | 0 | 0 | 0 | 0 | 0 | 0 | 0 | 0 | 0 | 0 | 0 | 0
Swansea North 132 kV | Llandovery | Primary Substation | 11 | Consumer Transformation | Headroom (MW) | 0 | 0 | 0 | 0 | 0 | 0 | 0 | 0 | 0 | 0 | 0 | 0 | 0 | 0 | 0 | 0 | 0
Swansea North 132 kV | Llandovery | Primary Substation | 11 | Falling Short | Headroom (MW) | 0 | 0 | 0 | 0 | 0 | 0 | 0 | 0 | 0 | 0 | 0 | 0 | 0 | 0 | 0 | 0 | 0
Swansea North 132 kV | Llandovery | Primary Substation | 11 | Leading the Way | Headroom (MW) | 0 | 0 | 0 | 0 | 0 | 0 | 0 | 0 | 0 | 0 | 0 | 0 | 0 | 0 | 0 | 0 | 0
Swansea North 132 kV | Llandovery | Primary Substation | 11 | System Transformation | Headroom (MW) | 0 | 0 | 0 | 0 | 0 | 0 | 0 | 0 | 0 | 0 | 0 | 0 | 0 | 0 | 0 | 0 | 0
Rassau 132 kV | Llandrindod Wells | Primary Substation | 11 | Best View | Headroom (MW) | 10.1097 | 9.5755 | 9.3766 | 9.0268 | 4.9213 | 0.40417 | 0 | 0 | 0 | 0 | 0 | 0 | 0 | 0 | 0 | 0 | 0
Rassau 132 kV | Llandrindod Wells | Primary Substation | 11 | Consumer Transformation | Headroom (MW) | 10.1097 | 9.3376 | 8.8067 | 7.5933 | 3.3222 | 0.33628 | 0 | 0 | 0 | 0 | 0 | 0 | 0 | 0 | 0 | 0 | 0
Rassau 132 kV | Llandrindod Wells | Primary Substation | 11 | Falling Short | Headroom (MW) | 10.1097 | 9.8658 | 9.9849 | 10.1077 | 9.0449 | 8.4361 | 7.4014 | 5.329 | 3.8667 | 0.25259 | 0 | 0 | 0 | 0 | 0 | 0 | 0
Rassau 132 kV | Llandrindod Wells | Primary Substation | 11 | Leading the Way | Headroom (MW) | 10.1097 | 8.4065 | 6.8587 | 4.3132 | 0 | 0 | 0 | 0 | 0 | 0 | 0 | 0 | 0 | 0 | 0 | 0 | 0
Rassau 132 kV | Llandrindod Wells | Primary Substation | 11 | System Transformation | Headroom (MW) | 10.1097 | 9.6417 | 9.2686 | 8.9542 | 7.8351 | 5.8384 | 3.8035 | 0.38832 | 0 | 0 | 0 | 0 | 0 | 0 | 0 | 0 | 0
Swansea North 132 kV | Llanelli Primary | Primary Substation | 11 | Best View | Headroom (MW) | 0 | 0 | 0 | 0 | 0 | 0 | 0 | 0 | 0 | 0 | 0 | 0 | 0 | 0 | 0 | 0 | 0
Swansea North 132 kV | Llanelli Primary | Primary Substation | 11 | Consumer Transformation | Headroom (MW) | 0 | 0 | 0 | 0 | 0 | 0 | 0 | 0 | 0 | 0 | 0 | 0 | 0 | 0 | 0 | 0 | 0
Swansea North 132 kV | Llanelli Primary | Primary Substation | 11 | Falling Short | Headroom (MW) | 0 | 0 | 0 | 0 | 0 | 0 | 0 | 0 | 0 | 0 | 0 | 0 | 0 | 0 | 0 | 0 | 0
Swansea North 132 kV | Llanelli Primary | Primary Substation | 11 | Leading the Way | Headroom (MW) | 0 | 0 | 0 | 0 | 0 | 0 | 0 | 0 | 0 | 0 | 0 | 0 | 0 | 0 | 0 | 0 | 0
Swansea North 132 kV | Llanelli Primary | Primary Substation | 11 | System Transformation | Headroom (MW) | 0 | 0 | 0 | 0 | 0 | 0 | 0 | 0 | 0 | 0 | 0 | 0 | 0 | 0 | 0 | 0 | 0
Swansea North 132 kV | Llanfihangel Ystrad | Primary Substation | 11 | Best View | Headroom (MW) | 0 | 0 | 0 | 0 | 0 | 0 | 0 | 0 | 0 | 0 | 0 | 0 | 0 | 0 | 0 | 0 | 0
Swansea North 132 kV | Llanfihangel Ystrad | Primary Substation | 11 | Consumer Transformation | Headroom (MW) | 0 | 0 | 0 | 0 | 0 | 0 | 0 | 0 | 0 | 0 | 0 | 0 | 0 | 0 | 0 | 0 | 0
Swansea North 132 kV | Llanfihangel Ystrad | Primary Substation | 11 | Falling Short | Headroom (MW) | 0 | 0 | 0 | 0 | 0 | 0 | 0 | 0 | 0 | 0 | 0 | 0 | 0 | 0 | 0 | 0 | 0
Swansea North 132 kV | Llanfihangel Ystrad | Primary Substation | 11 | Leading the Way | Headroom (MW) | 0 | 0 | 0 | 0 | 0 | 0 | 0 | 0 | 0 | 0 | 0 | 0 | 0 | 0 | 0 | 0 | 0
Swansea North 132 kV | Llanfihangel Ystrad | Primary Substation | 11 | System Transformation | Headroom (MW) | 0 | 0 | 0 | 0 | 0 | 0 | 0 | 0 | 0 | 0 | 0 | 0 | 0 | 0 | 0 | 0 | 0
Swansea North 132 kV | Llanfyrnach | Primary Substation | 11 | Best View | Headroom (MW) | 0 | 0 | 0 | 0 | 0 | 0 | 0 | 0 | 0 | 0 | 0 | 0 | 0 | 0 | 0 | 0 | 0
Swansea North 132 kV | Llanfyrnach | Primary Substation | 11 | Consumer Transformation | Headroom (MW) | 0 | 0 | 0 | 0 | 0 | 0 | 0 | 0 | 0 | 0 | 0 | 0 | 0 | 0 | 0 | 0 | 0
Swansea North 132 kV | Llanfyrnach | Primary Substation | 11 | Falling Short | Headroom (MW) | 0 | 0 | 0 | 0 | 0 | 0 | 0 | 0 | 0 | 0 | 0 | 0 | 0 | 0 | 0 | 0 | 0
Swansea North 132 kV | Llanfyrnach | Primary Substation | 11 | Leading the Way | Headroom (MW) | 0 | 0 | 0 | 0 | 0 | 0 | 0 | 0 | 0 | 0 | 0 | 0 | 0 | 0 | 0 | 0 | 0
Swansea North 132 kV | Llanfyrnach | Primary Substation | 11 | System Transformation | Headroom (MW) | 0 | 0 | 0 | 0 | 0 | 0 | 0 | 0 | 0 | 0 | 0 | 0 | 0 | 0 | 0 | 0 | 0
Swansea North 132 kV | Llangadog | Primary Substation | 11 | Best View | Headroom (MW) | 0 | 0 | 0 | 0 | 0 | 0 | 0 | 0 | 0 | 0 | 0 | 0 | 0 | 0 | 0 | 0 | 0
Swansea North 132 kV | Llangadog | Primary Substation | 11 | Consumer Transformation | Headroom (MW) | 0 | 0 | 0 | 0 | 0 | 0 | 0 | 0 | 0 | 0 | 0 | 0 | 0 | 0 | 0 | 0 | 0
Swansea North 132 kV | Llangadog | Primary Substation | 11 | Falling Short | Headroom (MW) | 0 | 0 | 0 | 0 | 0 | 0 | 0 | 0 | 0 | 0 | 0 | 0 | 0 | 0 | 0 | 0 | 0
Swansea North 132 kV | Llangadog | Primary Substation | 11 | Leading the Way | Headroom (MW) | 0 | 0 | 0 | 0 | 0 | 0 | 0 | 0 | 0 | 0 | 0 | 0 | 0 | 0 | 0 | 0 | 0
Swansea North 132 kV | Llangadog | Primary Substation | 11 | System Transformation | Headroom (MW) | 0 | 0 | 0 | 0 | 0 | 0 | 0 | 0 | 0 | 0 | 0 | 0 | 0 | 0 | 0 | 0 | 0
Pyle 132 kV | Llangewydd | Primary Substation | 11 | Best View | Headroom (MW) | 6.5095 | 6.4714 | 6.4215 | 6.3557 | 6.2646 | 5.5914 | 3.5763 | 0.81492 | 0 | 0 | 0 | 0 | 0 | 0 | 0 | 0 | 0
Pyle 132 kV | Llangewydd | Primary Substation | 11 | Consumer Transformation | Headroom (MW) | 6.5095 | 6.394 | 6.2842 | 2.2103 | 0.91545 | 0 | 0 | 0 | 0 | 0 | 0 | 0 | 0 | 0 | 0 | 0 | 0
Pyle 132 kV | Llangewydd | Primary Substation | 11 | Falling Short | Headroom (MW) | 6.5095 | 6.4396 | 6.375 | 6.3255 | 6.2164 | 6.1044 | 5.9788 | 5.0623 | 3.5392 | 1.361 | 0 | 0 | 0 | 0 | 0 | 0 | 0
Pyle 132 kV | Llangewydd | Primary Substation | 11 | Leading the Way | Headroom (MW) | 6.5095 | 6.2443 | 1.6551 | 0.9535 | 0 | 0 | 0 | 0 | 0 | 0 | 0 | 0 | 0 | 0 | 0 | 0 | 0
Pyle 132 kV | Llangewydd | Primary Substation | 11 | System Transformation | Headroom (MW) | 6.5095 | 6.4444 | 6.3641 | 6.2905 | 2.7658 | 2.0872 | 0.87913 | 0 | 0 | 0 | 0 | 0 | 0 | 0 | 0 | 0 | 0
Cardiff East & Aberthaw 132 kV | Llanishen | Primary Substation | 11 | Best View | Headroom (MW) | 9.8869 | 9.8854 | 9.9469 | 9.955 | 9.916 | 9.8268 | 9.7181 | 9.6018 | 9.4871 | 9.4301 | 9.396 | 9.3992 | 9.4647 | 9.5658 | 7.7831 | 5.7284 | 3.4539
Cardiff East & Aberthaw 132 kV | Llanishen | Primary Substation | 11 | Consumer Transformation | Headroom (MW) | 9.8869 | 9.7794 | 9.7381 | 9.5136 | 8.7206 | 8.0617 | 7.3554 | 6.8066 | 6.1179 | 5.4474 | 5.0296 | 4.869 | 4.7522 | 4.7572 | 0 | 0 | 0
Cardiff East & Aberthaw 132 kV | Llanishen | Primary Substation | 11 | Falling Short | Headroom (MW) | 9.8869 | 9.8362 | 9.8494 | 9.8749 | 9.7938 | 9.6929 | 9.5504 | 9.3589 | 9.1366 | 8.8648 | 8.5937 | 8.3209 | 8.0741 | 7.8922 | 4.546 | 2.5505 | 0
Cardiff East & Aberthaw 132 kV | Llanishen | Primary Substation | 11 | Leading the Way | Headroom (MW) | 9.8869 | 9.5587 | 9.2977 | 8.8747 | 8.1851 | 7.5568 | 6.9075 | 6.2073 | 5.5426 | 5.1659 | 4.9438 | 4.9022 | 5.0299 | 5.2603 | 0.56512 | 0.83243 | 0
Cardiff East & Aberthaw 132 kV | Llanishen | Primary Substation | 11 | System Transformation | Headroom (MW) | 9.8869 | 9.8462 | 9.8392 | 9.8358 | 9.7969 | 9.716 | 9.5748 | 9.3834 | 9.141 | 8.9938 | 8.8317 | 8.7707 | 8.8277 | 9.055 | 6.5294 | 5.5154 | 4.3454
Swansea North 132 kV | Llanllwni | Primary Substation | 11 | Best View | Headroom (MW) | 0 | 0 | 0 | 0 | 0 | 0 | 0 | 0 | 0 | 0 | 0 | 0 | 0 | 0 | 0 | 0 | 0
Swansea North 132 kV | Llanllwni | Primary Substation | 11 | Consumer Transformation | Headroom (MW) | 0 | 0 | 0 | 0 | 0 | 0 | 0 | 0 | 0 | 0 | 0 | 0 | 0 | 0 | 0 | 0 | 0
Swansea North 132 kV | Llanllwni | Primary Substation | 11 | Falling Short | Headroom (MW) | 0 | 0 | 0 | 0 | 0 | 0 | 0 | 0 | 0 | 0 | 0 | 0 | 0 | 0 | 0 | 0 | 0
Swansea North 132 kV | Llanllwni | Primary Substation | 11 | Leading the Way | Headroom (MW) | 0 | 0 | 0 | 0 | 0 | 0 | 0 | 0 | 0 | 0 | 0 | 0 | 0 | 0 | 0 | 0 | 0
Swansea North 132 kV | Llanllwni | Primary Substation | 11 | System Transformation | Headroom (MW) | 0 | 0 | 0 | 0 | 0 | 0 | 0 | 0 | 0 | 0 | 0 | 0 | 0 | 0 | 0 | 0 | 0
Swansea North 132 kV | Llanrhidian | Primary Substation | 11 | Best View | Headroom (MW) | 3.4015 | 3.412 | 3.428 | 3.4372 | 3.396 | 3.3462 | 3.2806 | 3.216 | 3.1393 | 3.0644 | 2.9908 | 2.9204 | 2.8659 | 2.8041 | 0 | 0 | 0
Swansea North 132 kV | Llanrhidian | Primary Substation | 11 | Consumer Transformation | Headroom (MW) | 3.4015 | 3.3468 | 3.2911 | 3.2056 | 3.0552 | 2.9313 | 2.7956 | 2.6906 | 2.201 | 1.7352 | 1.3013 | 0 | 0 | 0 | 0 | 0 | 0
Swansea North 132 kV | Llanrhidian | Primary Substation | 11 | Falling Short | Headroom (MW) | 3.4015 | 3.3831 | 3.3818 | 3.3796 | 3.3108 | 3.2669 | 3.202 | 3.1373 | 3.0545 | 2.9285 | 2.8027 | 2.6807 | 2.565 | 2.4567 | 0 | 0 | 0
Swansea North 132 kV | Llanrhidian | Primary Substation | 11 | Leading the Way | Headroom (MW) | 3.4015 | 3.3108 | 3.2335 | 3.1226 | 2.9983 | 2.8715 | 2.7415 | 2.5957 | 2.4537 | 2.3778 | 0.46423 | 0 | 0 | 0 | 0 | 0 | 0
Swansea North 132 kV | Llanrhidian | Primary Substation | 11 | System Transformation | Headroom (MW) | 3.4015 | 3.3417 | 3.286 | 3.2388 | 3.1455 | 3.0468 | 2.9542 | 2.8436 | 2.7259 | 2.6163 | 2.4826 | 2.3628 | 2.2601 | 1.8508 | 0 | 0 | 0
Uskmouth 132 kV | Llantarnam Bsp | Bulk Supply Point | 66 | Best View | Headroom (MW) | 0 | 0 | 0 | 0 | 0 | 0 | 0 | 0 | 0 | 0 | 0 | 0 | 0 | 0 | 0 | 0 | 0
Uskmouth 132 kV | Llantarnam Bsp | Bulk Supply Point | 66 | Consumer Transformation | Headroom (MW) | 0 | 0 | 0 | 0 | 0 | 0 | 0 | 0 | 0 | 0 | 0 | 0 | 0 | 0 | 0 | 0 | 0
Uskmouth 132 kV | Llantarnam Bsp | Bulk Supply Point | 66 | Falling Short | Headroom (MW) | 0 | 0 | 0 | 0 | 0 | 0 | 0 | 0 | 0 | 0 | 0 | 0 | 0 | 0 | 0 | 0 | 0
Uskmouth 132 kV | Llantarnam Bsp | Bulk Supply Point | 66 | Leading the Way | Headroom (MW) | 0 | 0 | 0 | 0 | 0 | 0 | 0 | 0 | 0 | 0 | 0 | 0 | 0 | 0 | 0 | 0 | 0
Uskmouth 132 kV | Llantarnam Bsp | Bulk Supply Point | 66 | System Transformation | Headroom (MW) | 0 | 0 | 0 | 0 | 0 | 0 | 0 | 0 | 0 | 0 | 0 | 0 | 0 | 0 | 0 | 0 | 0
Uskmouth 132 kV | Llantarnam Primary | Primary Substation | 11 | Best View | Headroom (MW) | 0 | 0 | 0 | 0 | 0 | 0 | 0 | 0 | 0 | 0 | 0 | 0 | 0 | 0 | 0 | 0 | 0
Uskmouth 132 kV | Llantarnam Primary | Primary Substation | 11 | Consumer Transformation | Headroom (MW) | 0 | 0 | 0 | 0 | 0 | 0 | 0 | 0 | 0 | 0 | 0 | 0 | 0 | 0 | 0 | 0 | 0
Uskmouth 132 kV | Llantarnam Primary | Primary Substation | 11 | Falling Short | Headroom (MW) | 0 | 0 | 0 | 0 | 0 | 0 | 0 | 0 | 0 | 0 | 0 | 0 | 0 | 0 | 0 | 0 | 0
Uskmouth 132 kV | Llantarnam Primary | Primary Substation | 11 | Leading the Way | Headroom (MW) | 0 | 0 | 0 | 0 | 0 | 0 | 0 | 0 | 0 | 0 | 0 | 0 | 0 | 0 | 0 | 0 | 0
Uskmouth 132 kV | Llantarnam Primary | Primary Substation | 11 | System Transformation | Headroom (MW) | 0 | 0 | 0 | 0 | 0 | 0 | 0 | 0 | 0 | 0 | 0 | 0 | 0 | 0 | 0 | 0 | 0
Margam 66 kV | Llynfi | Primary Substation | 11 | Best View | Headroom (MW) | 0 | 0 | 0 | 0 | 0 | 0 | 0 | 0 | 0 | 0 | 0 | 0 | 0 | 0 | 0 | 0 | 0
Margam 66 kV | Llynfi | Primary Substation | 11 | Consumer Transformation | Headroom (MW) | 0 | 0 | 0 | 0 | 0 | 0 | 0 | 0 | 0 | 0 | 0 | 0 | 0 | 0 | 0 | 0 | 0
Margam 66 kV | Llynfi | Primary Substation | 11 | Falling Short | Headroom (MW) | 0 | 0 | 0 | 0 | 0 | 0 | 0 | 0 | 0 | 0 | 0 | 0 | 0 | 0 | 0 | 0 | 0
Margam 66 kV | Llynfi | Primary Substation | 11 | Leading the Way | Headroom (MW) | 0 | 0 | 0 | 0 | 0 | 0 | 0 | 0 | 0 | 0 | 0 | 0 | 0 | 0 | 0 | 0 | 0
Margam 66 kV | Llynfi | Primary Substation | 11 | System Transformation | Headroom (MW) | 0 | 0 | 0 | 0 | 0 | 0 | 0 | 0 | 0 | 0 | 0 | 0 | 0 | 0 | 0 | 0 | 0
Swansea North 132 kV | Maerdy | Primary Substation | 11 | Best View | Headroom (MW) | 12.0403 | 12.0437 | 12.0528 | 12.0562 | 12.0563 | 12.0144 | 12.0218 | 12.0258 | 9.5878 | 9.5756 | 9.5683 | 9.5653 | 9.5643 | 9.5826 | 0 | 0 | 0
Swansea North 132 kV | Maerdy | Primary Substation | 11 | Consumer Transformation | Headroom (MW) | 12.0403 | 12.0399 | 12.0469 | 12.0399 | 12.0055 | 11.9526 | 11.931 | 11.9123 | 11.8142 | 11.7535 | 6.3122 | 0.42944 | 0 | 0 | 0 | 0 | 0
Swansea North 132 kV | Maerdy | Primary Substation | 11 | Falling Short | Headroom (MW) | 12.0403 | 12.0466 | 12.0561 | 12.0637 | 12.0663 | 12.0398 | 12.043 | 12.0476 | 12.0221 | 12.0067 | 11.9879 | 11.978 | 11.9607 | 11.9516 | 0 | 0 | 0
Swansea North 132 kV | Maerdy | Primary Substation | 11 | Leading the Way | Headroom (MW) | 12.0403 | 12.0239 | 12.0182 | 12.0007 | 11.9724 | 11.9046 | 11.8868 | 11.8713 | 9.4109 | 9.3706 | 6.0978 | 2.7383 | 0.15288 | 0 | 0 | 0 | 0
Swansea North 132 kV | Maerdy | Primary Substation | 11 | System Transformation | Headroom (MW) | 12.0403 | 12.0437 | 12.0524 | 12.0531 | 12.0562 | 12.0292 | 12.0401 | 12.0368 | 11.9749 | 11.8885 | 11.8773 | 11.872 | 11.8723 | 11.8846 | 0 | 0 | 0
Swansea North 132 kV | Maesarddafen | Primary Substation | 11 | Best View | Headroom (MW) | 4.5143 | 4.5014 | 4.5373 | 4.5706 | 4.5116 | 4.457 | 4.3928 | 4.3199 | 3.8656 | 3.3018 | 2.7021 | 2.1459 | 1.6018 | 1.0932 | 0 | 0 | 0
Swansea North 132 kV | Maesarddafen | Primary Substation | 11 | Consumer Transformation | Headroom (MW) | 4.5143 | 4.5 | 4.5128 | 4.4771 | 4.2778 | 4.1113 | 3.9055 | 3.7422 | 3.1609 | 2.4295 | 1.759 | 1.2128 | 0.67772 | 0.21218 | 0 | 0 | 0
Swansea North 132 kV | Maesarddafen | Primary Substation | 11 | Falling Short | Headroom (MW) | 4.5143 | 4.5071 | 4.5418 | 4.5878 | 4.6029 | 4.6227 | 4.6279 | 4.6191 | 4.575 | 4.4825 | 4.3661 | 4.2757 | 4.1767 | 4.0852 | 2.2392 | 0.63096 | 0
Swansea North 132 kV | Maesarddafen | Primary Substation | 11 | Leading the Way | Headroom (MW) | 4.5143 | 4.4097 | 4.3536 | 4.2594 | 4.0793 | 3.9224 | 3.4806 | 3.2534 | 3.0216 | 2.2467 | 2.0174 | 1.8558 | 1.3963 | 0 | 0 | 0 | 0
Swansea North 132 kV | Maesarddafen | Primary Substation | 11 | System Transformation | Headroom (MW) | 4.5143 | 4.5137 | 4.5274 | 4.56 | 4.5887 | 4.6112 | 4.5854 | 4.531 | 4.4589 | 4.3807 | 4.2595 | 4.1701 | 4.1219 | 3.7793 | 1.827 | 0 | 0
Uskmouth 132 kV | Magor Primary | Primary Substation | 11 | Best View | Headroom (MW) | 17.2079 | 16.5982 | 15.953 | 14.9856 | 13.3935 | 12.5346 | 11.872 | 11.5037 | 11.3046 | 11.0631 | 10.9586 | 10.9158 | 10.9046 | 10.5511 | 9.1574 | 8.7071 | 8.8631
Uskmouth 132 kV | Magor Primary | Primary Substation | 11 | Consumer Transformation | Headroom (MW) | 17.2079 | 16.5805 | 15.9094 | 14.8815 | 13.0494 | 12.1679 | 11.3038 | 10.7333 | 10.2256 | 9.6099 | 9.326 | 9.1392 | 8.9951 | 8.9049 | 7.6779 | 7.5189 | 7.7372
Uskmouth 132 kV | Magor Primary | Primary Substation | 11 | Falling Short | Headroom (MW) | 17.2079 | 16.7046 | 16.2167 | 15.3823 | 14.202 | 13.5372 | 12.9829 | 12.6246 | 12.3274 | 11.9352 | 11.6166 | 11.3125 | 11.0373 | 10.8487 | 9.1492 | 8.249 | 6.9116
Uskmouth 132 kV | Magor Primary | Primary Substation | 11 | Leading the Way | Headroom (MW) | 17.2079 | 16.4271 | 15.6481 | 14.3795 | 12.4982 | 11.0695 | 9.956 | 9.027 | 8.5675 | 8.225 | 8.1089 | 8.1112 | 8.2097 | 8.3585 | 6.6103 | 6.7515 | 7.0573
Uskmouth 132 kV | Magor Primary | Primary Substation | 11 | System Transformation | Headroom (MW) | 17.2079 | 16.5885 | 15.9107 | 14.9698 | 13.3868 | 12.7263 | 12.1125 | 11.4356 | 11.1264 | 10.8164 | 10.6508 | 10.53 | 10.4409 | 10.0746 | 8.6763 | 8.3127 | 7.9233
Swansea North 132 kV | Meinciau | Primary Substation | 11 | Best View | Headroom (MW) | 6.687 | 6.6772 | 6.6704 | 6.6658 | 6.658 | 6.6479 | 6.6433 | 6.6324 | 6.5957 | 6.2702 | 5.6556 | 5.1229 | 4.669 | 3.737 | 0 | 0 | 0
Swansea North 132 kV | Meinciau | Primary Substation | 11 | Consumer Transformation | Headroom (MW) | 6.687 | 6.6712 | 6.6566 | 6.6393 | 6.6135 | 6.5927 | 6.273 | 5.5919 | 4.8362 | 3.8308 | 3.0807 | 2.626 | 2.2645 | 1.5337 | 0 | 0 | 0
Swansea North 132 kV | Meinciau | Primary Substation | 11 | Falling Short | Headroom (MW) | 6.687 | 6.6782 | 6.6773 | 6.6774 | 6.6584 | 6.6484 | 6.6322 | 6.6197 | 6.6071 | 6.5754 | 6.5428 | 6.4922 | 6.0752 | 5.7146 | 1.2815 | 0 | 0
Swansea North 132 kV | Meinciau | Primary Substation | 11 | Leading the Way | Headroom (MW) | 6.687 | 6.6609 | 6.6469 | 6.626 | 6.6009 | 6.2605 | 5.6438 | 4.863 | 4.0387 | 3.4008 | 2.8724 | 2.5696 | 1.3728 | 0 | 0 | 0 | 0
Swansea North 132 kV | Meinciau | Primary Substation | 11 | System Transformation | Headroom (MW) | 6.687 | 6.6656 | 6.6533 | 6.6405 | 6.6204 | 6.5964 | 6.5774 | 6.5507 | 6.5014 | 6.4424 | 5.9664 | 5.6196 | 4.8697 | 4.32 | 0.033484 | 0 | 0
Pembroke 132 kV | Merlins Bridge | Primary Substation | 11 | Best View | Headroom (MW) | 1.8606 | 0 | 0 | 0 | 0 | 0 | 0 | 0 | 0 | 0 | 0 | 0 | 0 | 0 | 0 | 0 | 0
Pembroke 132 kV | Merlins Bridge | Primary Substation | 11 | Consumer Transformation | Headroom (MW) | 1.8606 | 0 | 0 | 0 | 0 | 0 | 0 | 0 | 0 | 0 | 0 | 0 | 0 | 0 | 0 | 0 | 0
Pembroke 132 kV | Merlins Bridge | Primary Substation | 11 | Falling Short | Headroom (MW) | 1.8606 | 0 | 0 | 0 | 0 | 0 | 0 | 0 | 0 | 0 | 0 | 0 | 0 | 0 | 0 | 0 | 0
Pembroke 132 kV | Merlins Bridge | Primary Substation | 11 | Leading the Way | Headroom (MW) | 1.8606 | 0 | 0 | 0 | 0 | 0 | 0 | 0 | 0 | 0 | 0 | 0 | 0 | 0 | 0 | 0 | 0
Pembroke 132 kV | Merlins Bridge | Primary Substation | 11 | System Transformation | Headroom (MW) | 1.8606 | 0 | 0 | 0 | 0 | 0 | 0 | 0 | 0 | 0 | 0 | 0 | 0 | 0 | 0 | 0 | 0
Upper Boat 132 kV | Merthyr East Primary | Primary Substation | 11 | Best View | Headroom (MW) | 8.5467 | 8.6392 | 8.771 | 8.8058 | 8.2526 | 7.8551 | 6.8566 | 6.1106 | 5.7614 | 5.1502 | 4.6879 | 4.3027 | 3.9293 | 3.6394 | 1.3017 | 0 | 0
Upper Boat 132 kV | Merthyr East Primary | Primary Substation | 11 | Consumer Transformation | Headroom (MW) | 8.5467 | 8.5642 | 8.5994 | 8.4284 | 7.2143 | 6.2936 | 4.7629 | 3.6216 | 2.783 | 1.2213 | 0.02575 | 0 | 0 | 0 | 0 | 0 | 0
Upper Boat 132 kV | Merthyr East Primary | Primary Substation | 11 | Falling Short | Headroom (MW) | 8.5467 | 8.6097 | 8.7179 | 8.7961 | 8.4113 | 8.047 | 7.268 | 6.7558 | 6.3955 | 5.7043 | 5.0543 | 4.414 | 3.7859 | 3.1914 | 0 | 0 | 0
Upper Boat 132 kV | Merthyr East Primary | Primary Substation | 11 | Leading the Way | Headroom (MW) | 8.5467 | 8.3059 | 8.094 | 7.6745 | 6.5053 | 5.428 | 3.5485 | 2.2424 | 1.3111 | 0.086982 | 0 | 0 | 0 | 0 | 0 | 0 | 0
Upper Boat 132 kV | Merthyr East Primary | Primary Substation | 11 | System Transformation | Headroom (MW) | 8.5467 | 8.5887 | 8.6415 | 8.6428 | 8.0988 | 7.6984 | 6.6935 | 5.9038 | 5.4918 | 4.8663 | 4.2758 | 3.7508 | 3.3089 | 2.7719 | 0 | 0 | 0
Upper Boat 132 kV | Middle Fan | Primary Substation | 11 | Best View | Headroom (MW) | 4.28 | 4.023 | 3.9828 | 3.5724 | 2.1644 | 0.10228 | 0 | 0 | 0 | 0 | 0 | 0 | 0 | 0 | 0 | 0 | 0
Upper Boat 132 kV | Middle Fan | Primary Substation | 11 | Consumer Transformation | Headroom (MW) | 4.28 | 3.8907 | 3.5967 | 2.3707 | 0 | 0 | 0 | 0 | 0 | 0 | 0 | 0 | 0 | 0 | 0 | 0 | 0
Upper Boat 132 kV | Middle Fan | Primary Substation | 11 | Falling Short | Headroom (MW) | 4.28 | 4.2841 | 4.3018 | 4.225 | 3.6902 | 2.9602 | 2.2834 | 1.3573 | 0.29587 | 0 | 0 | 0 | 0 | 0 | 0 | 0 | 0
Upper Boat 132 kV | Middle Fan | Primary Substation | 11 | Leading the Way | Headroom (MW) | 4.28 | 2.7759 | 1.4043 | 0 | 0 | 0 | 0 | 0 | 0 | 0 | 0 | 0 | 0 | 0 | 0 | 0 | 0
Upper Boat 132 kV | Middle Fan | Primary Substation | 11 | System Transformation | Headroom (MW) | 4.28 | 4.0345 | 3.7329 | 3.2443 | 2.6601 | 1.7701 | 0.93091 | 0 | 0 | 0 | 0 | 0 | 0 | 0 | 0 | 0 | 0
Pembroke 132 kV | Milford Haven | Primary Substation | 11 | Best View | Headroom (MW) | 0.66978 | 0 | 0 | 0 | 0 | 0 | 0 | 0 | 0 | 0 | 0 | 0 | 0 | 0 | 0 | 0 | 0
Pembroke 132 kV | Milford Haven | Primary Substation | 11 | Consumer Transformation | Headroom (MW) | 0.66978 | 0 | 0 | 0 | 0 | 0 | 0 | 0 | 0 | 0 | 0 | 0 | 0 | 0 | 0 | 0 | 0
Pembroke 132 kV | Milford Haven | Primary Substation | 11 | Falling Short | Headroom (MW) | 0.66978 | 0 | 0 | 0 | 0 | 0 | 0 | 0 | 0 | 0 | 0 | 0 | 0 | 0 | 0 | 0 | 0
Pembroke 132 kV | Milford Haven | Primary Substation | 11 | Leading the Way | Headroom (MW) | 0.66978 | 0 | 0 | 0 | 0 | 0 | 0 | 0 | 0 | 0 | 0 | 0 | 0 | 0 | 0 | 0 | 0
Pembroke 132 kV | Milford Haven | Primary Substation | 11 | System Transformation | Headroom (MW) | 0.66978 | 0 | 0 | 0 | 0 | 0 | 0 | 0 | 0 | 0 | 0 | 0 | 0 | 0 | 0 | 0 | 0
Pembroke 132 kV | Milford Haven Bsp | Bulk Supply Point | 33 | Best View | Headroom (MW) | 7.6471 | 6.0903 | 1.7298 | 0 | 0 | 0 | 0 | 0 | 0 | 0 | 0 | 0 | 0 | 0 | 0 | 0 | 0
Pembroke 132 kV | Milford Haven Bsp | Bulk Supply Point | 33 | Consumer Transformation | Headroom (MW) | 7.6471 | 6.1644 | 6.1386 | 4.1239 | 2.305 | 0.74388 | 0 | 0 | 0 | 0 | 0 | 0 | 0 | 0 | 0 | 0 | 0
Pembroke 132 kV | Milford Haven Bsp | Bulk Supply Point | 33 | Falling Short | Headroom (MW) | 7.6471 | 6.5197 | 6.0008 | 5.4204 | 4.6426 | 3.7612 | 3.1187 | 2.8579 | 1.9402 | 0.74394 | 0 | 0 | 0 | 0 | 0 | 0 | 0
Pembroke 132 kV | Milford Haven Bsp | Bulk Supply Point | 33 | Leading the Way | Headroom (MW) | 7.6471 | 5.8885 | 1.3217 | 0 | 0 | 0 | 0 | 0 | 0 | 0 | 0 | 0 | 0 | 0 | 0 | 0 | 0
Pembroke 132 kV | Milford Haven Bsp | Bulk Supply Point | 33 | System Transformation | Headroom (MW) | 7.6471 | 6.4941 | 6.0295 | 6.0337 | 4.4564 | 2.6842 | 1.9335 | 1.1231 | 0.5315 | 0 | 0 | 0 | 0 | 0 | 0 | 0 | 0
Upper Boat 132 & 33 kV | Mill St Tonyrefail | Primary Substation | 11 | Best View | Headroom (MW) | 6.6822 | 4.9972 | 4.9472 | 4.4375 | 2.6885 | 0.12705 | 0 | 0 | 0 | 0 | 0 | 0 | 0 | 0 | 0 | 0 | 0
Upper Boat 132 & 33 kV | Mill St Tonyrefail | Primary Substation | 11 | Consumer Transformation | Headroom (MW) | 6.6822 | 4.8328 | 4.4676 | 2.9448 | 0 | 0 | 0 | 0 | 0 | 0 | 0 | 0 | 0 | 0 | 0 | 0 | 0
Upper Boat 132 & 33 kV | Mill St Tonyrefail | Primary Substation | 11 | Falling Short | Headroom (MW) | 6.6822 | 5.433 | 5.4469 | 5.2902 | 4.5838 | 3.677 | 2.8363 | 1.6859 | 0.36751 | 0 | 0 | 0 | 0 | 0 | 0 | 0 | 0
Upper Boat 132 & 33 kV | Mill St Tonyrefail | Primary Substation | 11 | Leading the Way | Headroom (MW) | 6.6822 | 3.448 | 1.7443 | 0 | 0 | 0 | 0 | 0 | 0 | 0 | 0 | 0 | 0 | 0 | 0 | 0 | 0
Upper Boat 132 & 33 kV | Mill St Tonyrefail | Primary Substation | 11 | System Transformation | Headroom (MW) | 6.6822 | 5.0114 | 4.6368 | 4.0298 | 3.3042 | 2.1987 | 1.1563 | 0 | 0 | 0 | 0 | 0 | 0 | 0 | 0 | 0 | 0
Rassau 132 kV | Monmouth | Primary Substation | 11 | Best View | Headroom (MW) | 9.8688 | 9.8157 | 9.7872 | 9.7712 | 5.0899 | 0.41802 | 0 | 0 | 0 | 0 | 0 | 0 | 0 | 0 | 0 | 0 | 0
Rassau 132 kV | Monmouth | Primary Substation | 11 | Consumer Transformation | Headroom (MW) | 9.8688 | 9.7237 | 9.4875 | 7.908 | 3.436 | 0.3478 | 0 | 0 | 0 | 0 | 0 | 0 | 0 | 0 | 0 | 0 | 0
Rassau 132 kV | Monmouth | Primary Substation | 11 | Falling Short | Headroom (MW) | 9.8688 | 9.8319 | 9.8954 | 9.9333 | 9.6101 | 8.8569 | 7.655 | 5.5116 | 3.9992 | 0.26124 | 0 | 0 | 0 | 0 | 0 | 0 | 0
Rassau 132 kV | Monmouth | Primary Substation | 11 | Leading the Way | Headroom (MW) | 9.8688 | 8.8487 | 7.0937 | 4.461 | 0 | 0 | 0 | 0 | 0 | 0 | 0 | 0 | 0 | 0 | 0 | 0 | 0
Rassau 132 kV | Monmouth | Primary Substation | 11 | System Transformation | Headroom (MW) | 9.8688 | 9.7913 | 9.7156 | 9.6464 | 8.1036 | 6.0385 | 3.9338 | 0.40163 | 0 | 0 | 0 | 0 | 0 | 0 | 0 | 0 | 0
Upper Boat 132 & 33 kV | Morlanga | Primary Substation | 11 | Best View | Headroom (MW) | 8.9759 | 8.8432 | 8.788 | 8.3988 | 7.7766 | 6.5512 | 5.4858 | 4.1716 | 3.3844 | 2.6055 | 1.8883 | 0.81357 | 0.44364 | 0.097909 | 0 | 0 | 0
Upper Boat 132 & 33 kV | Morlanga | Primary Substation | 11 | Consumer Transformation | Headroom (MW) | 8.9759 | 8.8034 | 8.6801 | 8.1729 | 7.0625 | 5.6307 | 4.3751 | 2.8923 | 1.7072 | 0.36699 | 0 | 0 | 0 | 0 | 0 | 0 | 0
Upper Boat 132 & 33 kV | Morlanga | Primary Substation | 11 | Falling Short | Headroom (MW) | 8.9759 | 8.8474 | 8.7765 | 8.482 | 8.0005 | 6.9849 | 6.2741 | 5.467 | 4.8139 | 3.9942 | 3.181 | 2.3642 | 1.531 | 0.71501 | 0 | 0 | 0
Upper Boat 132 & 33 kV | Morlanga | Primary Substation | 11 | Leading the Way | Headroom (MW) | 8.9759 | 8.6525 | 8.3844 | 7.71 | 6.6049 | 4.4419 | 2.894 | 0.82109 | 0 | 0 | 0 | 0 | 0 | 0 | 0 | 0 | 0
Upper Boat 132 & 33 kV | Morlanga | Primary Substation | 11 | System Transformation | Headroom (MW) | 8.9759 | 8.8209 | 8.7091 | 8.3184 | 7.6728 | 6.5995 | 5.756 | 4.2672 | 3.4204 | 2.5436 | 1.5981 | 0.7549 | 0.10122 | 0 | 0 | 0 | 0
Swansea North 132 kV | Morriston Primary | Primary Substation | 11 | Best View | Headroom (MW) | 13.101 | 13.0581 | 13.1967 | 13.2304 | 12.2313 | 11.05 | 10.0292 | 8.9382 | 8.0582 | 7.4404 | 6.4813 | 4.9571 | 4.0684 | 3.1815 | 0 | 0 | 0
Swansea North 132 kV | Morriston Primary | Primary Substation | 11 | Consumer Transformation | Headroom (MW) | 13.101 | 12.9717 | 12.9745 | 12.7171 | 11.5082 | 10.7603 | 9.6653 | 8.9628 | 7.3397 | 5.0375 | 3.5968 | 2.6013 | 1.5542 | 0.70593 | 0 | 0 | 0
Swansea North 132 kV | Morriston Primary | Primary Substation | 11 | Falling Short | Headroom (MW) | 13.101 | 13.0075 | 13.104 | 13.1736 | 12.9145 | 12.869 | 12.5362 | 12.3978 | 12.0498 | 11.0074 | 10.4864 | 9.9579 | 9.4368 | 8.9827 | 3.1692 | 0 | 0
Swansea North 132 kV | Morriston Primary | Primary Substation | 11 | Leading the Way | Headroom (MW) | 13.101 | 12.66 | 12.3943 | 11.8926 | 10.0533 | 8.2057 | 6.4643 | 4.6001 | 2.9228 | 1.5779 | 0.06718 | 0 | 0 | 0 | 0 | 0 | 0
Swansea North 132 kV | Morriston Primary | Primary Substation | 11 | System Transformation | Headroom (MW) | 13.101 | 13.0119 | 13.0267 | 12.9947 | 12.6471 | 12.2616 | 12.081 | 10.8352 | 9.7852 | 9.0335 | 8.2106 | 7.4755 | 6.2979 | 5.6068 | 0 | 0 | 0
Upper Boat 132 kV | Mountain Ash | Bulk Supply Point | 33 | Best View | Headroom (MW) | 0 | 0 | 0 | 0 | 0 | 0 | 0 | 0 | 0 | 0 | 0 | 0 | 0 | 0 | 0 | 0 | 0
Upper Boat 132 kV | Mountain Ash | Bulk Supply Point | 33 | Consumer Transformation | Headroom (MW) | 0 | 0 | 0 | 0 | 0 | 0 | 0 | 0 | 0 | 0 | 0 | 0 | 0 | 0 | 0 | 0 | 0
Upper Boat 132 kV | Mountain Ash | Bulk Supply Point | 33 | Falling Short | Headroom (MW) | 0 | 0 | 0 | 0 | 0 | 0 | 0 | 0 | 0 | 0 | 0 | 0 | 0 | 0 | 0 | 0 | 0
Upper Boat 132 kV | Mountain Ash | Bulk Supply Point | 33 | Leading the Way | Headroom (MW) | 0 | 0 | 0 | 0 | 0 | 0 | 0 | 0 | 0 | 0 | 0 | 0 | 0 | 0 | 0 | 0 | 0
Upper Boat 132 kV | Mountain Ash | Bulk Supply Point | 33 | System Transformation | Headroom (MW) | 0 | 0 | 0 | 0 | 0 | 0 | 0 | 0 | 0 | 0 | 0 | 0 | 0 | 0 | 0 | 0 | 0
Upper Boat 132 kV | Mountain Ash | Primary Substation | 11 | Best View | Headroom (MW) | 0 | 0 | 0 | 0 | 0 | 0 | 0 | 0 | 0 | 0 | 0 | 0 | 0 | 0 | 0 | 0 | 0
Upper Boat 132 kV | Mountain Ash | Primary Substation | 11 | Consumer Transformation | Headroom (MW) | 0 | 0 | 0 | 0 | 0 | 0 | 0 | 0 | 0 | 0 | 0 | 0 | 0 | 0 | 0 | 0 | 0
Upper Boat 132 kV | Mountain Ash | Primary Substation | 11 | Falling Short | Headroom (MW) | 0 | 0 | 0 | 0 | 0 | 0 | 0 | 0 | 0 | 0 | 0 | 0 | 0 | 0 | 0 | 0 | 0
Upper Boat 132 kV | Mountain Ash | Primary Substation | 11 | Leading the Way | Headroom (MW) | 0 | 0 | 0 | 0 | 0 | 0 | 0 | 0 | 0 | 0 | 0 | 0 | 0 | 0 | 0 | 0 | 0
Upper Boat 132 kV | Mountain Ash | Primary Substation | 11 | System Transformation | Headroom (MW) | 0 | 0 | 0 | 0 | 0 | 0 | 0 | 0 | 0 | 0 | 0 | 0 | 0 | 0 | 0 | 0 | 0
Swansea North 132 kV | Nantgaredig | Primary Substation | 11 | Best View | Headroom (MW) | 0 | 0 | 0 | 0 | 0 | 0 | 0 | 0 | 0 | 0 | 0 | 0 | 0 | 0 | 0 | 0 | 0
Swansea North 132 kV | Nantgaredig | Primary Substation | 11 | Consumer Transformation | Headroom (MW) | 0 | 0 | 0 | 0 | 0 | 0 | 0 | 0 | 0 | 0 | 0 | 0 | 0 | 0 | 0 | 0 | 0
Swansea North 132 kV | Nantgaredig | Primary Substation | 11 | Falling Short | Headroom (MW) | 0 | 0 | 0 | 0 | 0 | 0 | 0 | 0 | 0 | 0 | 0 | 0 | 0 | 0 | 0 | 0 | 0
Swansea North 132 kV | Nantgaredig | Primary Substation | 11 | Leading the Way | Headroom (MW) | 0 | 0 | 0 | 0 | 0 | 0 | 0 | 0 | 0 | 0 | 0 | 0 | 0 | 0 | 0 | 0 | 0
Swansea North 132 kV | Nantgaredig | Primary Substation | 11 | System Transformation | Headroom (MW) | 0 | 0 | 0 | 0 | 0 | 0 | 0 | 0 | 0 | 0 | 0 | 0 | 0 | 0 | 0 | 0 | 0
Upper Boat 132 kV | Nantgarw Primary | Primary Substation | 11 | Best View | Headroom (MW) | 18.6478 | 18.7078 | 18.7913 | 18.3836 | 18.348 | 18.2829 | 18.1999 | 17.3226 | 16.7724 | 16.199 | 15.5934 | 14.9428 | 14.2863 | 13.6405 | 11.5024 | 10.7289 | 10.2863
Upper Boat 132 kV | Nantgarw Primary | Primary Substation | 11 | Consumer Transformation | Headroom (MW) | 18.6478 | 18.6854 | 18.7487 | 18.3209 | 18.0235 | 17.7562 | 17.4417 | 16.4058 | 15.1931 | 13.832 | 12.4295 | 11.195 | 10.1325 | 9.1486 | 4.8988 | 3.2249 | 3.2901
Upper Boat 132 kV | Nantgarw Primary | Primary Substation | 11 | Falling Short | Headroom (MW) | 18.6478 | 18.6999 | 18.7844 | 18.5016 | 18.5137 | 18.5167 | 18.4758 | 17.9665 | 17.536 | 16.9868 | 16.3697 | 15.721 | 15.018 | 14.2833 | 10.5803 | 8.6075 | 6.7505
Upper Boat 132 kV | Nantgarw Primary | Primary Substation | 11 | Leading the Way | Headroom (MW) | 18.6478 | 18.6109 | 18.5931 | 18.0335 | 17.7519 | 17.2399 | 16.9213 | 15.5103 | 13.9884 | 13.2115 | 12.4612 | 11.6959 | 10.9815 | 10.3082 | 7.77 | 7.4665 | 7.4428
Upper Boat 132 kV | Nantgarw Primary | Primary Substation | 11 | System Transformation | Headroom (MW) | 18.6478 | 18.7119 | 18.7634 | 18.4258 | 18.4296 | 18.4184 | 18.3531 | 17.252 | 16.59 | 15.9203 | 15.0971 | 14.3029 | 13.7551 | 12.9222 | 9.7518 | 8.4916 | 8.0861
Upper Boat 132 kV | Nantwen | Primary Substation | 11 | Best View | Headroom (MW) | 4.9173 | 4.2401 | 3.9181 | 3.6415 | 3.4111 | 3.0504 | 2.7389 | 2.4118 | 1.9037 | 1.548 | 1.2293 | 0.99118 | 0.83352 | 0.729 | 0 | 0 | 0
Upper Boat 132 kV | Nantwen | Primary Substation | 11 | Consumer Transformation | Headroom (MW) | 4.9173 | 4.1281 | 3.6794 | 3.1464 | 2.1966 | 1.1842 | 0.14489 | 0 | 0 | 0 | 0 | 0 | 0 | 0 | 0 | 0 | 0
Upper Boat 132 kV | Nantwen | Primary Substation | 11 | Falling Short | Headroom (MW) | 4.9173 | 4.3272 | 4.0936 | 3.8742 | 3.6586 | 3.3674 | 3.0943 | 2.8239 | 2.4648 | 1.9026 | 1.3636 | 0.84398 | 0.35913 | 0 | 0 | 0 | 0
Upper Boat 132 kV | Nantwen | Primary Substation | 11 | Leading the Way | Headroom (MW) | 4.9173 | 3.7518 | 3.0079 | 2.1602 | 1.2072 | 0.13085 | 0 | 0 | 0 | 0 | 0 | 0 | 0 | 0 | 0 | 0 | 0
Upper Boat 132 kV | Nantwen | Primary Substation | 11 | System Transformation | Headroom (MW) | 4.9173 | 4.1527 | 3.6989 | 3.4066 | 3.2292 | 2.8428 | 2.4523 | 2.0309 | 1.343 | 0.94091 | 0.49758 | 0.15189 | 0 | 0 | 0 | 0 | 0
Upper Boat 132 & 33 kV | Nelson | Primary Substation | 11 | Best View | Headroom (MW) | 0 | 0 | 0 | 0 | 0 | 0 | 0 | 0 | 0 | 0 | 0 | 0 | 0 | 0 | 0 | 0 | 0
Upper Boat 132 & 33 kV | Nelson | Primary Substation | 11 | Consumer Transformation | Headroom (MW) | 0 | 0 | 0 | 0 | 0 | 0 | 0 | 0 | 0 | 0 | 0 | 0 | 0 | 0 | 0 | 0 | 0
Upper Boat 132 & 33 kV | Nelson | Primary Substation | 11 | Falling Short | Headroom (MW) | 0 | 0 | 0 | 0 | 0 | 0 | 0 | 0 | 0 | 0 | 0 | 0 | 0 | 0 | 0 | 0 | 0
Upper Boat 132 & 33 kV | Nelson | Primary Substation | 11 | Leading the Way | Headroom (MW) | 0 | 0 | 0 | 0 | 0 | 0 | 0 | 0 | 0 | 0 | 0 | 0 | 0 | 0 | 0 | 0 | 0
Upper Boat 132 & 33 kV | Nelson | Primary Substation | 11 | System Transformation | Headroom (MW) | 0 | 0 | 0 | 0 | 0 | 0 | 0 | 0 | 0 | 0 | 0 | 0 | 0 | 0 | 0 | 0 | 0
Pembroke 132 kV | Nevern | Primary Substation | 11 | Best View | Headroom (MW) | 1.6741 | 0 | 0 | 0 | 0 | 0 | 0 | 0 | 0 | 0 | 0 | 0 | 0 | 0 | 0 | 0 | 0
Pembroke 132 kV | Nevern | Primary Substation | 11 | Consumer Transformation | Headroom (MW) | 1.6741 | 0 | 0 | 0 | 0 | 0 | 0 | 0 | 0 | 0 | 0 | 0 | 0 | 0 | 0 | 0 | 0
Pembroke 132 kV | Nevern | Primary Substation | 11 | Falling Short | Headroom (MW) | 1.6741 | 0 | 0 | 0 | 0 | 0 | 0 | 0 | 0 | 0 | 0 | 0 | 0 | 0 | 0 | 0 | 0
Pembroke 132 kV | Nevern | Primary Substation | 11 | Leading the Way | Headroom (MW) | 1.6741 | 0 | 0 | 0 | 0 | 0 | 0 | 0 | 0 | 0 | 0 | 0 | 0 | 0 | 0 | 0 | 0
Pembroke 132 kV | Nevern | Primary Substation | 11 | System Transformation | Headroom (MW) | 1.6741 | 0 | 0 | 0 | 0 | 0 | 0 | 0 | 0 | 0 | 0 | 0 | 0 | 0 | 0 | 0 | 0
Swansea North 132 kV | New Lodge | Primary Substation | 11 | Best View | Headroom (MW) | 7.5586 | 7.4963 | 7.4 | 7.3776 | 7.2421 | 7.0864 | 6.9274 | 6.6639 | 6.4472 | 6.102 | 5.7008 | 5.1638 | 4.7063 | 3.7669 | 0 | 0 | 0
Swansea North 132 kV | New Lodge | Primary Substation | 11 | Consumer Transformation | Headroom (MW) | 7.5586 | 7.4711 | 7.3369 | 7.2234 | 6.9133 | 6.6227 | 6.3232 | 5.6366 | 4.8748 | 3.8615 | 3.1054 | 2.647 | 2.2826 | 1.546 | 0 | 0 | 0
Swansea North 132 kV | New Lodge | Primary Substation | 11 | Falling Short | Headroom (MW) | 7.5586 | 7.5023 | 7.435 | 7.4256 | 7.3551 | 7.2871 | 7.1999 | 7.0503 | 6.9348 | 6.7233 | 6.518 | 6.3368 | 6.1237 | 5.7603 | 1.2917 | 0 | 0
Swansea North 132 kV | New Lodge | Primary Substation | 11 | Leading the Way | Headroom (MW) | 7.5586 | 7.3628 | 7.1349 | 6.9378 | 6.6445 | 6.3105 | 5.6889 | 4.9019 | 4.071 | 3.428 | 2.8954 | 2.5902 | 1.3812 | 0 | 0 | 0 | 0
Swansea North 132 kV | New Lodge | Primary Substation | 11 | System Transformation | Headroom (MW) | 7.5586 | 7.4834 | 7.3467 | 7.2997 | 7.2104 | 7.1076 | 6.9958 | 6.7688 | 6.5886 | 6.4005 | 6.0141 | 5.6645 | 4.9086 | 4.3546 | 0.033752 | 0 | 0
Swansea North 132 kV | Newcastle Emlyn South | Primary Substation | 11 | Best View | Headroom (MW) | 0 | 0 | 0 | 0 | 0 | 0 | 0 | 0 | 0 | 0 | 0 | 0 | 0 | 0 | 0 | 0 | 0
Swansea North 132 kV | Newcastle Emlyn South | Primary Substation | 11 | Consumer Transformation | Headroom (MW) | 0 | 0 | 0 | 0 | 0 | 0 | 0 | 0 | 0 | 0 | 0 | 0 | 0 | 0 | 0 | 0 | 0
Swansea North 132 kV | Newcastle Emlyn South | Primary Substation | 11 | Falling Short | Headroom (MW) | 0 | 0 | 0 | 0 | 0 | 0 | 0 | 0 | 0 | 0 | 0 | 0 | 0 | 0 | 0 | 0 | 0
Swansea North 132 kV | Newcastle Emlyn South | Primary Substation | 11 | Leading the Way | Headroom (MW) | 0 | 0 | 0 | 0 | 0 | 0 | 0 | 0 | 0 | 0 | 0 | 0 | 0 | 0 | 0 | 0 | 0
Swansea North 132 kV | Newcastle Emlyn South | Primary Substation | 11 | System Transformation | Headroom (MW) | 0 | 0 | 0 | 0 | 0 | 0 | 0 | 0 | 0 | 0 | 0 | 0 | 0 | 0 | 0 | 0 | 0
Uskmouth 132 kV | Newhouse Primary S/S | Primary Substation | 11 | Best View | Headroom (MW) | 6.5451 | 6.5474 | 6.554 | 6.5569 | 6.2866 | 6.0998 | 5.8825 | 5.6557 | 5.6 | 4.5815 | 1.8525 | 0 | 0 | 0 | 0 | 0 | 0
Uskmouth 132 kV | Newhouse Primary S/S | Primary Substation | 11 | Consumer Transformation | Headroom (MW) | 6.5451 | 6.541 | 6.5396 | 6.4993 | 6.1418 | 5.892 | 5.4903 | 5.0613 | 2.3538 | 0 | 0 | 0 | 0 | 0 | 0 | 0 | 0
Uskmouth 132 kV | Newhouse Primary S/S | Primary Substation | 11 | Falling Short | Headroom (MW) | 6.5451 | 6.5461 | 6.5599 | 6.5672 | 6.3851 | 6.2167 | 6.0548 | 5.9175 | 5.853 | 5.7557 | 5.6611 | 3.4744 | 1.8381 | 0.32565 | 0 | 0 | 0
Uskmouth 132 kV | Newhouse Primary S/S | Primary Substation | 11 | Leading the Way | Headroom (MW) | 6.5451 | 6.4939 | 6.4552 | 6.3693 | 6.0111 | 5.6236 | 5.1576 | 3.9192 | 1.23 | 0 | 0 | 0 | 0 | 0 | 0 | 0 | 0
Uskmouth 132 kV | Newhouse Primary S/S | Primary Substation | 11 | System Transformation | Headroom (MW) | 6.5451 | 6.5534 | 6.553 | 6.5549 | 6.305 | 6.136 | 5.9394 | 5.7149 | 5.6541 | 4.8085 | 2.1786 | 0 | 0 | 0 | 0 | 0 | 0
Uskmouth 132 kV | Newport East Primary | Primary Substation | 11 | Best View | Headroom (MW) | 0 | 0 | 0 | 0 | 0 | 0 | 0 | 0 | 0 | 0 | 0 | 0 | 0 | 0 | 0 | 0 | 0
Uskmouth 132 kV | Newport East Primary | Primary Substation | 11 | Consumer Transformation | Headroom (MW) | 0 | 0 | 0 | 0 | 0 | 0 | 0 | 0 | 0 | 0 | 0 | 0 | 0 | 0 | 0 | 0 | 0
Uskmouth 132 kV | Newport East Primary | Primary Substation | 11 | Falling Short | Headroom (MW) | 0 | 0 | 0 | 0 | 0 | 0 | 0 | 0 | 0 | 0 | 0 | 0 | 0 | 0 | 0 | 0 | 0
Uskmouth 132 kV | Newport East Primary | Primary Substation | 11 | Leading the Way | Headroom (MW) | 0 | 0 | 0 | 0 | 0 | 0 | 0 | 0 | 0 | 0 | 0 | 0 | 0 | 0 | 0 | 0 | 0
Uskmouth 132 kV | Newport East Primary | Primary Substation | 11 | System Transformation | Headroom (MW) | 0 | 0 | 0 | 0 | 0 | 0 | 0 | 0 | 0 | 0 | 0 | 0 | 0 | 0 | 0 | 0 | 0
Uskmouth 132 kV | Newport South Primary | Primary Substation | 11 | Best View | Headroom (MW) | 6.1564 | 6.3402 | 5.8448 | 5.2035 | 4.7258 | 3.8302 | 3.4274 | 3.08 | 2.5783 | 2.6953 | 2.9347 | 3.2321 | 3.5076 | 3.7493 | 0 | 0 | 0
Uskmouth 132 kV | Newport South Primary | Primary Substation | 11 | Consumer Transformation | Headroom (MW) | 6.1564 | 6.3481 | 5.7805 | 5.2222 | 4.7009 | 4.189 | 3.7751 | 3.3277 | 2.4952 | 2.2746 | 2.2477 | 2.2721 | 0 | 0 | 0 | 0 | 0
Uskmouth 132 kV | Newport South Primary | Primary Substation | 11 | Falling Short | Headroom (MW) | 6.1564 | 6.3423 | 6.1003 | 5.6752 | 5.4357 | 4.9075 | 4.645 | 4.4786 | 4.1203 | 4.0183 | 3.9891 | 3.956 | 3.8843 | 3.8841 | 5.2456 | 0 | 0
Uskmouth 132 kV | Newport South Primary | Primary Substation | 11 | Leading the Way | Headroom (MW) | 6.1564 | 6.3098 | 5.7684 | 5.0652 | 4.5097 | 2.8598 | 2.3419 | 1.1043 | 0.41713 | 0.37258 | 0 | 0 | 0 | 0 | 0 | 0 | 0
Uskmouth 132 kV | Newport South Primary | Primary Substation | 11 | System Transformation | Headroom (MW) | 6.1564 | 6.3504 | 5.7747 | 5.2557 | 4.8038 | 4.3755 | 4.0313 | 3.0944 | 2.3888 | 2.3371 | 2.4342 | 2.5206 | 1.5706 | 1.6553 | 0 | 0 | 0
Uskmouth 132 kV | Newport West Primary | Primary Substation | 11 | Best View | Headroom (MW) | 11.3462 | 11.3513 | 11.4304 | 11.3415 | 10.5993 | 9.9056 | 9.2457 | 8.5807 | 7.2206 | 6.5709 | 5.6367 | 4.8109 | 4.0091 | 3.3997 | 0.28544 | 0 | 0
Uskmouth 132 kV | Newport West Primary | Primary Substation | 11 | Consumer Transformation | Headroom (MW) | 11.3462 | 11.3363 | 11.337 | 11.1012 | 10.4729 | 9.9884 | 9.5024 | 9.1053 | 7.1901 | 5.9007 | 4.683 | 3.8588 | 3.1069 | 2.6589 | 0 | 0 | 0
Uskmouth 132 kV | Newport West Primary | Primary Substation | 11 | Falling Short | Headroom (MW) | 11.3462 | 11.3739 | 11.4603 | 11.4278 | 11.3046 | 11.1944 | 11.1133 | 11.0168 | 10.324 | 9.8282 | 9.3086 | 8.8189 | 8.309 | 7.9114 | 4.8589 | 2.8376 | 0.82281
Uskmouth 132 kV | Newport West Primary | Primary Substation | 11 | Leading the Way | Headroom (MW) | 11.3462 | 11.1156 | 10.934 | 10.5204 | 9.3588 | 8.0734 | 7.0629 | 5.7929 | 4.0765 | 3.0907 | 1.9006 | 0.9104 | 0.01175 | 0 | 0 | 0 | 0
Uskmouth 132 kV | Newport West Primary | Primary Substation | 11 | System Transformation | Headroom (MW) | 11.3462 | 11.3654 | 11.3867 | 11.2799 | 11.098 | 10.9764 | 10.8461 | 10.4819 | 9.1593 | 8.3461 | 7.4131 | 6.6846 | 6.128 | 5.8945 | 2.9807 | 2.206 | 1.5657
Pembroke 132 kV | Neyland | Primary Substation | 11 | Best View | Headroom (MW) | 7.5585 | 6.0197 | 1.7097 | 0 | 0 | 0 | 0 | 0 | 0 | 0 | 0 | 0 | 0 | 0 | 0 | 0 | 0
Pembroke 132 kV | Neyland | Primary Substation | 11 | Consumer Transformation | Headroom (MW) | 7.5585 | 6.093 | 6.0675 | 4.0761 | 2.2783 | 0.73527 | 0 | 0 | 0 | 0 | 0 | 0 | 0 | 0 | 0 | 0 | 0
Pembroke 132 kV | Neyland | Primary Substation | 11 | Falling Short | Headroom (MW) | 7.5585 | 6.4442 | 5.9313 | 5.3576 | 4.5889 | 3.7177 | 3.0826 | 2.8248 | 1.9177 | 0.73533 | 0 | 0 | 0 | 0 | 0 | 0 | 0
Pembroke 132 kV | Neyland | Primary Substation | 11 | Leading the Way | Headroom (MW) | 7.5585 | 5.8203 | 1.3064 | 0 | 0 | 0 | 0 | 0 | 0 | 0 | 0 | 0 | 0 | 0 | 0 | 0 | 0
Pembroke 132 kV | Neyland | Primary Substation | 11 | System Transformation | Headroom (MW) | 7.5585 | 6.4189 | 5.9597 | 5.9639 | 4.4048 | 2.6531 | 1.9111 | 1.1101 | 0.52535 | 0 | 0 | 0 | 0 | 0 | 0 | 0 | 0
Cardiff East & Aberthaw 132 kV | Northcote St. | Primary Substation | 11 | Best View | Headroom (MW) | 0.46374 | 1.0651 | 1.6244 | 1.9617 | 0.77222 | 0 | 0 | 0 | 0 | 0 | 0 | 0 | 0 | 0 | 0 | 0 | 0
Cardiff East & Aberthaw 132 kV | Northcote St. | Primary Substation | 11 | Consumer Transformation | Headroom (MW) | 0.46374 | 0.79829 | 0.99298 | 0.50855 | 0 | 0 | 0 | 0 | 0 | 0 | 0 | 0 | 0 | 0 | 0 | 0 | 0
Cardiff East & Aberthaw 132 kV | Northcote St. | Primary Substation | 11 | Falling Short | Headroom (MW) | 0.46374 | 0.88146 | 1.3397 | 1.8039 | 1.4189 | 0.90705 | 0.64954 | 0.34605 | 0 | 0 | 0 | 0 | 0 | 0 | 0 | 0 | 0
Cardiff East & Aberthaw 132 kV | Northcote St. | Primary Substation | 11 | Leading the Way | Headroom (MW) | 0.46374 | 0 | 0 | 0 | 0 | 0 | 0 | 0 | 0 | 0 | 0 | 0 | 0 | 0 | 0 | 0 | 0
Cardiff East & Aberthaw 132 kV | Northcote St. | Primary Substation | 11 | System Transformation | Headroom (MW) | 0.46374 | 1.067 | 1.4579 | 1.8546 | 1.6497 | 1.1597 | 0.66842 | 0 | 0 | 0 | 0 | 0 | 0 | 0 | 0 | 0 | 0
Pyle 132 kV | Nottage | Primary Substation | 11 | Best View | Headroom (MW) | 13.5989 | 13.6729 | 13.8101 | 13.8197 | 13.7263 | 13.5653 | 13.3504 | 13.065 | 12.7692 | 12.4326 | 12.192 | 12.0651 | 12.0641 | 12.1579 | 9.1121 | 6.4817 | 2.2675
Pyle 132 kV | Nottage | Primary Substation | 11 | Consumer Transformation | Headroom (MW) | 13.5989 | 13.5956 | 13.6174 | 13.422 | 12.4527 | 11.6243 | 10.715 | 9.964 | 8.2945 | 6.2643 | 4.5675 | 3.336 | 2.0957 | 1.0719 | 0 | 0 | 0
Pyle 132 kV | Nottage | Primary Substation | 11 | Falling Short | Headroom (MW) | 13.5989 | 13.6253 | 13.7462 | 13.8502 | 13.7742 | 13.726 | 13.6346 | 13.4916 | 13.2985 | 12.8523 | 12.4278 | 12.0208 | 11.6255 | 11.3241 | 5.7354 | 1.3757 | 0
Pyle 132 kV | Nottage | Primary Substation | 11 | Leading the Way | Headroom (MW) | 13.5989 | 13.281 | 13.0414 | 12.5928 | 11.7185 | 10.9488 | 9.6181 | 8.6634 | 7.6598 | 6.7302 | 4.9342 | 4.5652 | 4.4302 | 4.4487 | 0.84551 | 0 | 0
Pyle 132 kV | Nottage | Primary Substation | 11 | System Transformation | Headroom (MW) | 13.5989 | 13.6759 | 13.7519 | 13.8449 | 13.8361 | 13.7487 | 13.602 | 12.8547 | 12.5281 | 12.1834 | 11.8152 | 11.5592 | 11.4283 | 9.7497 | 4.2546 | 0.21872 | 0
Margam 66 kV | Ogmore Vale | Primary Substation | 11 | Best View | Headroom (MW) | 0 | 0 | 0 | 0 | 0 | 0 | 0 | 0 | 0 | 0 | 0 | 0 | 0 | 0 | 0 | 0 | 0
Margam 66 kV | Ogmore Vale | Primary Substation | 11 | Consumer Transformation | Headroom (MW) | 0 | 0 | 0 | 0 | 0 | 0 | 0 | 0 | 0 | 0 | 0 | 0 | 0 | 0 | 0 | 0 | 0
Margam 66 kV | Ogmore Vale | Primary Substation | 11 | Falling Short | Headroom (MW) | 0 | 0 | 0 | 0 | 0 | 0 | 0 | 0 | 0 | 0 | 0 | 0 | 0 | 0 | 0 | 0 | 0
Margam 66 kV | Ogmore Vale | Primary Substation | 11 | Leading the Way | Headroom (MW) | 0 | 0 | 0 | 0 | 0 | 0 | 0 | 0 | 0 | 0 | 0 | 0 | 0 | 0 | 0 | 0 | 0
Margam 66 kV | Ogmore Vale | Primary Substation | 11 | System Transformation | Headroom (MW) | 0 | 0 | 0 | 0 | 0 | 0 | 0 | 0 | 0 | 0 | 0 | 0 | 0 | 0 | 0 | 0 | 0
Uskmouth 132 kV | Panteg 132/66 | Bulk Supply Point | 66 | Best View | Headroom (MW) | 11.1773 | 10.5949 | 10.3979 | 9.9927 | 5.1559 | 0.42344 | 0 | 0 | 0 | 0 | 0 | 0 | 0 | 0 | 0 | 0 | 0
Uskmouth 132 kV | Panteg 132/66 | Bulk Supply Point | 66 | Consumer Transformation | Headroom (MW) | 11.1773 | 10.2442 | 9.6106 | 8.0105 | 3.4806 | 0.35231 | 0 | 0 | 0 | 0 | 0 | 0 | 0 | 0 | 0 | 0 | 0
Uskmouth 132 kV | Panteg 132/66 | Bulk Supply Point | 66 | Falling Short | Headroom (MW) | 11.1773 | 10.8902 | 11.074 | 11.2374 | 9.7604 | 8.9718 | 7.7542 | 5.5831 | 4.0511 | 0.26463 | 0 | 0 | 0 | 0 | 0 | 0 | 0
Uskmouth 132 kV | Panteg 132/66 | Bulk Supply Point | 66 | Leading the Way | Headroom (MW) | 11.1773 | 8.9635 | 7.1857 | 4.5188 | 0 | 0 | 0 | 0 | 0 | 0 | 0 | 0 | 0 | 0 | 0 | 0 | 0
Uskmouth 132 kV | Panteg 132/66 | Bulk Supply Point | 66 | System Transformation | Headroom (MW) | 11.1773 | 10.6154 | 10.1643 | 9.7715 | 8.2087 | 6.1168 | 3.9848 | 0.40684 | 0 | 0 | 0 | 0 | 0 | 0 | 0 | 0 | 0
Uskmouth 132 kV | Panteg Primary | Primary Substation | 11 | Best View | Headroom (MW) | 4.2996 | 4.3672 | 4.3701 | 4.4237 | 3.7232 | 2.8277 | 1.7514 | 1.0124 | 0.60168 | 0.13594 | 0 | 0 | 0 | 0 | 0 | 0 | 0
Uskmouth 132 kV | Panteg Primary | Primary Substation | 11 | Consumer Transformation | Headroom (MW) | 4.2996 | 4.3536 | 4.2917 | 4.189 | 3.636 | 3.0488 | 2.2403 | 1.839 | 0.9551 | 0 | 0 | 0 | 0 | 0 | 0 | 0 | 0
Uskmouth 132 kV | Panteg Primary | Primary Substation | 11 | Falling Short | Headroom (MW) | 4.2996 | 4.3869 | 4.43 | 4.5459 | 4.577 | 4.4463 | 4.191 | 4.1406 | 4.0532 | 3.7984 | 3.5295 | 3.2612 | 3.0041 | 2.4477 | 0 | 0 | 0
Uskmouth 132 kV | Panteg Primary | Primary Substation | 11 | Leading the Way | Headroom (MW) | 4.2996 | 4.1178 | 3.8608 | 3.5786 | 2.333 | 0.97422 | 0 | 0 | 0 | 0 | 0 | 0 | 0 | 0 | 0 | 0 | 0
Uskmouth 132 kV | Panteg Primary | Primary Substation | 11 | System Transformation | Headroom (MW) | 4.2996 | 4.3856 | 4.3228 | 4.3771 | 4.3875 | 4.2409 | 3.8751 | 3.0634 | 2.5419 | 2.0012 | 1.4103 | 0.86965 | 0.4068 | 0 | 0 | 0 | 0
Swansea North 132 kV | Pantyffynon | Primary Substation | 11 | Best View | Headroom (MW) | 7.751 | 7.6521 | 6.9114 | 6.8696 | 5.5507 | 4.392 | 2.9175 | 0.77219 | 0 | 0 | 0 | 0 | 0 | 0 | 0 | 0 | 0
Swansea North 132 kV | Pantyffynon | Primary Substation | 11 | Consumer Transformation | Headroom (MW) | 7.751 | 7.576 | 6.7297 | 6.488 | 2.9453 | 1.1351 | 0 | 0 | 0 | 0 | 0 | 0 | 0 | 0 | 0 | 0 | 0
Swansea North 132 kV | Pantyffynon | Primary Substation | 11 | Falling Short | Headroom (MW) | 7.751 | 7.6766 | 7.1736 | 7.1437 | 6.958 | 6.1569 | 5.0426 | 3.5714 | 2.1535 | 0 | 0 | 0 | 0 | 0 | 0 | 0 | 0
Swansea North 132 kV | Pantyffynon | Primary Substation | 11 | Leading the Way | Headroom (MW) | 7.751 | 7.4125 | 6.4635 | 4.7722 | 0 | 0 | 0 | 0 | 0 | 0 | 0 | 0 | 0 | 0 | 0 | 0 | 0
Swansea North 132 kV | Pantyffynon | Primary Substation | 11 | System Transformation | Headroom (MW) | 7.751 | 7.5829 | 6.744 | 6.6367 | 4.4861 | 3.252 | 1.568 | 0 | 0 | 0 | 0 | 0 | 0 | 0 | 0 | 0 | 0
Cardiff East & Aberthaw 132 kV | Park Lane SWAE | Primary Substation | 11 | Best View | Headroom (MW) | 0.46774 | 1.0742 | 1.6384 | 1.9786 | 0.77888 | 0 | 0 | 0 | 0 | 0 | 0 | 0 | 0 | 0 | 0 | 0 | 0
Cardiff East & Aberthaw 132 kV | Park Lane SWAE | Primary Substation | 11 | Consumer Transformation | Headroom (MW) | 0.46774 | 0.80517 | 1.0015 | 0.51294 | 0 | 0 | 0 | 0 | 0 | 0 | 0 | 0 | 0 | 0 | 0 | 0 | 0
Cardiff East & Aberthaw 132 kV | Park Lane SWAE | Primary Substation | 11 | Falling Short | Headroom (MW) | 0.46774 | 0.88905 | 1.3513 | 1.8194 | 1.4311 | 0.91487 | 0.65514 | 0.34903 | 0 | 0 | 0 | 0 | 0 | 0 | 0 | 0 | 0
Cardiff East & Aberthaw 132 kV | Park Lane SWAE | Primary Substation | 11 | Leading the Way | Headroom (MW) | 0.46774 | 0 | 0 | 0 | 0 | 0 | 0 | 0 | 0 | 0 | 0 | 0 | 0 | 0 | 0 | 0 | 0
Cardiff East & Aberthaw 132 kV | Park Lane SWAE | Primary Substation | 11 | System Transformation | Headroom (MW) | 0.46774 | 1.0762 | 1.4705 | 1.8706 | 1.6639 | 1.1696 | 0.67419 | 0 | 0 | 0 | 0 | 0 | 0 | 0 | 0 | 0 | 0
Cardiff East & Aberthaw 132 kV | Penarth | Primary Substation | 11 | Best View | Headroom (MW) | 0 | 0 | 0 | 0 | 0 | 0 | 0 | 0 | 0 | 0 | 0 | 0 | 0 | 0 | 0 | 0 | 0
Cardiff East & Aberthaw 132 kV | Penarth | Primary Substation | 11 | Consumer Transformation | Headroom (MW) | 0 | 0 | 0 | 0 | 0 | 0 | 0 | 0 | 0 | 0 | 0 | 0 | 0 | 0 | 0 | 0 | 0
Cardiff East & Aberthaw 132 kV | Penarth | Primary Substation | 11 | Falling Short | Headroom (MW) | 0 | 0 | 0 | 0 | 0 | 0 | 0 | 0 | 0 | 0 | 0 | 0 | 0 | 0 | 0 | 0 | 0
Cardiff East & Aberthaw 132 kV | Penarth | Primary Substation | 11 | Leading the Way | Headroom (MW) | 0 | 0 | 0 | 0 | 0 | 0 | 0 | 0 | 0 | 0 | 0 | 0 | 0 | 0 | 0 | 0 | 0
Cardiff East & Aberthaw 132 kV | Penarth | Primary Substation | 11 | System Transformation | Headroom (MW) | 0 | 0 | 0 | 0 | 0 | 0 | 0 | 0 | 0 | 0 | 0 | 0 | 0 | 0 | 0 | 0 | 0
Pembroke 132 kV | Penblewin | Primary Substation | 11 | Best View | Headroom (MW) | 1.6999 | 0 | 0 | 0 | 0 | 0 | 0 | 0 | 0 | 0 | 0 | 0 | 0 | 0 | 0 | 0 | 0
Pembroke 132 kV | Penblewin | Primary Substation | 11 | Consumer Transformation | Headroom (MW) | 1.6999 | 0 | 0 | 0 | 0 | 0 | 0 | 0 | 0 | 0 | 0 | 0 | 0 | 0 | 0 | 0 | 0
Pembroke 132 kV | Penblewin | Primary Substation | 11 | Falling Short | Headroom (MW) | 1.6999 | 0 | 0 | 0 | 0 | 0 | 0 | 0 | 0 | 0 | 0 | 0 | 0 | 0 | 0 | 0 | 0
Pembroke 132 kV | Penblewin | Primary Substation | 11 | Leading the Way | Headroom (MW) | 1.6999 | 0 | 0 | 0 | 0 | 0 | 0 | 0 | 0 | 0 | 0 | 0 | 0 | 0 | 0 | 0 | 0
Pembroke 132 kV | Penblewin | Primary Substation | 11 | System Transformation | Headroom (MW) | 1.6999 | 0 | 0 | 0 | 0 | 0 | 0 | 0 | 0 | 0 | 0 | 0 | 0 | 0 | 0 | 0 | 0
Upper Boat 132 kV | Pencoed Grid | Bulk Supply Point | 33 | Best View | Headroom (MW) | 62.6834 | 62.3209 | 62.0129 | 61.9553 | 61.8684 | 61.6457 | 61.5344 | 61.1118 | 60.7908 | 60.3462 | 59.9674 | 59.7795 | 58.8649 | 58.8308 | 56.8932 | 55.4215 | 53.8753
Upper Boat 132 kV | Pencoed Grid | Bulk Supply Point | 33 | Consumer Transformation | Headroom (MW) | 62.6834 | 62.2756 | 61.8993 | 61.6418 | 60.9897 | 60.3428 | 59.7019 | 58.8734 | 57.974 | 56.7024 | 55.705 | 55.0597 | 53.8378 | 53.332 | 48.9372 | 47.3514 | 47.3973
Upper Boat 132 kV | Pencoed Grid | Bulk Supply Point | 33 | Falling Short | Headroom (MW) | 62.6834 | 62.3897 | 62.1687 | 62.1563 | 62.0747 | 61.9101 | 61.7794 | 61.4546 | 61.1686 | 60.6544 | 60.1624 | 59.7187 | 58.8966 | 58.483 | 54.5316 | 52.1249 | 49.4473
Upper Boat 132 kV | Pencoed Grid | Bulk Supply Point | 33 | Leading the Way | Headroom (MW) | 62.6834 | 62.0677 | 61.5032 | 61.0749 | 60.4402 | 59.3988 | 58.7963 | 57.4397 | 56.2482 | 55.3237 | 54.5545 | 54.0912 | 53.0555 | 52.9248 | 50.1051 | 49.5885 | 49.3411
Upper Boat 132 kV | Pencoed Grid | Bulk Supply Point | 33 | System Transformation | Headroom (MW) | 62.6834 | 62.3185 | 61.9399 | 61.8487 | 61.7553 | 61.5475 | 61.3789 | 60.565 | 60.1276 | 59.5924 | 59.0442 | 58.6746 | 57.8366 | 57.2488 | 53.1545 | 51.3455 | 49.8793
Upper Boat 132 kV | Pencoed Primary | Primary Substation | 11 | Best View | Headroom (MW) | 11.6406 | 11.3336 | 11.0589 | 11.0133 | 10.9487 | 10.868 | 10.7865 | 10.3841 | 10.1998 | 9.8531 | 9.6365 | 9.5158 | 8.6266 | 8.6359 | 7.498 | 6.7047 | 5.7231
Upper Boat 132 kV | Pencoed Primary | Primary Substation | 11 | Consumer Transformation | Headroom (MW) | 11.6406 | 11.2972 | 10.974 | 10.7964 | 10.3391 | 9.9315 | 9.4865 | 8.8031 | 8.2013 | 7.2691 | 6.6173 | 6.1237 | 5.0507 | 4.6752 | 1.8476 | 1.0292 | 1.1628
Upper Boat 132 kV | Pencoed Primary | Primary Substation | 11 | Falling Short | Headroom (MW) | 11.6406 | 11.4068 | 11.2248 | 11.2324 | 11.1874 | 11.1428 | 11.0597 | 10.7872 | 10.6074 | 10.2321 | 9.9215 | 9.6102 | 8.9086 | 8.6166 | 5.9736 | 4.5727 | 2.9216
Upper Boat 132 kV | Pencoed Primary | Primary Substation | 11 | Leading the Way | Headroom (MW) | 11.6406 | 11.146 | 10.6943 | 10.386 | 9.9305 | 9.2632 | 8.8421 | 7.7746 | 7.1592 | 6.4518 | 5.9351 | 5.5961 | 4.6236 | 4.5782 | 2.7515 | 2.5281 | 2.3594
Upper Boat 132 kV | Pencoed Primary | Primary Substation | 11 | System Transformation | Headroom (MW) | 11.6406 | 11.3301 | 11.0086 | 10.9563 | 10.8894 | 10.7853 | 10.668 | 10.0035 | 9.737 | 9.3218 | 8.9862 | 8.6996 | 7.902 | 7.4858 | 4.9055 | 3.8939 | 2.9727
Swansea North 132 kV | Pendine | Primary Substation | 11 | Best View | Headroom (MW) | 0 | 0 | 0 | 0 | 0 | 0 | 0 | 0 | 0 | 0 | 0 | 0 | 0 | 0 | 0 | 0 | 0
Swansea North 132 kV | Pendine | Primary Substation | 11 | Consumer Transformation | Headroom (MW) | 0 | 0 | 0 | 0 | 0 | 0 | 0 | 0 | 0 | 0 | 0 | 0 | 0 | 0 | 0 | 0 | 0
Swansea North 132 kV | Pendine | Primary Substation | 11 | Falling Short | Headroom (MW) | 0 | 0 | 0 | 0 | 0 | 0 | 0 | 0 | 0 | 0 | 0 | 0 | 0 | 0 | 0 | 0 | 0
Swansea North 132 kV | Pendine | Primary Substation | 11 | Leading the Way | Headroom (MW) | 0 | 0 | 0 | 0 | 0 | 0 | 0 | 0 | 0 | 0 | 0 | 0 | 0 | 0 | 0 | 0 | 0
Swansea North 132 kV | Pendine | Primary Substation | 11 | System Transformation | Headroom (MW) | 0 | 0 | 0 | 0 | 0 | 0 | 0 | 0 | 0 | 0 | 0 | 0 | 0 | 0 | 0 | 0 | 0
Rassau 132 kV | Pengam Grid | Primary Substation | 11 | Best View | Headroom (MW) | 1.6592 | 1.7112 | 1.8824 | 1.531 | 0.55984 | 0 | 0 | 0 | 0 | 0 | 0 | 0 | 0 | 0 | 0 | 0 | 0
Rassau 132 kV | Pengam Grid | Primary Substation | 11 | Consumer Transformation | Headroom (MW) | 1.6592 | 1.6743 | 1.7503 | 1.2309 | 0.19868 | 0 | 0 | 0 | 0 | 0 | 0 | 0 | 0 | 0 | 0 | 0 | 0
Rassau 132 kV | Pengam Grid | Primary Substation | 11 | Falling Short | Headroom (MW) | 1.6592 | 1.6425 | 1.7746 | 1.5697 | 1.3998 | 1.0972 | 0.52245 | 0.17617 | 0 | 0 | 0 | 0 | 0 | 0 | 0 | 0 | 0
Rassau 132 kV | Pengam Grid | Primary Substation | 11 | Leading the Way | Headroom (MW) | 1.6592 | 1.3138 | 1.1107 | 0.27452 | 0 | 0 | 0 | 0 | 0 | 0 | 0 | 0 | 0 | 0 | 0 | 0 | 0
Rassau 132 kV | Pengam Grid | Primary Substation | 11 | System Transformation | Headroom (MW) | 1.6592 | 1.6929 | 1.7837 | 1.5057 | 1.3731 | 0.97104 | 0.18709 | 0 | 0 | 0 | 0 | 0 | 0 | 0 | 0 | 0 | 0
Upper Boat 132 kV | Pentrebach | Primary Substation | 11 | Best View | Headroom (MW) | 4.831 | 4.1657 | 3.8493 | 3.5776 | 3.3512 | 2.9968 | 2.6908 | 2.3695 | 1.8703 | 1.5208 | 1.2077 | 0.97377 | 0.81888 | 0.7162 | 0 | 0 | 0
Upper Boat 132 kV | Pentrebach | Primary Substation | 11 | Consumer Transformation | Headroom (MW) | 4.831 | 4.0556 | 3.6148 | 3.0911 | 2.158 | 1.1634 | 0.14235 | 0 | 0 | 0 | 0 | 0 | 0 | 0 | 0 | 0 | 0
Upper Boat 132 kV | Pentrebach | Primary Substation | 11 | Falling Short | Headroom (MW) | 4.831 | 4.2512 | 4.0217 | 3.8062 | 3.5943 | 3.3083 | 3.04 | 2.7743 | 2.4215 | 1.8692 | 1.3397 | 0.82916 | 0.35283 | 0 | 0 | 0 | 0
Upper Boat 132 kV | Pentrebach | Primary Substation | 11 | Leading the Way | Headroom (MW) | 4.831 | 3.6859 | 2.9551 | 2.1223 | 1.186 | 0.12856 | 0 | 0 | 0 | 0 | 0 | 0 | 0 | 0 | 0 | 0 | 0
Upper Boat 132 kV | Pentrebach | Primary Substation | 11 | System Transformation | Headroom (MW) | 4.831 | 4.0798 | 3.6339 | 3.3468 | 3.1725 | 2.7929 | 2.4092 | 1.9952 | 1.3194 | 0.92439 | 0.48884 | 0.14922 | 0 | 0 | 0 | 0 | 0
Swansea North 132 kV | Pont Ar Annell | Primary Substation | 11 | Best View | Headroom (MW) | 0 | 0 | 0 | 0 | 0 | 0 | 0 | 0 | 0 | 0 | 0 | 0 | 0 | 0 | 0 | 0 | 0
Swansea North 132 kV | Pont Ar Annell | Primary Substation | 11 | Consumer Transformation | Headroom (MW) | 0 | 0 | 0 | 0 | 0 | 0 | 0 | 0 | 0 | 0 | 0 | 0 | 0 | 0 | 0 | 0 | 0
Swansea North 132 kV | Pont Ar Annell | Primary Substation | 11 | Falling Short | Headroom (MW) | 0 | 0 | 0 | 0 | 0 | 0 | 0 | 0 | 0 | 0 | 0 | 0 | 0 | 0 | 0 | 0 | 0
Swansea North 132 kV | Pont Ar Annell | Primary Substation | 11 | Leading the Way | Headroom (MW) | 0 | 0 | 0 | 0 | 0 | 0 | 0 | 0 | 0 | 0 | 0 | 0 | 0 | 0 | 0 | 0 | 0
Swansea North 132 kV | Pont Ar Annell | Primary Substation | 11 | System Transformation | Headroom (MW) | 0 | 0 | 0 | 0 | 0 | 0 | 0 | 0 | 0 | 0 | 0 | 0 | 0 | 0 | 0 | 0 | 0
Swansea North 132 kV | Pontardawe | Primary Substation | 11 | Best View | Headroom (MW) | 3.9324 | 3.9071 | 3.9282 | 3.9241 | 3.878 | 3.8247 | 3.7624 | 3.6887 | 3.2028 | 2.6859 | 2.1671 | 1.6804 | 1.2102 | 0.75371 | 0 | 0 | 0
Swansea North 132 kV | Pontardawe | Primary Substation | 11 | Consumer Transformation | Headroom (MW) | 3.9324 | 3.8557 | 3.8063 | 3.6737 | 3.2319 | 2.8729 | 2.4953 | 2.1967 | 1.4422 | 0.53214 | 0 | 0 | 0 | 0 | 0 | 0 | 0
Swansea North 132 kV | Pontardawe | Primary Substation | 11 | Falling Short | Headroom (MW) | 3.9324 | 3.8713 | 3.8626 | 3.8743 | 3.8275 | 3.7936 | 3.7531 | 3.6964 | 3.6177 | 3.4026 | 3.1993 | 2.9954 | 2.7826 | 2.5876 | 0 | 0 | 0
Swansea North 132 kV | Pontardawe | Primary Substation | 11 | Leading the Way | Headroom (MW) | 3.9324 | 3.7118 | 3.5515 | 3.3255 | 2.9233 | 2.5661 | 2.2042 | 1.8024 | 1.3772 | 1.0213 | 0.71974 | 0.49399 | 0.039529 | 0 | 0 | 0 | 0
Swansea North 132 kV | Pontardawe | Primary Substation | 11 | System Transformation | Headroom (MW) | 3.9324 | 3.874 | 3.8201 | 3.8055 | 3.7677 | 3.7258 | 3.6656 | 3.5562 | 3.381 | 3.2424 | 3.0739 | 2.9529 | 2.8657 | 2.5063 | 0 | 0 | 0
Rassau 132 kV | Pontllanffraith | Primary Substation | 11 | Best View | Headroom (MW) | 2.9919 | 2.9403 | 2.8949 | 2.8449 | 2.0402 | 1.2242 | 0.3569 | 0 | 0 | 0 | 0 | 0 | 0 | 0 | 0 | 0 | 0
Rassau 132 kV | Pontllanffraith | Primary Substation | 11 | Consumer Transformation | Headroom (MW) | 2.9919 | 2.9078 | 2.8232 | 2.6442 | 2.1048 | 1.6464 | 1.1621 | 0.74449 | 0 | 0 | 0 | 0 | 0 | 0 | 0 | 0 | 0
Rassau 132 kV | Pontllanffraith | Primary Substation | 11 | Falling Short | Headroom (MW) | 2.9919 | 2.9286 | 2.8935 | 2.8777 | 2.8055 | 2.7451 | 2.6309 | 2.5037 | 2.3623 | 2.0874 | 1.7991 | 1.5265 | 1.2596 | 0.67846 | 0 | 0 | 0
Rassau 132 kV | Pontllanffraith | Primary Substation | 11 | Leading the Way | Headroom (MW) | 2.9919 | 2.7562 | 2.5141 | 2.2059 | 0.9801 | 0 | 0 | 0 | 0 | 0 | 0 | 0 | 0 | 0 | 0 | 0 | 0
Rassau 132 kV | Pontllanffraith | Primary Substation | 11 | System Transformation | Headroom (MW) | 2.9919 | 2.9136 | 2.8145 | 2.7333 | 2.6369 | 2.5206 | 2.3781 | 1.481 | 0.90578 | 0.3497 | 0 | 0 | 0 | 0 | 0 | 0 | 0
Swansea North 132 kV | Pontyates | Primary Substation | 11 | Best View | Headroom (MW) | 9.1235 | 8.9588 | 8.8157 | 8.7254 | 8.3808 | 8.0499 | 7.7584 | 7.3106 | 6.8746 | 6.2526 | 5.6397 | 5.1085 | 4.6559 | 3.7265 | 0 | 0 | 0
Swansea North 132 kV | Pontyates | Primary Substation | 11 | Consumer Transformation | Headroom (MW) | 9.1235 | 8.8825 | 8.6301 | 8.3042 | 7.5235 | 6.8882 | 6.2554 | 5.5763 | 4.8226 | 3.8201 | 3.0721 | 2.6186 | 2.2581 | 1.5294 | 0 | 0 | 0
Swansea North 132 kV | Pontyates | Primary Substation | 11 | Falling Short | Headroom (MW) | 9.1235 | 8.9964 | 8.9211 | 8.88 | 8.6629 | 8.4907 | 8.3041 | 8.0442 | 7.8225 | 7.3522 | 6.9027 | 6.474 | 6.0581 | 5.6986 | 1.2779 | 0 | 0
Swansea North 132 kV | Pontyates | Primary Substation | 11 | Leading the Way | Headroom (MW) | 9.1235 | 8.6321 | 8.1798 | 7.6466 | 6.9194 | 6.2429 | 5.628 | 4.8494 | 4.0274 | 3.3913 | 2.8644 | 2.5624 | 1.3729 | 0 | 0 | 0 | 0
Swansea North 132 kV | Pontyates | Primary Substation | 11 | System Transformation | Headroom (MW) | 9.1235 | 8.91 | 8.6684 | 8.5169 | 8.2245 | 7.9569 | 7.7182 | 7.2805 | 6.8391 | 6.4243 | 5.9497 | 5.6039 | 4.856 | 4.3079 | 0.03339 | 0 | 0
Upper Boat 132 kV | Pontyclun 132/11kV | Primary Substation | 11 | Best View | Headroom (MW) | 17.2703 | 17.1183 | 17.0192 | 16.9908 | 16.9383 | 16.6289 | 16.5588 | 16.4771 | 16.1706 | 15.932 | 15.5708 | 15.4195 | 15.2926 | 15.2036 | 13.4472 | 11.9855 | 10.7609
Upper Boat 132 kV | Pontyclun 132/11kV | Primary Substation | 11 | Consumer Transformation | Headroom (MW) | 17.2703 | 17.0952 | 16.9491 | 16.7619 | 16.3034 | 15.7589 | 15.3065 | 14.9448 | 14.2741 | 13.4985 | 12.7365 | 12.3924 | 12.0243 | 11.7359 | 8.3837 | 6.7836 | 6.6127
Upper Boat 132 kV | Pontyclun 132/11kV | Primary Substation | 11 | Falling Short | Headroom (MW) | 17.2703 | 17.1173 | 17.0156 | 16.9758 | 16.8947 | 16.6355 | 16.5271 | 16.3894 | 16.147 | 15.8173 | 15.4057 | 15.0998 | 14.7882 | 14.5104 | 11.6063 | 9.4545 | 7.272
Upper Boat 132 kV | Pontyclun 132/11kV | Primary Substation | 11 | Leading the Way | Headroom (MW) | 17.2703 | 16.9576 | 16.6716 | 16.3875 | 15.9655 | 15.117 | 14.7019 | 14.0158 | 12.7703 | 12.2753 | 11.7214 | 11.4457 | 11.2657 | 11.088 | 8.9615 | 8.3539 | 8.1903
Upper Boat 132 kV | Pontyclun 132/11kV | Primary Substation | 11 | System Transformation | Headroom (MW) | 17.2703 | 17.1205 | 16.9655 | 16.8789 | 16.8173 | 16.5872 | 16.468 | 16.0875 | 15.7026 | 15.414 | 14.9386 | 14.7426 | 14.5979 | 14.2095 | 10.9082 | 9.2161 | 8.0587
Uskmouth 132 kV | Pontypool North Primary | Primary Substation | 11 | Best View | Headroom (MW) | 0 | 0 | 0 | 0 | 0 | 0 | 0 | 0 | 0 | 0 | 0 | 0 | 0 | 0 | 0 | 0 | 0
Uskmouth 132 kV | Pontypool North Primary | Primary Substation | 11 | Consumer Transformation | Headroom (MW) | 0 | 0 | 0 | 0 | 0 | 0 | 0 | 0 | 0 | 0 | 0 | 0 | 0 | 0 | 0 | 0 | 0
Uskmouth 132 kV | Pontypool North Primary | Primary Substation | 11 | Falling Short | Headroom (MW) | 0 | 0 | 0 | 0 | 0 | 0 | 0 | 0 | 0 | 0 | 0 | 0 | 0 | 0 | 0 | 0 | 0
Uskmouth 132 kV | Pontypool North Primary | Primary Substation | 11 | Leading the Way | Headroom (MW) | 0 | 0 | 0 | 0 | 0 | 0 | 0 | 0 | 0 | 0 | 0 | 0 | 0 | 0 | 0 | 0 | 0
Uskmouth 132 kV | Pontypool North Primary | Primary Substation | 11 | System Transformation | Headroom (MW) | 0 | 0 | 0 | 0 | 0 | 0 | 0 | 0 | 0 | 0 | 0 | 0 | 0 | 0 | 0 | 0 | 0
Pyle 132 kV | Pyle 132/33 | Bulk Supply Point | 33 | Best View | Headroom (MW) | 59.0813 | 59.1868 | 59.3196 | 59.3562 | 59.3051 | 59.1545 | 58.9664 | 58.4289 | 57.8228 | 57.011 | 56.5451 | 56.3457 | 56.26 | 56.2437 | 53.0758 | 50.5835 | 47.4249
Pyle 132 kV | Pyle 132/33 | Bulk Supply Point | 33 | Consumer Transformation | Headroom (MW) | 59.0813 | 59.1174 | 59.179 | 59.0233 | 58.1705 | 57.3982 | 56.5879 | 55.5985 | 53.9345 | 51.6963 | 50.0338 | 49.034 | 48.0377 | 47.2608 | 39.0291 | 35.5933 | 34.486
Pyle 132 kV | Pyle 132/33 | Bulk Supply Point | 33 | Falling Short | Headroom (MW) | 59.0813 | 59.1366 | 59.2725 | 59.404 | 59.3722 | 59.3222 | 59.2704 | 58.9981 | 58.6105 | 57.8604 | 57.2076 | 56.629 | 56.0764 | 55.6034 | 50.3354 | 46.2326 | 41.109
Pyle 132 kV | Pyle 132/33 | Bulk Supply Point | 33 | Leading the Way | Headroom (MW) | 59.0813 | 58.8301 | 58.6256 | 58.2351 | 57.4563 | 56.6901 | 55.6491 | 53.5967 | 52.2719 | 50.8662 | 49.3849 | 48.9062 | 48.6701 | 48.5698 | 44.4017 | 42.4567 | 40.8638
Pyle 132 kV | Pyle 132/33 | Bulk Supply Point | 33 | System Transformation | Headroom (MW) | 59.0813 | 59.1748 | 59.2542 | 59.3448 | 59.3534 | 59.2644 | 59.1356 | 58.369 | 57.6538 | 56.7546 | 56.0679 | 55.736 | 55.5061 | 54.2634 | 48.5982 | 45.0672 | 42.2581
Pyle 132 kV | Pyle Primary | Primary Substation | 11 | Best View | Headroom (MW) | 10.5576 | 10.6912 | 10.8141 | 10.8765 | 10.8706 | 10.7363 | 10.5829 | 9.8082 | 8.9108 | 7.6533 | 6.9791 | 6.7143 | 6.5465 | 6.4194 | 3.2528 | 0.99341 | 0
Pyle 132 kV | Pyle Primary | Primary Substation | 11 | Consumer Transformation | Headroom (MW) | 10.5576 | 10.6325 | 10.7322 | 10.6229 | 9.9219 | 9.235 | 8.5552 | 7.3656 | 5.7729 | 3.4099 | 1.8439 | 1.1146 | 0.40094 | 0 | 0 | 0 | 0
Pyle 132 kV | Pyle Primary | Primary Substation | 11 | Falling Short | Headroom (MW) | 10.5576 | 10.6403 | 10.7859 | 10.9401 | 10.9547 | 10.9046 | 10.895 | 10.5012 | 9.9296 | 8.9007 | 8.045 | 7.3171 | 6.6283 | 6.0007 | 1.2583 | 0 | 0
Pyle 132 kV | Pyle Primary | Primary Substation | 11 | Leading the Way | Headroom (MW) | 10.5576 | 10.3844 | 10.2235 | 9.907 | 9.2544 | 8.5205 | 7.8145 | 4.7347 | 3.1355 | 1.3011 | 0.19241 | 0 | 0 | 0 | 0 | 0 | 0
Pyle 132 kV | Pyle Primary | Primary Substation | 11 | System Transformation | Headroom (MW) | 10.5576 | 10.6643 | 10.7438 | 10.8281 | 10.8541 | 10.7668 | 10.6612 | 9.9043 | 8.8219 | 7.4003 | 6.42 | 6.0247 | 5.7038 | 4.9509 | 0 | 0 | 0
Rassau 132 kV | Rassau West Primary | Primary Substation | 11 | Best View | Headroom (MW) | 12.8247 | 12.8952 | 5.4156 | 5.5096 | 4.6827 | 4.6777 | 4.2706 | 3.7151 | 2.6538 | 1.7249 | 0.863 | 0.38311 | 0 | 0 | 0 | 0 | 0
Rassau 132 kV | Rassau West Primary | Primary Substation | 11 | Consumer Transformation | Headroom (MW) | 12.8247 | 12.8666 | 5.3504 | 5.3586 | 4.2706 | 4.0485 | 3.3907 | 2.6302 | 1.3543 | 0 | 0 | 0 | 0 | 0 | 0 | 0 | 0
Rassau 132 kV | Rassau West Primary | Primary Substation | 11 | Falling Short | Headroom (MW) | 12.8247 | 12.8838 | 5.404 | 5.5299 | 4.9889 | 4.9886 | 4.669 | 4.3352 | 3.891 | 3.3939 | 2.9291 | 2.5791 | 2.2324 | 1.8883 | 0 | 0 | 0
Rassau 132 kV | Rassau West Primary | Primary Substation | 11 | Leading the Way | Headroom (MW) | 12.8247 | 12.7672 | 5.1525 | 5.0791 | 3.2927 | 2.3318 | 0.88987 | 0 | 0 | 0 | 0 | 0 | 0 | 0 | 0 | 0 | 0
Rassau 132 kV | Rassau West Primary | Primary Substation | 11 | System Transformation | Headroom (MW) | 12.8247 | 12.8753 | 5.3631 | 5.4492 | 4.6446 | 4.6327 | 4.1994 | 3.6044 | 2.8819 | 1.9411 | 1.0518 | 0.51397 | 0.035718 | 0 | 0 | 0 | 0
Swansea North 132 kV | Ravenhill | Primary Substation | 11 | Best View | Headroom (MW) | 3.0865 | 2.3615 | 2.2289 | 1.9832 | 1.0538 | 0.20754 | 0 | 0 | 0 | 0 | 0 | 0 | 0 | 0 | 0 | 0 | 0
Swansea North 132 kV | Ravenhill | Primary Substation | 11 | Consumer Transformation | Headroom (MW) | 3.0865 | 2.3502 | 2.1491 | 1.7704 | 0.84666 | 0.15916 | 0 | 0 | 0 | 0 | 0 | 0 | 0 | 0 | 0 | 0 | 0
Swansea North 132 kV | Ravenhill | Primary Substation | 11 | Falling Short | Headroom (MW) | 3.0865 | 2.5087 | 2.3859 | 2.2245 | 2.002 | 1.8747 | 1.7398 | 1.5604 | 1.3709 | 0.95889 | 0.55418 | 0.15091 | 0 | 0 | 0 | 0 | 0
Swansea North 132 kV | Ravenhill | Primary Substation | 11 | Leading the Way | Headroom (MW) | 3.0865 | 2.0456 | 1.5898 | 0.94782 | 0 | 0 | 0 | 0 | 0 | 0 | 0 | 0 | 0 | 0 | 0 | 0 | 0
Swansea North 132 kV | Ravenhill | Primary Substation | 11 | System Transformation | Headroom (MW) | 3.0865 | 2.365 | 2.1481 | 1.8876 | 1.6305 | 1.4468 | 1.2695 | 1.0382 | 0.77864 | 0.10362 | 0 | 0 | 0 | 0 | 0 | 0 | 0
Rassau 132 kV | Rhayader | Primary Substation | 11 | Best View | Headroom (MW) | 4.8967 | 4.8176 | 4.7722 | 4.7133 | 4.2654 | 0.40336 | 0 | 0 | 0 | 0 | 0 | 0 | 0 | 0 | 0 | 0 | 0
Rassau 132 kV | Rhayader | Primary Substation | 11 | Consumer Transformation | Headroom (MW) | 4.8967 | 4.8039 | 4.731 | 4.6022 | 3.3156 | 0.33561 | 0 | 0 | 0 | 0 | 0 | 0 | 0 | 0 | 0 | 0 | 0
Rassau 132 kV | Rhayader | Primary Substation | 11 | Falling Short | Headroom (MW) | 4.8967 | 4.8581 | 4.8575 | 4.8575 | 4.7595 | 4.7072 | 4.6507 | 4.5884 | 3.859 | 0.25208 | 0 | 0 | 0 | 0 | 0 | 0 | 0
Rassau 132 kV | Rhayader | Primary Substation | 11 | Leading the Way | Headroom (MW) | 4.8967 | 4.7139 | 4.5669 | 4.3046 | 0 | 0 | 0 | 0 | 0 | 0 | 0 | 0 | 0 | 0 | 0 | 0 | 0
Rassau 132 kV | Rhayader | Primary Substation | 11 | System Transformation | Headroom (MW) | 4.8967 | 4.8391 | 4.7891 | 4.7434 | 4.657 | 4.5946 | 3.7959 | 0.38755 | 0 | 0 | 0 | 0 | 0 | 0 | 0 | 0 | 0
Swansea North 132 kV | Rhos Primary | Primary Substation | 11 | Best View | Headroom (MW) | 0 | 0 | 0 | 0 | 0 | 0 | 0 | 0 | 0 | 0 | 0 | 0 | 0 | 0 | 0 | 0 | 0
Swansea North 132 kV | Rhos Primary | Primary Substation | 11 | Consumer Transformation | Headroom (MW) | 0 | 0 | 0 | 0 | 0 | 0 | 0 | 0 | 0 | 0 | 0 | 0 | 0 | 0 | 0 | 0 | 0
Swansea North 132 kV | Rhos Primary | Primary Substation | 11 | Falling Short | Headroom (MW) | 0 | 0 | 0 | 0 | 0 | 0 | 0 | 0 | 0 | 0 | 0 | 0 | 0 | 0 | 0 | 0 | 0
Swansea North 132 kV | Rhos Primary | Primary Substation | 11 | Leading the Way | Headroom (MW) | 0 | 0 | 0 | 0 | 0 | 0 | 0 | 0 | 0 | 0 | 0 | 0 | 0 | 0 | 0 | 0 | 0
Swansea North 132 kV | Rhos Primary | Primary Substation | 11 | System Transformation | Headroom (MW) | 0 | 0 | 0 | 0 | 0 | 0 | 0 | 0 | 0 | 0 | 0 | 0 | 0 | 0 | 0 | 0 | 0
Uskmouth 132 kV | Ringland Newport | Primary Substation | 11 | Best View | Headroom (MW) | 8.5706 | 8.5969 | 8.678 | 8.6028 | 8.4265 | 8.2847 | 8.2129 | 8.1485 | 8.014 | 7.8732 | 7.7318 | 7.5761 | 7.4728 | 7.4027 | 0 | 0 | 0
Uskmouth 132 kV | Ringland Newport | Primary Substation | 11 | Consumer Transformation | Headroom (MW) | 8.5706 | 8.5072 | 8.4346 | 8.089 | 7.0841 | 6.3187 | 5.533 | 4.9934 | 3.5383 | 1.7516 | 0.21831 | 0 | 0 | 0 | 0 | 0 | 0
Uskmouth 132 kV | Ringland Newport | Primary Substation | 11 | Falling Short | Headroom (MW) | 8.5706 | 8.5665 | 8.581 | 8.5434 | 8.3115 | 8.1756 | 8.057 | 7.9875 | 7.8412 | 7.4954 | 7.1596 | 6.8458 | 6.5251 | 6.2731 | 1.2973 | 0 | 0
Uskmouth 132 kV | Ringland Newport | Primary Substation | 11 | Leading the Way | Headroom (MW) | 8.5706 | 8.1343 | 7.7156 | 7.0621 | 6.169 | 4.9434 | 4.2384 | 3.0208 | 1.0224 | 0.30368 | 0 | 0 | 0 | 0 | 0 | 0 | 0
Uskmouth 132 kV | Ringland Newport | Primary Substation | 11 | System Transformation | Headroom (MW) | 8.5706 | 8.5957 | 8.5786 | 8.5055 | 8.3679 | 8.2372 | 8.1185 | 7.5481 | 7.3184 | 7.1051 | 6.8164 | 6.6469 | 6.5806 | 5.9858 | 0 | 0 | 0
Uskmouth 132 kV | Rogerstone | Primary Substation | 11 | Best View | Headroom (MW) | 0 | 0 | 0 | 0 | 0 | 0 | 0 | 0 | 0 | 0 | 0 | 0 | 0 | 0 | 0 | 0 | 0
Uskmouth 132 kV | Rogerstone | Primary Substation | 11 | Consumer Transformation | Headroom (MW) | 0 | 0 | 0 | 0 | 0 | 0 | 0 | 0 | 0 | 0 | 0 | 0 | 0 | 0 | 0 | 0 | 0
Uskmouth 132 kV | Rogerstone | Primary Substation | 11 | Falling Short | Headroom (MW) | 0 | 0 | 0 | 0 | 0 | 0 | 0 | 0 | 0 | 0 | 0 | 0 | 0 | 0 | 0 | 0 | 0
Uskmouth 132 kV | Rogerstone | Primary Substation | 11 | Leading the Way | Headroom (MW) | 0 | 0 | 0 | 0 | 0 | 0 | 0 | 0 | 0 | 0 | 0 | 0 | 0 | 0 | 0 | 0 | 0
Uskmouth 132 kV | Rogerstone | Primary Substation | 11 | System Transformation | Headroom (MW) | 0 | 0 | 0 | 0 | 0 | 0 | 0 | 0 | 0 | 0 | 0 | 0 | 0 | 0 | 0 | 0 | 0
Cardiff East & Aberthaw 132 kV | Rover Way Primary | Primary Substation | 11 | Best View | Headroom (MW) | 16.2073 | 16.317 | 16.1681 | 16.0668 | 16.2 | 16.0916 | 16.0081 | 15.9388 | 15.8713 | 15.9766 | 16.0691 | 16.1835 | 16.2793 | 16.3765 | 16.8656 | 17.4059 | 17.8188
Cardiff East & Aberthaw 132 kV | Rover Way Primary | Primary Substation | 11 | Consumer Transformation | Headroom (MW) | 16.2073 | 16.3144 | 16.1623 | 16.0933 | 16.2218 | 16.1761 | 16.0941 | 16.0092 | 15.8942 | 15.9319 | 15.9711 | 16.0162 | 16.0578 | 16.1089 | 16.5133 | 16.9618 | 17.1741
Cardiff East & Aberthaw 132 kV | Rover Way Primary | Primary Substation | 11 | Falling Short | Headroom (MW) | 16.2073 | 16.3131 | 16.2604 | 16.2158 | 16.3536 | 16.3258 | 16.3057 | 16.3065 | 16.2717 | 16.3158 | 16.3627 | 16.4091 | 16.4403 | 16.496 | 17.0274 | 17.5008 | 17.7788
Cardiff East & Aberthaw 132 kV | Rover Way Primary | Primary Substation | 11 | Leading the Way | Headroom (MW) | 16.2073 | 16.3042 | 16.1517 | 16.0321 | 16.1329 | 15.7767 | 15.6623 | 15.3166 | 14.6057 | 14.6834 | 14.7506 | 14.8373 | 14.9081 | 14.9856 | 15.3724 | 15.9504 | 16.4071
Cardiff East & Aberthaw 132 kV | Rover Way Primary | Primary Substation | 11 | System Transformation | Headroom (MW) | 16.2073 | 16.3131 | 16.1654 | 16.11 | 16.2678 | 16.2504 | 16.1913 | 16.1169 | 16.0136 | 16.0983 | 16.1833 | 16.2668 | 16.3358 | 16.4119 | 16.2974 | 16.8261 | 17.4485
Cardiff East & Aberthaw 132 kV | Sanatorium | Primary Substation | 11 | Best View | Headroom (MW) | 0 | 0 | 0 | 0 | 0 | 0 | 0 | 0 | 0 | 0 | 0 | 0 | 0 | 0 | 0 | 0 | 0
Cardiff East & Aberthaw 132 kV | Sanatorium | Primary Substation | 11 | Consumer Transformation | Headroom (MW) | 0 | 0 | 0 | 0 | 0 | 0 | 0 | 0 | 0 | 0 | 0 | 0 | 0 | 0 | 0 | 0 | 0
Cardiff East & Aberthaw 132 kV | Sanatorium | Primary Substation | 11 | Falling Short | Headroom (MW) | 0 | 0 | 0 | 0 | 0 | 0 | 0 | 0 | 0 | 0 | 0 | 0 | 0 | 0 | 0 | 0 | 0
Cardiff East & Aberthaw 132 kV | Sanatorium | Primary Substation | 11 | Leading the Way | Headroom (MW) | 0 | 0 | 0 | 0 | 0 | 0 | 0 | 0 | 0 | 0 | 0 | 0 | 0 | 0 | 0 | 0 | 0
Cardiff East & Aberthaw 132 kV | Sanatorium | Primary Substation | 11 | System Transformation | Headroom (MW) | 0 | 0 | 0 | 0 | 0 | 0 | 0 | 0 | 0 | 0 | 0 | 0 | 0 | 0 | 0 | 0 | 0
Cardiff East & Aberthaw 132 kV | Sandon St. | Primary Substation | 11 | Best View | Headroom (MW) | 14.2415 | 14.3618 | 14.501 | 14.6012 | 14.5934 | 14.6174 | 14.6021 | 14.4735 | 14.4145 | 14.3748 | 14.3904 | 14.3971 | 14.4077 | 14.3929 | 13.9237 | 13.5304 | 8.1153
Cardiff East & Aberthaw 132 kV | Sandon St. | Primary Substation | 11 | Consumer Transformation | Headroom (MW) | 14.2415 | 14.2924 | 14.3636 | 14.3386 | 14.1053 | 13.9651 | 13.787 | 13.5314 | 13.1763 | 12.905 | 12.7198 | 12.6711 | 9.372 | 6.8348 | 0 | 0 | 0
Cardiff East & Aberthaw 132 kV | Sandon St. | Primary Substation | 11 | Falling Short | Headroom (MW) | 14.2415 | 14.3257 | 14.4523 | 14.5575 | 14.5875 | 14.6493 | 14.6574 | 14.5854 | 14.5294 | 14.4925 | 14.4835 | 14.4648 | 14.4529 | 14.4256 | 13.7806 | 0.52056 | 0
Cardiff East & Aberthaw 132 kV | Sandon St. | Primary Substation | 11 | Leading the Way | Headroom (MW) | 14.2415 | 14.2026 | 14.1773 | 14.0699 | 13.8878 | 13.7598 | 13.6197 | 13.3088 | 12.9614 | 12.7547 | 12.6026 | 12.1407 | 11.3183 | 11.0948 | 0 | 0 | 0
Cardiff East & Aberthaw 132 kV | Sandon St. | Primary Substation | 11 | System Transformation | Headroom (MW) | 14.2415 | 14.3331 | 14.4281 | 14.4956 | 14.5141 | 14.5758 | 14.606 | 14.5279 | 14.452 | 14.3825 | 14.3176 | 14.2628 | 14.1911 | 14.1383 | 13.6154 | 10.9525 | 6.2922
Pyle 132 kV | Schwyll | Primary Substation | 11 | Best View | Headroom (MW) | 3.6602 | 3.6985 | 3.7467 | 3.796 | 3.8073 | 3.8244 | 3.5263 | 0.80354 | 0 | 0 | 0 | 0 | 0 | 0 | 0 | 0 | 0
Pyle 132 kV | Schwyll | Primary Substation | 11 | Consumer Transformation | Headroom (MW) | 3.6602 | 3.6601 | 3.6845 | 2.1795 | 0.90267 | 0 | 0 | 0 | 0 | 0 | 0 | 0 | 0 | 0 | 0 | 0 | 0
Pyle 132 kV | Schwyll | Primary Substation | 11 | Falling Short | Headroom (MW) | 3.6602 | 3.6806 | 3.7181 | 3.7581 | 3.7518 | 3.7651 | 3.768 | 3.7618 | 3.4897 | 1.342 | 0 | 0 | 0 | 0 | 0 | 0 | 0
Pyle 132 kV | Schwyll | Primary Substation | 11 | Leading the Way | Headroom (MW) | 3.6602 | 3.6202 | 1.632 | 0.94018 | 0 | 0 | 0 | 0 | 0 | 0 | 0 | 0 | 0 | 0 | 0 | 0 | 0
Pyle 132 kV | Schwyll | Primary Substation | 11 | System Transformation | Headroom (MW) | 3.6602 | 3.668 | 3.7046 | 3.7308 | 2.7271 | 2.0581 | 0.86686 | 0 | 0 | 0 | 0 | 0 | 0 | 0 | 0 | 0 | 0
Cardiff East & Aberthaw 132 kV | Ship Hill Barry | Primary Substation | 11 | Best View | Headroom (MW) | 13.7325 | 13.7861 | 13.9073 | 13.984 | 13.8901 | 13.6275 | 13.2922 | 13.1172 | 12.9035 | 12.6995 | 12.5247 | 12.4177 | 12.3778 | 12.3816 | 0 | 0 | 0
Cardiff East & Aberthaw 132 kV | Ship Hill Barry | Primary Substation | 11 | Consumer Transformation | Headroom (MW) | 13.7325 | 13.6826 | 13.6966 | 13.568 | 12.8941 | 12.1752 | 11.4115 | 10.9376 | 10.3278 | 5.721 | 2.2769 | 0 | 0 | 0 | 0 | 0 | 0
Cardiff East & Aberthaw 132 kV | Ship Hill Barry | Primary Substation | 11 | Falling Short | Headroom (MW) | 13.7325 | 13.7497 | 13.8448 | 13.9632 | 13.8947 | 13.7026 | 13.4841 | 13.3852 | 13.2316 | 12.9574 | 12.6782 | 12.3963 | 11.3719 | 9.0984 | 0 | 0 | 0
Cardiff East & Aberthaw 132 kV | Ship Hill Barry | Primary Substation | 11 | Leading the Way | Headroom (MW) | 13.7325 | 13.4232 | 13.2144 | 12.872 | 12.2854 | 11.545 | 10.8154 | 10.2376 | 7.4915 | 4.7526 | 2.8018 | 1.6606 | 1.2569 | 1.2678 | 0 | 0 | 0
Cardiff East & Aberthaw 132 kV | Ship Hill Barry | Primary Substation | 11 | System Transformation | Headroom (MW) | 13.7325 | 13.7559 | 13.8173 | 13.922 | 13.9321 | 13.7565 | 13.4983 | 13.3778 | 13.1877 | 12.9763 | 12.7306 | 12.5285 | 12.3931 | 12.0652 | 0 | 0 | 0
Swansea North 132 kV | Sketty Park | Primary Substation | 11 | Best View | Headroom (MW) | 4.0461 | 4.0304 | 4.0664 | 4.0353 | 3.969 | 3.8593 | 3.7527 | 3.6377 | 3.5071 | 3.3999 | 3.2912 | 3.2325 | 3.2212 | 3.2407 | 0 | 0 | 0
Swansea North 132 kV | Sketty Park | Primary Substation | 11 | Consumer Transformation | Headroom (MW) | 4.0461 | 3.9638 | 3.9155 | 3.7205 | 3.1453 | 2.6577 | 2.1317 | 1.7123 | 0.82996 | 0 | 0 | 0 | 0 | 0 | 0 | 0 | 0
Swansea North 132 kV | Sketty Park | Primary Substation | 11 | Falling Short | Headroom (MW) | 4.0461 | 4.0143 | 4.0127 | 4.0224 | 3.924 | 3.811 | 3.6785 | 3.5216 | 3.337 | 3.0596 | 2.7756 | 2.5074 | 2.2575 | 2.0564 | 0 | 0 | 0
Swansea North 132 kV | Sketty Park | Primary Substation | 11 | Leading the Way | Headroom (MW) | 4.0461 | 3.8056 | 3.6273 | 3.3072 | 2.7807 | 2.3108 | 1.8088 | 1.2697 | 0.74972 | 0.33415 | 0.02518 | 0 | 0 | 0 | 0 | 0 | 0
Swansea North 132 kV | Sketty Park | Primary Substation | 11 | System Transformation | Headroom (MW) | 4.0461 | 4.0073 | 3.9746 | 3.9434 | 3.8755 | 3.7644 | 3.6245 | 3.4373 | 3.2203 | 3.0436 | 2.8537 | 2.7182 | 2.6466 | 2.3865 | 0 | 0 | 0
Uskmouth 132 kV | St Arvans | Primary Substation | 11 | Best View | Headroom (MW) | 3.345 | 3.289 | 3.2362 | 3.201 | 3.1295 | 3.0667 | 3.0175 | 0 | 0 | 0 | 0 | 0 | 0 | 0 | 0 | 0 | 0
Uskmouth 132 kV | St Arvans | Primary Substation | 11 | Consumer Transformation | Headroom (MW) | 3.345 | 3.2415 | 3.1622 | 3.0256 | 2.8281 | 2.6864 | 0 | 0 | 0 | 0 | 0 | 0 | 0 | 0 | 0 | 0 | 0
Uskmouth 132 kV | St Arvans | Primary Substation | 11 | Falling Short | Headroom (MW) | 3.345 | 3.2921 | 3.2463 | 3.1931 | 3.0901 | 2.9868 | 2.9049 | 2.7883 | 0.72103 | 0 | 0 | 0 | 0 | 0 | 0 | 0 | 0
Uskmouth 132 kV | St Arvans | Primary Substation | 11 | Leading the Way | Headroom (MW) | 3.345 | 3.2177 | 3.108 | 2.9452 | 2.7854 | 0.5387 | 0 | 0 | 0 | 0 | 0 | 0 | 0 | 0 | 0 | 0 | 0
Uskmouth 132 kV | St Arvans | Primary Substation | 11 | System Transformation | Headroom (MW) | 3.345 | 3.2642 | 3.1475 | 3.0723 | 2.9362 | 2.8037 | 2.6778 | 0 | 0 | 0 | 0 | 0 | 0 | 0 | 0 | 0 | 0
Swansea North 132 kV | St Clears | Primary Substation | 11 | Best View | Headroom (MW) | 0 | 0 | 0 | 0 | 0 | 0 | 0 | 0 | 0 | 0 | 0 | 0 | 0 | 0 | 0 | 0 | 0
Swansea North 132 kV | St Clears | Primary Substation | 11 | Consumer Transformation | Headroom (MW) | 0 | 0 | 0 | 0 | 0 | 0 | 0 | 0 | 0 | 0 | 0 | 0 | 0 | 0 | 0 | 0 | 0
Swansea North 132 kV | St Clears | Primary Substation | 11 | Falling Short | Headroom (MW) | 0 | 0 | 0 | 0 | 0 | 0 | 0 | 0 | 0 | 0 | 0 | 0 | 0 | 0 | 0 | 0 | 0
Swansea North 132 kV | St Clears | Primary Substation | 11 | Leading the Way | Headroom (MW) | 0 | 0 | 0 | 0 | 0 | 0 | 0 | 0 | 0 | 0 | 0 | 0 | 0 | 0 | 0 | 0 | 0
Swansea North 132 kV | St Clears | Primary Substation | 11 | System Transformation | Headroom (MW) | 0 | 0 | 0 | 0 | 0 | 0 | 0 | 0 | 0 | 0 | 0 | 0 | 0 | 0 | 0 | 0 | 0
Pembroke 132 kV | St Davids | Primary Substation | 11 | Best View | Headroom (MW) | 1.7176 | 0 | 0 | 0 | 0 | 0 | 0 | 0 | 0 | 0 | 0 | 0 | 0 | 0 | 0 | 0 | 0
Pembroke 132 kV | St Davids | Primary Substation | 11 | Consumer Transformation | Headroom (MW) | 1.7176 | 0 | 0 | 0 | 0 | 0 | 0 | 0 | 0 | 0 | 0 | 0 | 0 | 0 | 0 | 0 | 0
Pembroke 132 kV | St Davids | Primary Substation | 11 | Falling Short | Headroom (MW) | 1.7176 | 0 | 0 | 0 | 0 | 0 | 0 | 0 | 0 | 0 | 0 | 0 | 0 | 0 | 0 | 0 | 0
Pembroke 132 kV | St Davids | Primary Substation | 11 | Leading the Way | Headroom (MW) | 1.7176 | 0 | 0 | 0 | 0 | 0 | 0 | 0 | 0 | 0 | 0 | 0 | 0 | 0 | 0 | 0 | 0
Pembroke 132 kV | St Davids | Primary Substation | 11 | System Transformation | Headroom (MW) | 1.7176 | 0 | 0 | 0 | 0 | 0 | 0 | 0 | 0 | 0 | 0 | 0 | 0 | 0 | 0 | 0 | 0
Pembroke 132 kV | St Florence | Primary Substation | 11 | Best View | Headroom (MW) | 4.0588 | 4.0424 | 4.0447 | 4.0383 | 4.0202 | 4.0043 | 3.9908 | 0.68638 | 0 | 0 | 0 | 0 | 0 | 0 | 0 | 0 | 0
Pembroke 132 kV | St Florence | Primary Substation | 11 | Consumer Transformation | Headroom (MW) | 4.0588 | 4.027 | 4.0109 | 3.9763 | 3.912 | 3.873 | 3.8297 | 3.3797 | 0 | 0 | 0 | 0 | 0 | 0 | 0 | 0 | 0
Pembroke 132 kV | St Florence | Primary Substation | 11 | Falling Short | Headroom (MW) | 4.0588 | 4.0559 | 4.0637 | 4.0685 | 4.0404 | 4.0161 | 3.9958 | 3.9669 | 3.9419 | 3.8824 | 3.8221 | 3.7511 | 3.6941 | 3.6355 | 0 | 0 | 0
Pembroke 132 kV | St Florence | Primary Substation | 11 | Leading the Way | Headroom (MW) | 4.0588 | 4.0048 | 3.9684 | 3.9149 | 3.869 | 3.8301 | 3.7911 | 0 | 0 | 0 | 0 | 0 | 0 | 0 | 0 | 0 | 0
Pembroke 132 kV | St Florence | Primary Substation | 11 | System Transformation | Headroom (MW) | 4.0588 | 4.0339 | 4.022 | 3.9997 | 3.9574 | 3.9222 | 3.8844 | 3.8459 | 3.7804 | 3.7215 | 3.6586 | 0 | 0 | 0 | 0 | 0 | 0
Cardiff East & Aberthaw 132 kV | St Mellons | Primary Substation | 11 | Best View | Headroom (MW) | 0.46866 | 1.0764 | 1.6416 | 1.9825 | 0.78041 | 0 | 0 | 0 | 0 | 0 | 0 | 0 | 0 | 0 | 0 | 0 | 0
Cardiff East & Aberthaw 132 kV | St Mellons | Primary Substation | 11 | Consumer Transformation | Headroom (MW) | 0.46866 | 0.80675 | 1.0035 | 0.51394 | 0 | 0 | 0 | 0 | 0 | 0 | 0 | 0 | 0 | 0 | 0 | 0 | 0
Cardiff East & Aberthaw 132 kV | St Mellons | Primary Substation | 11 | Falling Short | Headroom (MW) | 0.46866 | 0.8908 | 1.3539 | 1.823 | 1.4339 | 0.91667 | 0.65642 | 0.34972 | 0 | 0 | 0 | 0 | 0 | 0 | 0 | 0 | 0
Cardiff East & Aberthaw 132 kV | St Mellons | Primary Substation | 11 | Leading the Way | Headroom (MW) | 0.46866 | 0 | 0 | 0 | 0 | 0 | 0 | 0 | 0 | 0 | 0 | 0 | 0 | 0 | 0 | 0 | 0
Cardiff East & Aberthaw 132 kV | St Mellons | Primary Substation | 11 | System Transformation | Headroom (MW) | 0.46866 | 1.0783 | 1.4733 | 1.8743 | 1.6672 | 1.1719 | 0.67551 | 0 | 0 | 0 | 0 | 0 | 0 | 0 | 0 | 0 | 0
Pembroke 132 kV | St Twynells | Primary Substation | 11 | Best View | Headroom (MW) | 12.9045 | 12.6445 | 12.3923 | 10.9427 | 9.5698 | 8.209 | 6.9963 | 5.8722 | 4.9446 | 0 | 0 | 0 | 0 | 0 | 0 | 0 | 0
Pembroke 132 kV | St Twynells | Primary Substation | 11 | Consumer Transformation | Headroom (MW) | 12.9045 | 12.6451 | 12.3639 | 11.0827 | 9.2949 | 7.6316 | 5.7832 | 3.6781 | 1.2459 | 0 | 0 | 0 | 0 | 0 | 0 | 0 | 0
Pembroke 132 kV | St Twynells | Primary Substation | 11 | Falling Short | Headroom (MW) | 12.9045 | 12.7205 | 12.5344 | 11.3811 | 9.465 | 8.4883 | 6.6238 | 4.9271 | 3.2102 | 1.7252 | 0.16182 | 0 | 0 | 0 | 0 | 0 | 0
Pembroke 132 kV | St Twynells | Primary Substation | 11 | Leading the Way | Headroom (MW) | 12.9045 | 12.6127 | 12.3319 | 10.8491 | 9.4567 | 8.0854 | 6.8563 | 3.239 | 0 | 0 | 0 | 0 | 0 | 0 | 0 | 0 | 0
Pembroke 132 kV | St Twynells | Primary Substation | 11 | System Transformation | Headroom (MW) | 12.9045 | 12.6384 | 12.3636 | 11.0909 | 9.7224 | 8.7961 | 7.6841 | 6.5585 | 5.4486 | 4.3151 | 2.9505 | 2.6955 | 0 | 0 | 0 | 0 | 0
Pembroke 132 kV | Steynton | Primary Substation | 11 | Best View | Headroom (MW) | 0.67772 | 0 | 0 | 0 | 0 | 0 | 0 | 0 | 0 | 0 | 0 | 0 | 0 | 0 | 0 | 0 | 0
Pembroke 132 kV | Steynton | Primary Substation | 11 | Consumer Transformation | Headroom (MW) | 0.67772 | 0 | 0 | 0 | 0 | 0 | 0 | 0 | 0 | 0 | 0 | 0 | 0 | 0 | 0 | 0 | 0
Pembroke 132 kV | Steynton | Primary Substation | 11 | Falling Short | Headroom (MW) | 0.67772 | 0 | 0 | 0 | 0 | 0 | 0 | 0 | 0 | 0 | 0 | 0 | 0 | 0 | 0 | 0 | 0
Pembroke 132 kV | Steynton | Primary Substation | 11 | Leading the Way | Headroom (MW) | 0.67772 | 0 | 0 | 0 | 0 | 0 | 0 | 0 | 0 | 0 | 0 | 0 | 0 | 0 | 0 | 0 | 0
Pembroke 132 kV | Steynton | Primary Substation | 11 | System Transformation | Headroom (MW) | 0.67772 | 0 | 0 | 0 | 0 | 0 | 0 | 0 | 0 | 0 | 0 | 0 | 0 | 0 | 0 | 0 | 0
Swansea North 132 kV | Strand Swansea | Primary Substation | 11 | Best View | Headroom (MW) | 8.2187 | 8.2706 | 8.3573 | 8.3715 | 8.2925 | 8.235 | 8.1663 | 8.0528 | 7.9096 | 7.7749 | 7.6435 | 7.5154 | 5.8647 | 4.0079 | 0 | 0 | 0
Swansea North 132 kV | Strand Swansea | Primary Substation | 11 | Consumer Transformation | Headroom (MW) | 8.2187 | 8.1923 | 8.179 | 8.0301 | 7.4967 | 7.0925 | 6.6475 | 6.2815 | 5.8146 | 5.119 | 4.5882 | 4.2866 | 2.1723 | 0 | 0 | 0 | 0
Swansea North 132 kV | Strand Swansea | Primary Substation | 11 | Falling Short | Headroom (MW) | 8.2187 | 8.2592 | 8.3382 | 8.4037 | 8.3384 | 8.3152 | 8.2752 | 8.1898 | 8.0716 | 7.8948 | 6.9355 | 6.7409 | 5.7894 | 5.6222 | 2.5057 | 0 | 0
Swansea North 132 kV | Strand Swansea | Primary Substation | 11 | Leading the Way | Headroom (MW) | 8.2187 | 8.003 | 7.8176 | 7.4957 | 7.0285 | 6.6599 | 6.2682 | 2.9582 | 0 | 0 | 0 | 0 | 0 | 0 | 0 | 0 | 0
Swansea North 132 kV | Strand Swansea | Primary Substation | 11 | System Transformation | Headroom (MW) | 8.2187 | 8.2635 | 8.3109 | 8.3412 | 8.3277 | 8.3161 | 8.2831 | 8.1947 | 8.0595 | 7.876 | 7.6657 | 7.4704 | 7.3175 | 6.9305 | 0 | 0 | 0
Uskmouth 132 kV | Sudbrook Bsp | Bulk Supply Point | 33 | Best View | Headroom (MW) | 19.0229 | 18.5447 | 18.3464 | 18.1462 | 15.488 | 13.6613 | 11.5387 | 9.3715 | 7.1563 | 4.6951 | 1.8984 | 0 | 0 | 0 | 0 | 0 | 0
Uskmouth 132 kV | Sudbrook Bsp | Bulk Supply Point | 33 | Consumer Transformation | Headroom (MW) | 19.0229 | 18.3993 | 18.1127 | 17.4909 | 13.9734 | 11.5512 | 8.731 | 6.0903 | 2.4122 | 0 | 0 | 0 | 0 | 0 | 0 | 0 | 0
Uskmouth 132 kV | Sudbrook Bsp | Bulk Supply Point | 33 | Falling Short | Headroom (MW) | 19.0229 | 18.595 | 18.4427 | 18.3176 | 16.4302 | 14.7327 | 13.0563 | 11.5518 | 9.8962 | 7.919 | 5.8034 | 3.5606 | 1.8836 | 0.33372 | 0 | 0 | 0
Uskmouth 132 kV | Sudbrook Bsp | Bulk Supply Point | 33 | Leading the Way | Headroom (MW) | 19.0229 | 18.0196 | 17.3336 | 16.3664 | 12.9393 | 9.8029 | 6.8882 | 4.0164 | 1.2605 | 0 | 0 | 0 | 0 | 0 | 0 | 0 | 0
Uskmouth 132 kV | Sudbrook Bsp | Bulk Supply Point | 33 | System Transformation | Headroom (MW) | 19.0229 | 18.5184 | 18.2269 | 17.9681 | 15.4334 | 13.7146 | 11.6692 | 9.5057 | 7.1634 | 4.9277 | 2.2326 | 0 | 0 | 0 | 0 | 0 | 0
Uskmouth 132 kV | Sudbrook Primary | Primary Substation | 11 | Best View | Headroom (MW) | 12.3811 | 11.6818 | 11.518 | 11.3666 | 7.4716 | 4.6571 | 1.3523 | 0 | 0 | 0 | 0 | 0 | 0 | 0 | 0 | 0 | 0
Uskmouth 132 kV | Sudbrook Primary | Primary Substation | 11 | Consumer Transformation | Headroom (MW) | 12.3811 | 11.6129 | 11.4312 | 11.0204 | 6.5609 | 3.3444 | 0 | 0 | 0 | 0 | 0 | 0 | 0 | 0 | 0 | 0 | 0
Uskmouth 132 kV | Sudbrook Primary | Primary Substation | 11 | Falling Short | Headroom (MW) | 12.3811 | 11.8204 | 11.6965 | 11.6352 | 8.951 | 6.3082 | 3.6935 | 1.4921 | 0 | 0 | 0 | 0 | 0 | 0 | 0 | 0 | 0
Uskmouth 132 kV | Sudbrook Primary | Primary Substation | 11 | Leading the Way | Headroom (MW) | 12.3811 | 11.2714 | 10.717 | 10.0133 | 5.5483 | 0.54333 | 0 | 0 | 0 | 0 | 0 | 0 | 0 | 0 | 0 | 0 | 0
Uskmouth 132 kV | Sudbrook Primary | Primary Substation | 11 | System Transformation | Headroom (MW) | 12.3811 | 11.6889 | 11.4793 | 11.2906 | 7.5601 | 4.9164 | 1.7462 | 0 | 0 | 0 | 0 | 0 | 0 | 0 | 0 | 0 | 0
Cardiff East & Aberthaw 132 kV | Sully Grid | Bulk Supply Point | 33 | Best View | Headroom (MW) | 218.1774 | 217.8312 | 217.5655 | 217.5291 | 217.1353 | 216.5718 | 215.1904 | 214.1269 | 212.8655 | 211.7612 | 210.9426 | 210.024 | 209.0218 | 208.7056 | 201.4828 | 196.3561 | 192.5718
Cardiff East & Aberthaw 132 kV | Sully Grid | Bulk Supply Point | 33 | Consumer Transformation | Headroom (MW) | 218.1774 | 217.6147 | 217.155 | 216.6447 | 214.9182 | 213.2574 | 210.8289 | 208.942 | 206.7159 | 204.1691 | 202.3602 | 200.8869 | 199.2138 | 198.4141 | 187.6196 | 181.5033 | 179.6529
Cardiff East & Aberthaw 132 kV | Sully Grid | Bulk Supply Point | 33 | Falling Short | Headroom (MW) | 218.1774 | 217.8111 | 217.6053 | 217.621 | 217.2216 | 216.6725 | 215.428 | 214.5364 | 213.432 | 212.3866 | 211.0591 | 209.8392 | 208.3456 | 207.2802 | 198.5871 | 192.1606 | 180.5875
Cardiff East & Aberthaw 132 kV | Sully Grid | Bulk Supply Point | 33 | Leading the Way | Headroom (MW) | 218.1774 | 217.0636 | 216.1449 | 215.2212 | 213.3465 | 211.3807 | 208.6333 | 206.2545 | 204.2056 | 202.5847 | 200.8157 | 200.1215 | 199.8424 | 199.8073 | 192.2501 | 188.8212 | 186.1577
Cardiff East & Aberthaw 132 kV | Sully Grid | Bulk Supply Point | 33 | System Transformation | Headroom (MW) | 218.1774 | 217.7125 | 217.2907 | 217.1922 | 216.8004 | 216.1992 | 214.5474 | 213.39 | 212.2301 | 210.7727 | 209.6816 | 209.0919 | 208.6864 | 207.6859 | 200.0867 | 194.9173 | 189.9714
Cardiff East & Aberthaw 132 kV | Sully Grid Primary | Primary Substation | 11 | Best View | Headroom (MW) | 19.1447 | 19.0012 | 18.838 | 18.9614 | 19.0328 | 18.8715 | 18.3072 | 17.8142 | 17.5185 | 17.2818 | 17.1302 | 17.0026 | 16.3512 | 16.2613 | 15.093 | 14.2063 | 13.9656
Cardiff East & Aberthaw 132 kV | Sully Grid Primary | Primary Substation | 11 | Consumer Transformation | Headroom (MW) | 19.1447 | 18.9465 | 18.756 | 18.7945 | 18.5995 | 18.2421 | 17.4632 | 16.8356 | 16.3413 | 15.8225 | 15.4856 | 15.2749 | 14.5004 | 14.33 | 12.5552 | 11.4836 | 11.3745
Cardiff East & Aberthaw 132 kV | Sully Grid Primary | Primary Substation | 11 | Falling Short | Headroom (MW) | 19.1447 | 19.0155 | 18.9322 | 19.0542 | 19.1107 | 18.9727 | 18.5656 | 18.1818 | 17.9993 | 17.7889 | 17.6145 | 17.4176 | 17.2413 | 17.0779 | 15.1818 | 14.0627 | 12.8417
Cardiff East & Aberthaw 132 kV | Sully Grid Primary | Primary Substation | 11 | Leading the Way | Headroom (MW) | 19.1447 | 18.7741 | 18.4965 | 18.4467 | 18.0495 | 17.3657 | 16.2879 | 15.5215 | 15.0155 | 14.6236 | 13.7583 | 13.6008 | 13.5129 | 13.4719 | 10.8018 | 10.6819 | 10.8116
Cardiff East & Aberthaw 132 kV | Sully Grid Primary | Primary Substation | 11 | System Transformation | Headroom (MW) | 19.1447 | 18.9836 | 18.8156 | 18.9421 | 19.0502 | 18.9354 | 18.1451 | 17.9135 | 17.6348 | 16.8854 | 16.7499 | 16.6187 | 16.5256 | 16.5043 | 15.2395 | 14.8925 | 14.3442
Swansea North 132 kV | Swansea North Local | Primary Substation | 11 | Best View | Headroom (MW) | 0 | 0 | 0 | 0 | 0 | 0 | 0 | 0 | 0 | 0 | 0 | 0 | 0 | 0 | 0 | 0 | 0
Swansea North 132 kV | Swansea North Local | Primary Substation | 11 | Consumer Transformation | Headroom (MW) | 0 | 0 | 0 | 0 | 0 | 0 | 0 | 0 | 0 | 0 | 0 | 0 | 0 | 0 | 0 | 0 | 0
Swansea North 132 kV | Swansea North Local | Primary Substation | 11 | Falling Short | Headroom (MW) | 0 | 0 | 0 | 0 | 0 | 0 | 0 | 0 | 0 | 0 | 0 | 0 | 0 | 0 | 0 | 0 | 0
Swansea North 132 kV | Swansea North Local | Primary Substation | 11 | Leading the Way | Headroom (MW) | 0 | 0 | 0 | 0 | 0 | 0 | 0 | 0 | 0 | 0 | 0 | 0 | 0 | 0 | 0 | 0 | 0
Swansea North 132 kV | Swansea North Local | Primary Substation | 11 | System Transformation | Headroom (MW) | 0 | 0 | 0 | 0 | 0 | 0 | 0 | 0 | 0 | 0 | 0 | 0 | 0 | 0 | 0 | 0 | 0
Upper Boat 132 kV | Swansea Road Merthyr | Primary Substation | 11 | Best View | Headroom (MW) | 4.7883 | 4.1289 | 3.8153 | 3.546 | 3.3215 | 2.9703 | 2.667 | 2.3485 | 1.8538 | 1.5073 | 1.197 | 0.96516 | 0.81164 | 0.70987 | 0 | 0 | 0
Upper Boat 132 kV | Swansea Road Merthyr | Primary Substation | 11 | Consumer Transformation | Headroom (MW) | 4.7883 | 4.0198 | 3.5828 | 3.0638 | 2.1389 | 1.1531 | 0.14109 | 0 | 0 | 0 | 0 | 0 | 0 | 0 | 0 | 0 | 0
Upper Boat 132 kV | Swansea Road Merthyr | Primary Substation | 11 | Falling Short | Headroom (MW) | 4.7883 | 4.2137 | 3.9862 | 3.7726 | 3.5625 | 3.279 | 3.0131 | 2.7497 | 2.4001 | 1.8527 | 1.3278 | 0.82183 | 0.34971 | 0 | 0 | 0 | 0
Upper Boat 132 kV | Swansea Road Merthyr | Primary Substation | 11 | Leading the Way | Headroom (MW) | 4.7883 | 3.6533 | 2.9289 | 2.1035 | 1.1755 | 0.12742 | 0 | 0 | 0 | 0 | 0 | 0 | 0 | 0 | 0 | 0 | 0
Upper Boat 132 kV | Swansea Road Merthyr | Primary Substation | 11 | System Transformation | Headroom (MW) | 4.7883 | 4.0437 | 3.6018 | 3.3172 | 3.1445 | 2.7682 | 2.3879 | 1.9776 | 1.3077 | 0.91622 | 0.48452 | 0.1479 | 0 | 0 | 0 | 0 | 0
Swansea North 132 kV | Swansea Trading Estate | Primary Substation | 11 | Best View | Headroom (MW) | 9.8466 | 9.9022 | 9.9174 | 9.9883 | 10.0443 | 10.0835 | 10.1192 | 10.1461 | 10.1647 | 10.199 | 10.2116 | 10.2169 | 10.2284 | 10.2438 | 0 | 0 | 0
Swansea North 132 kV | Swansea Trading Estate | Primary Substation | 11 | Consumer Transformation | Headroom (MW) | 9.8466 | 9.8959 | 9.9162 | 9.9686 | 9.974 | 9.9783 | 9.9746 | 9.979 | 9.9553 | 5.8681 | 2.1137 | 0 | 0 | 0 | 0 | 0 | 0
Swansea North 132 kV | Swansea Trading Estate | Primary Substation | 11 | Falling Short | Headroom (MW) | 9.8466 | 9.8993 | 9.9874 | 10.0663 | 10.1411 | 10.1945 | 10.2495 | 10.2961 | 10.3331 | 10.3644 | 10.3929 | 10.4096 | 10.4275 | 10.4512 | 0 | 0 | 0
Swansea North 132 kV | Swansea Trading Estate | Primary Substation | 11 | Leading the Way | Headroom (MW) | 9.8466 | 9.8811 | 9.8753 | 9.9023 | 9.9091 | 9.9093 | 9.8947 | 9.1157 | 6.0037 | 3.1645 | 0.51316 | 0 | 0 | 0 | 0 | 0 | 0
Swansea North 132 kV | Swansea Trading Estate | Primary Substation | 11 | System Transformation | Headroom (MW) | 9.8466 | 9.9009 | 9.9104 | 9.9814 | 10.0399 | 10.0937 | 10.1387 | 10.1699 | 10.2029 | 10.2241 | 10.2358 | 10.2544 | 10.2487 | 10.2661 | 0 | 0 | 0
Swansea North 132 kV | Swansea Waterfront | Primary Substation | 11 | Best View | Headroom (MW) | 30.7761 | 27.9266 | 24.7307 | 19.0795 | 18.7671 | 18.1443 | 17.4033 | 15.9795 | 14.1991 | 11.9147 | 9.8693 | 7.8598 | 5.9434 | 4.0616 | 0 | 0 | 0
Swansea North 132 kV | Swansea Waterfront | Primary Substation | 11 | Consumer Transformation | Headroom (MW) | 30.7761 | 30.7232 | 30.0073 | 29.187 | 27.1409 | 25.134 | 22.9195 | 20.327 | 16.9839 | 12.3123 | 8.4225 | 5.279 | 2.2014 | 0 | 0 | 0 | 0
Swansea North 132 kV | Swansea Waterfront | Primary Substation | 11 | Falling Short | Headroom (MW) | 30.7761 | 30.7452 | 30.7501 | 30.7429 | 30.694 | 30.6331 | 30.0957 | 29.089 | 28.0831 | 26.7429 | 24.7261 | 23.463 | 21.3878 | 20.1421 | 8.617 | 0.38937 | 0
Swansea North 132 kV | Swansea Waterfront | Primary Substation | 11 | Leading the Way | Headroom (MW) | 30.7761 | 26.9174 | 22.5585 | 15.5882 | 12.9632 | 9.6501 | 6.7811 | 2.9979 | 0 | 0 | 0 | 0 | 0 | 0 | 0 | 0 | 0
Swansea North 132 kV | Swansea Waterfront | Primary Substation | 11 | System Transformation | Headroom (MW) | 30.7761 | 29.4524 | 26.8496 | 21.6176 | 21.3518 | 20.8114 | 19.8362 | 18.6034 | 16.9952 | 14.9722 | 12.9664 | 11.1149 | 9.5501 | 7.4008 | 0 | 0 | 0
Cardiff East & Aberthaw 132 kV | Taff Bank | Primary Substation | 11 | Best View | Headroom (MW) | 7.9013 | 7.9369 | 7.9723 | 8.0463 | 8.0706 | 8.0937 | 8.0121 | 7.7242 | 7.3943 | 7.094 | 6.7965 | 6.6513 | 6.5244 | 6.442 | 5.3276 | 4.6145 | 4.6321
Cardiff East & Aberthaw 132 kV | Taff Bank | Primary Substation | 11 | Consumer Transformation | Headroom (MW) | 7.9013 | 7.8969 | 7.8843 | 7.8451 | 7.7008 | 7.6029 | 7.4215 | 7.0281 | 6.3816 | 5.7365 | 5.1299 | 4.5907 | 4.0292 | 3.5748 | 0 | 0 | 0
Cardiff East & Aberthaw 132 kV | Taff Bank | Primary Substation | 11 | Falling Short | Headroom (MW) | 7.9013 | 7.919 | 7.9475 | 8.0082 | 8.0368 | 8.074 | 8.0504 | 7.8563 | 7.5784 | 7.3447 | 7.1116 | 6.8488 | 6.5814 | 6.3361 | 4.493 | 0.49503 | 0
Cardiff East & Aberthaw 132 kV | Taff Bank | Primary Substation | 11 | Leading the Way | Headroom (MW) | 7.9013 | 7.8123 | 7.7098 | 7.5975 | 7.5013 | 7.4358 | 7.2414 | 6.747 | 6.0388 | 5.3903 | 4.7517 | 4.3189 | 4.08 | 3.9077 | 0 | 0 | 0
Cardiff East & Aberthaw 132 kV | Taff Bank | Primary Substation | 11 | System Transformation | Headroom (MW) | 7.9013 | 7.933 | 7.9386 | 7.9615 | 8.0052 | 8.0642 | 8.0229 | 7.7789 | 7.4428 | 7.104 | 6.7023 | 6.3151 | 5.9061 | 5.6522 | 4.3044 | 4.3473 | 4.543
Upper Boat 132 kV | Talbot Green Grid | Bulk Supply Point | 33 | Best View | Headroom (MW) | 136.2715 | 136.0919 | 134.5414 | 134.0781 | 134.0023 | 133.8249 | 133.747 | 133.2762 | 133.0451 | 132.7553 | 132.4681 | 132.3312 | 131.6049 | 131.5664 | 129.5664 | 128.1701 | 126.941
Upper Boat 132 kV | Talbot Green Grid | Bulk Supply Point | 33 | Consumer Transformation | Headroom (MW) | 136.2715 | 136.0608 | 134.4051 | 133.853 | 133.307 | 132.7629 | 132.2267 | 131.4142 | 130.6745 | 129.6531 | 128.8287 | 128.3542 | 127.3971 | 127.0049 | 122.8328 | 121.2471 | 121.4035
Upper Boat 132 kV | Talbot Green Grid | Bulk Supply Point | 33 | Falling Short | Headroom (MW) | 136.2715 | 136.1187 | 134.8782 | 134.5245 | 134.4352 | 134.2657 | 134.1435 | 133.7812 | 133.502 | 133.0529 | 132.5964 | 132.179 | 131.452 | 131.0906 | 127.3056 | 124.932 | 122.475
Upper Boat 132 kV | Talbot Green Grid | Bulk Supply Point | 33 | Leading the Way | Headroom (MW) | 136.2715 | 135.8931 | 134.1202 | 133.345 | 132.7883 | 131.9709 | 131.4547 | 130.2447 | 129.2224 | 128.531 | 127.9247 | 127.5765 | 126.7549 | 126.6493 | 123.9686 | 123.5561 | 123.5396
Upper Boat 132 kV | Talbot Green Grid | Bulk Supply Point | 33 | System Transformation | Headroom (MW) | 136.2715 | 136.0928 | 134.4313 | 134.0287 | 133.9947 | 133.849 | 133.7377 | 133.0006 | 132.6516 | 132.2799 | 131.8456 | 131.574 | 130.9286 | 130.545 | 126.7882 | 125.149 | 124.0175
Upper Boat 132 kV | Talbot Green Primary | Primary Substation | 11 | Best View | Headroom (MW) | 14.6063 | 14.6792 | 11.7746 | 10.882 | 10.8471 | 10.8687 | 10.8633 | 10.3616 | 10.3712 | 10.3508 | 10.3306 | 10.3217 | 9.8205 | 9.8272 | 8.598 | 8.001 | 7.7056
Upper Boat 132 kV | Talbot Green Primary | Primary Substation | 11 | Consumer Transformation | Headroom (MW) | 14.6063 | 14.6713 | 11.6401 | 10.8486 | 10.6162 | 10.4281 | 10.2057 | 9.5593 | 9.2956 | 8.888 | 8.6035 | 8.4679 | 7.9457 | 7.8107 | 5.5365 | 4.7829 | 5.1565
Upper Boat 132 kV | Talbot Green Primary | Primary Substation | 11 | Falling Short | Headroom (MW) | 14.6063 | 14.666 | 12.3258 | 11.6213 | 11.5664 | 11.5185 | 11.4591 | 11.1103 | 10.9497 | 10.7132 | 10.4814 | 10.2294 | 9.7268 | 9.5488 | 7.3066 | 6.0424 | 4.9183
Upper Boat 132 kV | Talbot Green Primary | Primary Substation | 11 | Leading the Way | Headroom (MW) | 14.6063 | 14.5976 | 11.5892 | 10.5577 | 10.2693 | 10.0734 | 9.8371 | 9.0787 | 8.8284 | 8.6085 | 8.4364 | 8.3412 | 7.8142 | 7.8274 | 6.3535 | 6.3732 | 6.692
Upper Boat 132 kV | Talbot Green Primary | Primary Substation | 11 | System Transformation | Headroom (MW) | 14.6063 | 14.6824 | 11.645 | 10.9448 | 11.0088 | 11.0416 | 11.0497 | 10.5447 | 10.4675 | 10.3951 | 10.3013 | 10.2216 | 9.8214 | 9.8307 | 7.9962 | 7.3811 | 7.1801
Pembroke 132 kV | Tenby | Primary Substation | 11 | Best View | Headroom (MW) | 6.3717 | 6.3301 | 0 | 0 | 0 | 0 | 0 | 0 | 0 | 0 | 0 | 0 | 0 | 0 | 0 | 0 | 0
Pembroke 132 kV | Tenby | Primary Substation | 11 | Consumer Transformation | Headroom (MW) | 6.3717 | 6.3228 | 6.3492 | 0 | 0 | 0 | 0 | 0 | 0 | 0 | 0 | 0 | 0 | 0 | 0 | 0 | 0
Pembroke 132 kV | Tenby | Primary Substation | 11 | Falling Short | Headroom (MW) | 6.3717 | 6.3684 | 6.4413 | 6.5081 | 6.5195 | 6.5189 | 3.7185 | 1.3249 | 0 | 0 | 0 | 0 | 0 | 0 | 0 | 0 | 0
Pembroke 132 kV | Tenby | Primary Substation | 11 | Leading the Way | Headroom (MW) | 6.3717 | 6.2452 | 0 | 0 | 0 | 0 | 0 | 0 | 0 | 0 | 0 | 0 | 0 | 0 | 0 | 0 | 0
Pembroke 132 kV | Tenby | Primary Substation | 11 | System Transformation | Headroom (MW) | 6.3717 | 6.3596 | 6.422 | 6.4793 | 0 | 0 | 0 | 0 | 0 | 0 | 0 | 0 | 0 | 0 | 0 | 0 | 0
Swansea North 132 kV | Tir John Primary | Primary Substation | 6.6 | Best View | Headroom (MW) | 11.7938 | 11.8108 | 11.8373 | 11.8634 | 11.8892 | 11.9147 | 11.9398 | 11.9647 | 11.9893 | 11.9444 | 9.8939 | 7.8793 | 5.9582 | 4.0717 | 0 | 0 | 0
Swansea North 132 kV | Tir John Primary | Primary Substation | 6.6 | Consumer Transformation | Headroom (MW) | 11.7938 | 11.8108 | 11.8373 | 11.8634 | 11.8892 | 11.9147 | 11.9398 | 11.9647 | 11.9893 | 12.0135 | 8.4435 | 5.2922 | 2.2069 | 0 | 0 | 0 | 0
Swansea North 132 kV | Tir John Primary | Primary Substation | 6.6 | Falling Short | Headroom (MW) | 11.7938 | 11.8108 | 11.8373 | 11.8634 | 11.8892 | 11.9147 | 11.9398 | 11.9647 | 11.9893 | 12.0135 | 12.0375 | 12.0611 | 12.0845 | 12.1076 | 8.6385 | 0.39034 | 0
Swansea North 132 kV | Tir John Primary | Primary Substation | 6.6 | Leading the Way | Headroom (MW) | 11.7938 | 11.8108 | 11.8373 | 11.8634 | 11.8892 | 9.6741 | 6.798 | 3.0053 | 0 | 0 | 0 | 0 | 0 | 0 | 0 | 0 | 0
Swansea North 132 kV | Tir John Primary | Primary Substation | 6.6 | System Transformation | Headroom (MW) | 11.7938 | 11.8108 | 11.8373 | 11.8634 | 11.8892 | 11.9147 | 11.9398 | 11.9647 | 11.9893 | 12.0135 | 12.0375 | 11.1426 | 9.5739 | 7.4192 | 0 | 0 | 0
Upper Boat 132 & 33 kV | Tonypandy | Primary Substation | 11 | Best View | Headroom (MW) | 5.9048 | 5.0513 | 5.0008 | 4.4856 | 2.7176 | 0.12843 | 0 | 0 | 0 | 0 | 0 | 0 | 0 | 0 | 0 | 0 | 0
Upper Boat 132 & 33 kV | Tonypandy | Primary Substation | 11 | Consumer Transformation | Headroom (MW) | 5.9048 | 4.8852 | 4.5161 | 2.9767 | 0 | 0 | 0 | 0 | 0 | 0 | 0 | 0 | 0 | 0 | 0 | 0 | 0
Upper Boat 132 & 33 kV | Tonypandy | Primary Substation | 11 | Falling Short | Headroom (MW) | 5.9048 | 5.4919 | 5.5059 | 5.3475 | 4.6335 | 3.7169 | 2.867 | 1.7042 | 0.37149 | 0 | 0 | 0 | 0 | 0 | 0 | 0 | 0
Upper Boat 132 & 33 kV | Tonypandy | Primary Substation | 11 | Leading the Way | Headroom (MW) | 5.9048 | 3.4854 | 1.7632 | 0 | 0 | 0 | 0 | 0 | 0 | 0 | 0 | 0 | 0 | 0 | 0 | 0 | 0
Upper Boat 132 & 33 kV | Tonypandy | Primary Substation | 11 | System Transformation | Headroom (MW) | 5.9048 | 5.0657 | 4.687 | 4.0735 | 3.34 | 2.2225 | 1.1689 | 0 | 0 | 0 | 0 | 0 | 0 | 0 | 0 | 0 | 0
Swansea North 132 kV | Travellers Rest Primary | Primary Substation | 11 | Best View | Headroom (MW) | 4.7564 | 4.5016 | 4.3987 | 4.3346 | 4.1708 | 3.9665 | 3.7819 | 3.5823 | 3.3053 | 3.0072 | 2.6953 | 2.4016 | 2.1134 | 1.8334 | 0 | 0 | 0
Swansea North 132 kV | Travellers Rest Primary | Primary Substation | 11 | Consumer Transformation | Headroom (MW) | 4.7564 | 4.4347 | 4.2245 | 3.9815 | 3.4493 | 2.9899 | 2.5184 | 2.1171 | 1.5856 | 0.90714 | 0.40599 | 0.087193 | 0 | 0 | 0 | 0 | 0
Swansea North 132 kV | Travellers Rest Primary | Primary Substation | 11 | Falling Short | Headroom (MW) | 4.7564 | 4.5272 | 4.4208 | 4.3748 | 4.2121 | 4.0672 | 3.8991 | 3.72 | 3.5221 | 3.1716 | 2.8313 | 2.4873 | 2.1399 | 1.8205 | 0 | 0 | 0
Swansea North 132 kV | Travellers Rest Primary | Primary Substation | 11 | Leading the Way | Headroom (MW) | 4.7564 | 4.2463 | 3.8862 | 3.5088 | 3.0302 | 2.5637 | 2.1094 | 1.6289 | 1.0711 | 0.63744 | 0.27381 | 0.020848 | 0 | 0 | 0 | 0 | 0
Swansea North 132 kV | Travellers Rest Primary | Primary Substation | 11 | System Transformation | Headroom (MW) | 4.7564 | 4.4365 | 4.1806 | 4.0181 | 3.7963 | 3.5788 | 3.3578 | 3.0966 | 2.7756 | 2.4685 | 2.11 | 1.8193 | 1.57 | 1.1096 | 0 | 0 | 0
Rassau 132 kV | Tredegar | Primary Substation | 11 | Best View | Headroom (MW) | 7.2289 | 7.2145 | 7.1814 | 7.034 | 6.9252 | 6.822 | 6.6988 | 6.5756 | 6.3921 | 6.1811 | 5.9854 | 5.8223 | 5.6312 | 2.1345 | 0 | 0 | 0
Rassau 132 kV | Tredegar | Primary Substation | 11 | Consumer Transformation | Headroom (MW) | 7.2289 | 7.1835 | 7.1004 | 6.8401 | 6.4242 | 6.0729 | 5.7121 | 5.4241 | 5.0614 | 4.4887 | 0 | 0 | 0 | 0 | 0 | 0 | 0
Rassau 132 kV | Tredegar | Primary Substation | 11 | Falling Short | Headroom (MW) | 7.2289 | 7.1922 | 7.1432 | 7.0208 | 6.9055 | 6.8279 | 6.7643 | 6.6932 | 6.584 | 6.3784 | 6.165 | 5.9686 | 5.7527 | 5.56 | 0 | 0 | 0
Rassau 132 kV | Tredegar | Primary Substation | 11 | Leading the Way | Headroom (MW) | 7.2289 | 7.0513 | 6.8379 | 6.4428 | 6.0258 | 5.679 | 5.3554 | 5.0054 | 0 | 0 | 0 | 0 | 0 | 0 | 0 | 0 | 0
Rassau 132 kV | Tredegar | Primary Substation | 11 | System Transformation | Headroom (MW) | 7.2289 | 7.1949 | 7.1146 | 6.9294 | 6.8196 | 6.7106 | 6.6035 | 6.4701 | 6.2986 | 6.1159 | 5.903 | 5.7164 | 5.6021 | 5.5689 | 0 | 0 | 0
Swansea North 132 kV | Tregaron | Primary Substation | 11 | Best View | Headroom (MW) | 0 | 0 | 0 | 0 | 0 | 0 | 0 | 0 | 0 | 0 | 0 | 0 | 0 | 0 | 0 | 0 | 0
Swansea North 132 kV | Tregaron | Primary Substation | 11 | Consumer Transformation | Headroom (MW) | 0 | 0 | 0 | 0 | 0 | 0 | 0 | 0 | 0 | 0 | 0 | 0 | 0 | 0 | 0 | 0 | 0
Swansea North 132 kV | Tregaron | Primary Substation | 11 | Falling Short | Headroom (MW) | 0 | 0 | 0 | 0 | 0 | 0 | 0 | 0 | 0 | 0 | 0 | 0 | 0 | 0 | 0 | 0 | 0
Swansea North 132 kV | Tregaron | Primary Substation | 11 | Leading the Way | Headroom (MW) | 0 | 0 | 0 | 0 | 0 | 0 | 0 | 0 | 0 | 0 | 0 | 0 | 0 | 0 | 0 | 0 | 0
Swansea North 132 kV | Tregaron | Primary Substation | 11 | System Transformation | Headroom (MW) | 0 | 0 | 0 | 0 | 0 | 0 | 0 | 0 | 0 | 0 | 0 | 0 | 0 | 0 | 0 | 0 | 0
Upper Boat 132 & 33 kV | Trethomas | Primary Substation | 11 | Best View | Headroom (MW) | 7.4641 | 7.1151 | 6.7938 | 6.7995 | 6.6842 | 6.5294 | 6.3466 | 6.0322 | 5.7609 | 1.9877 | 0 | 0 | 0 | 0 | 0 | 0 | 0
Upper Boat 132 & 33 kV | Trethomas | Primary Substation | 11 | Consumer Transformation | Headroom (MW) | 7.4641 | 7.1151 | 6.7511 | 6.7083 | 6.4027 | 6.0064 | 5.5656 | 5.0399 | 4.5051 | 1.1731 | 0 | 0 | 0 | 0 | 0 | 0 | 0
Upper Boat 132 & 33 kV | Trethomas | Primary Substation | 11 | Falling Short | Headroom (MW) | 7.4641 | 7.2125 | 6.9711 | 7.0029 | 6.9206 | 6.7996 | 6.659 | 6.4222 | 6.2172 | 5.7648 | 5.3465 | 4.9616 | 4.5945 | 4.2472 | 1.0513 | 0 | 0
Upper Boat 132 & 33 kV | Trethomas | Primary Substation | 11 | Leading the Way | Headroom (MW) | 7.4641 | 7.0261 | 6.5987 | 6.4826 | 6.1392 | 5.7423 | 5.3009 | 4.6951 | 4.1433 | 0.083459 | 0 | 0 | 0 | 0 | 0 | 0 | 0
Upper Boat 132 & 33 kV | Trethomas | Primary Substation | 11 | System Transformation | Headroom (MW) | 7.4641 | 7.125 | 6.755 | 6.7885 | 6.7308 | 6.5523 | 6.3555 | 6.0412 | 5.768 | 4.751 | 3.7645 | 2.8846 | 2.0833 | 1.3636 | 0 | 0 | 0
Swansea North 132 kV | Trevaughan | Primary Substation | 11 | Best View | Headroom (MW) | 0 | 0 | 0 | 0 | 0 | 0 | 0 | 0 | 0 | 0 | 0 | 0 | 0 | 0 | 0 | 0 | 0
Swansea North 132 kV | Trevaughan | Primary Substation | 11 | Consumer Transformation | Headroom (MW) | 0 | 0 | 0 | 0 | 0 | 0 | 0 | 0 | 0 | 0 | 0 | 0 | 0 | 0 | 0 | 0 | 0
Swansea North 132 kV | Trevaughan | Primary Substation | 11 | Falling Short | Headroom (MW) | 0 | 0 | 0 | 0 | 0 | 0 | 0 | 0 | 0 | 0 | 0 | 0 | 0 | 0 | 0 | 0 | 0
Swansea North 132 kV | Trevaughan | Primary Substation | 11 | Leading the Way | Headroom (MW) | 0 | 0 | 0 | 0 | 0 | 0 | 0 | 0 | 0 | 0 | 0 | 0 | 0 | 0 | 0 | 0 | 0
Swansea North 132 kV | Trevaughan | Primary Substation | 11 | System Transformation | Headroom (MW) | 0 | 0 | 0 | 0 | 0 | 0 | 0 | 0 | 0 | 0 | 0 | 0 | 0 | 0 | 0 | 0 | 0
Cardiff East & Aberthaw 132 kV | Trowbridge Primary | Primary Substation | 11 | Best View | Headroom (MW) | 15.2184 | 15.1552 | 15.1294 | 15.0817 | 14.7772 | 14.7126 | 14.658 | 14.5991 | 14.4499 | 14.36 | 14.288 | 14.2306 | 14.2137 | 14.2028 | 12.6891 | 10.8941 | 9.1265
Cardiff East & Aberthaw 132 kV | Trowbridge Primary | Primary Substation | 11 | Consumer Transformation | Headroom (MW) | 15.2184 | 15.0964 | 14.9965 | 14.7748 | 13.9179 | 13.4555 | 12.9741 | 12.5712 | 12.0203 | 11.2186 | 10.7086 | 10.4293 | 10.1707 | 10.0127 | 7.0067 | 5.7749 | 5.723
Cardiff East & Aberthaw 132 kV | Trowbridge Primary | Primary Substation | 11 | Falling Short | Headroom (MW) | 15.2184 | 15.1415 | 15.1103 | 15.0857 | 14.8161 | 14.7559 | 14.6704 | 14.5655 | 14.3846 | 14.138 | 13.9176 | 13.6951 | 13.4688 | 13.2827 | 10.6674 | 8.4889 | 6.0294
Cardiff East & Aberthaw 132 kV | Trowbridge Primary | Primary Substation | 11 | Leading the Way | Headroom (MW) | 15.2184 | 14.8935 | 14.5895 | 14.1897 | 13.4035 | 12.9407 | 12.4702 | 11.9622 | 11.3906 | 10.8531 | 10.5108 | 10.3085 | 10.2738 | 10.3281 | 8.3628 | 8.2656 | 7.9614
Cardiff East & Aberthaw 132 kV | Trowbridge Primary | Primary Substation | 11 | System Transformation | Headroom (MW) | 15.2184 | 15.1407 | 15.0473 | 14.9652 | 14.6474 | 14.5869 | 14.5009 | 14.3603 | 14.1255 | 13.9024 | 13.705 | 13.5662 | 13.496 | 13.5919 | 11.173 | 10.1171 | 9.2417
Swansea North 132 kV | Tumble | Primary Substation | 11 | Best View | Headroom (MW) | 6.5334 | 6.3234 | 6.0165 | 5.4346 | 4.3304 | 4.1648 | 2.8855 | 0.76371 | 0 | 0 | 0 | 0 | 0 | 0 | 0 | 0 | 0
Swansea North 132 kV | Tumble | Primary Substation | 11 | Consumer Transformation | Headroom (MW) | 6.5334 | 6.2308 | 5.8061 | 5.0323 | 2.913 | 1.1227 | 0 | 0 | 0 | 0 | 0 | 0 | 0 | 0 | 0 | 0 | 0
Swansea North 132 kV | Tumble | Primary Substation | 11 | Falling Short | Headroom (MW) | 6.5334 | 6.3854 | 6.1834 | 5.6983 | 4.7663 | 4.5315 | 4.2822 | 3.5321 | 2.1298 | 0 | 0 | 0 | 0 | 0 | 0 | 0 | 0
Swansea North 132 kV | Tumble | Primary Substation | 11 | Leading the Way | Headroom (MW) | 6.5334 | 6.0993 | 5.5794 | 4.6383 | 0 | 0 | 0 | 0 | 0 | 0 | 0 | 0 | 0 | 0 | 0 | 0 | 0
Swansea North 132 kV | Tumble | Primary Substation | 11 | System Transformation | Headroom (MW) | 6.5334 | 6.2143 | 5.7724 | 5.0766 | 3.7705 | 3.2163 | 1.5508 | 0 | 0 | 0 | 0 | 0 | 0 | 0 | 0 | 0 | 0
Swansea North 132 kV | Uplands Swansea | Primary Substation | 11 | Best View | Headroom (MW) | 9.8 | 9.5975 | 9.5515 | 9.4676 | 9.3473 | 9.2235 | 9.0815 | 8.9168 | 8.7338 | 8.5621 | 8.4031 | 8.2968 | 8.2508 | 8.2218 | 0 | 0 | 0
Swansea North 132 kV | Uplands Swansea | Primary Substation | 11 | Consumer Transformation | Headroom (MW) | 9.8 | 9.5562 | 9.3467 | 9.0235 | 8.1522 | 7.4877 | 6.7393 | 6.1377 | 5.3875 | 4.4244 | 2.1261 | 0 | 0 | 0 | 0 | 0 | 0
Swansea North 132 kV | Uplands Swansea | Primary Substation | 11 | Falling Short | Headroom (MW) | 9.8 | 9.6292 | 9.5506 | 9.5116 | 9.3811 | 9.2622 | 9.1086 | 8.9099 | 8.674 | 8.2972 | 7.9304 | 7.5525 | 7.1956 | 6.8924 | 0 | 0 | 0
Swansea North 132 kV | Uplands Swansea | Primary Substation | 11 | Leading the Way | Headroom (MW) | 9.8 | 9.2831 | 8.845 | 8.3164 | 7.5445 | 6.9258 | 6.2491 | 5.5205 | 4.8074 | 3.183 | 0.51615 | 0 | 0 | 0 | 0 | 0 | 0
Swansea North 132 kV | Uplands Swansea | Primary Substation | 11 | System Transformation | Headroom (MW) | 9.8 | 9.6026 | 9.4111 | 9.31 | 9.2013 | 9.0878 | 8.9189 | 8.6968 | 8.4157 | 8.1339 | 7.8157 | 7.5773 | 7.4482 | 7.5227 | 0 | 0 | 0
Swansea North 132 kV | Upper Bank | Primary Substation | 11 | Best View | Headroom (MW) | 3.5411 | 3.6215 | 3.7884 | 3.9381 | 4.0301 | 4.0962 | 4.1567 | 4.2078 | 4.2488 | 4.2755 | 4.3046 | 4.3447 | 4.3865 | 3.9903 | 0 | 0 | 0
Swansea North 132 kV | Upper Bank | Primary Substation | 11 | Consumer Transformation | Headroom (MW) | 3.5411 | 3.5843 | 3.6883 | 3.7234 | 3.4712 | 3.2803 | 3.0524 | 2.8803 | 2.647 | 2.2063 | 1.8934 | 1.755 | 1.6034 | 0 | 0 | 0 | 0
Swansea North 132 kV | Upper Bank | Primary Substation | 11 | Falling Short | Headroom (MW) | 3.5411 | 3.5973 | 3.7362 | 3.8803 | 3.9673 | 4.0587 | 4.1416 | 4.2037 | 4.2614 | 4.1966 | 4.1413 | 4.0758 | 4.0163 | 3.979 | 2.4063 | 0.38253 | 0
Swansea North 132 kV | Upper Bank | Primary Substation | 11 | Leading the Way | Headroom (MW) | 3.5411 | 3.43 | 3.4091 | 3.3351 | 3.1439 | 2.9776 | 2.7754 | 2.543 | 0 | 0 | 0 | 0 | 0 | 0 | 0 | 0 | 0
Swansea North 132 kV | Upper Bank | Primary Substation | 11 | System Transformation | Headroom (MW) | 3.5411 | 3.6048 | 3.7355 | 3.8741 | 3.9931 | 4.0987 | 4.1589 | 4.1888 | 4.1908 | 4.1559 | 4.0982 | 4.0709 | 4.0978 | 3.8595 | 0 | 0 | 0
Upper Boat 132 kV | Upper Boat Bsp | Bulk Supply Point | 33 | Best View | Headroom (MW) | 5.1292 | 3.8358 | 3.7975 | 3.4062 | 2.0636 | 0.097522 | 0 | 0 | 0 | 0 | 0 | 0 | 0 | 0 | 0 | 0 | 0
Upper Boat 132 kV | Upper Boat Bsp | Bulk Supply Point | 33 | Consumer Transformation | Headroom (MW) | 5.1292 | 3.7097 | 3.4293 | 2.2604 | 0 | 0 | 0 | 0 | 0 | 0 | 0 | 0 | 0 | 0 | 0 | 0 | 0
Upper Boat 132 kV | Upper Boat Bsp | Bulk Supply Point | 33 | Falling Short | Headroom (MW) | 5.1292 | 4.1703 | 4.181 | 4.0607 | 3.5185 | 2.8225 | 2.1771 | 1.2941 | 0.2821 | 0 | 0 | 0 | 0 | 0 | 0 | 0 | 0
Upper Boat 132 kV | Upper Boat Bsp | Bulk Supply Point | 33 | Leading the Way | Headroom (MW) | 5.1292 | 2.6467 | 1.3389 | 0 | 0 | 0 | 0 | 0 | 0 | 0 | 0 | 0 | 0 | 0 | 0 | 0 | 0
Upper Boat 132 kV | Upper Boat Bsp | Bulk Supply Point | 33 | System Transformation | Headroom (MW) | 5.1292 | 3.8467 | 3.5592 | 3.0933 | 2.5363 | 1.6877 | 0.88759 | 0 | 0 | 0 | 0 | 0 | 0 | 0 | 0 | 0 | 0
Upper Boat 132 kV | Upper Boat Primary | Primary Substation | 11 | Best View | Headroom (MW) | 13.5078 | 12.3185 | 12.2828 | 12.0861 | 11.2403 | 10.3738 | 9.4655 | 8.4991 | 7.5858 | 6.8336 | 5.739 | 4.7273 | 3.7916 | 2.9505 | 0 | 0 | 0
Upper Boat 132 kV | Upper Boat Primary | Primary Substation | 11 | Consumer Transformation | Headroom (MW) | 13.5078 | 12.3342 | 12.2525 | 11.9059 | 11.1393 | 10.4755 | 9.7574 | 9.1104 | 7.5877 | 5.9559 | 4.5646 | 3.4482 | 2.3158 | 1.432 | 0 | 0 | 0
Upper Boat 132 kV | Upper Boat Primary | Primary Substation | 11 | Falling Short | Headroom (MW) | 13.5078 | 12.6239 | 12.6038 | 12.491 | 12.3462 | 12.1961 | 11.9908 | 11.7281 | 11.261 | 10.7171 | 10.1661 | 9.6213 | 9.1163 | 8.7062 | 3.9671 | 0.30199 | 0
Upper Boat 132 kV | Upper Boat Primary | Primary Substation | 11 | Leading the Way | Headroom (MW) | 13.5078 | 12.0685 | 11.7753 | 11.2017 | 9.7634 | 8.384 | 6.7294 | 5.2003 | 3.6861 | 2.3945 | 0.86828 | 0 | 0 | 0 | 0 | 0 | 0
Upper Boat 132 kV | Upper Boat Primary | Primary Substation | 11 | System Transformation | Headroom (MW) | 13.5078 | 12.3509 | 12.253 | 12.0507 | 11.8703 | 11.6633 | 11.4125 | 10.8505 | 10.131 | 9.2912 | 8.4021 | 7.5765 | 6.8361 | 6.3808 | 0.75254 | 0 | 0
Rassau 132 kV | Usk | Primary Substation | 11 | Best View | Headroom (MW) | 10.9568 | 10.386 | 10.1928 | 9.7956 | 5.0542 | 0.41509 | 0 | 0 | 0 | 0 | 0 | 0 | 0 | 0 | 0 | 0 | 0
Rassau 132 kV | Usk | Primary Substation | 11 | Consumer Transformation | Headroom (MW) | 10.9568 | 10.0422 | 9.421 | 7.8525 | 3.412 | 0.34536 | 0 | 0 | 0 | 0 | 0 | 0 | 0 | 0 | 0 | 0 | 0
Rassau 132 kV | Usk | Primary Substation | 11 | Falling Short | Headroom (MW) | 10.9568 | 10.6754 | 10.8556 | 11.0158 | 9.5679 | 8.7948 | 7.6013 | 5.4729 | 3.9712 | 0.25941 | 0 | 0 | 0 | 0 | 0 | 0 | 0
Rassau 132 kV | Usk | Primary Substation | 11 | Leading the Way | Headroom (MW) | 10.9568 | 8.7867 | 7.044 | 4.4297 | 0 | 0 | 0 | 0 | 0 | 0 | 0 | 0 | 0 | 0 | 0 | 0 | 0
Rassau 132 kV | Usk | Primary Substation | 11 | System Transformation | Headroom (MW) | 10.9568 | 10.406 | 9.9638 | 9.5788 | 8.0468 | 5.9961 | 3.9062 | 0.39881 | 0 | 0 | 0 | 0 | 0 | 0 | 0 | 0 | 0
Swansea North 132 kV | Victoria Road | Primary Substation | 11 | Best View | Headroom (MW) | 0 | 0 | 0 | 0 | 0 | 0 | 0 | 0 | 0 | 0 | 0 | 0 | 0 | 0 | 0 | 0 | 0
Swansea North 132 kV | Victoria Road | Primary Substation | 11 | Consumer Transformation | Headroom (MW) | 0 | 0 | 0 | 0 | 0 | 0 | 0 | 0 | 0 | 0 | 0 | 0 | 0 | 0 | 0 | 0 | 0
Swansea North 132 kV | Victoria Road | Primary Substation | 11 | Falling Short | Headroom (MW) | 0 | 0 | 0 | 0 | 0 | 0 | 0 | 0 | 0 | 0 | 0 | 0 | 0 | 0 | 0 | 0 | 0
Swansea North 132 kV | Victoria Road | Primary Substation | 11 | Leading the Way | Headroom (MW) | 0 | 0 | 0 | 0 | 0 | 0 | 0 | 0 | 0 | 0 | 0 | 0 | 0 | 0 | 0 | 0 | 0
Swansea North 132 kV | Victoria Road | Primary Substation | 11 | System Transformation | Headroom (MW) | 0 | 0 | 0 | 0 | 0 | 0 | 0 | 0 | 0 | 0 | 0 | 0 | 0 | 0 | 0 | 0 | 0
Pyle 132 kV | Waterton Industrial Primary | Primary Substation | 11 | Best View | Headroom (MW) | 18.9448 | 18.9456 | 19.0665 | 19.1387 | 19.1446 | 18.7199 | 17.1227 | 15.3073 | 12.9545 | 10.7227 | 8.9184 | 7.0039 | 5.4421 | 3.8419 | 0.68207 | 0 | 0
Pyle 132 kV | Waterton Industrial Primary | Primary Substation | 11 | Consumer Transformation | Headroom (MW) | 18.9448 | 18.928 | 19.0631 | 19.0286 | 18.6595 | 18.013 | 16.2468 | 14.1943 | 11.2389 | 8.1191 | 5.2534 | 2.684 | 1.0252 | 0 | 0 | 0 | 0
Pyle 132 kV | Waterton Industrial Primary | Primary Substation | 11 | Falling Short | Headroom (MW) | 18.9448 | 18.879 | 19.0124 | 19.1378 | 19.2052 | 19.0021 | 17.9756 | 16.9187 | 15.3841 | 13.6042 | 11.8421 | 9.9433 | 8.0828 | 6.1501 | 0.35971 | 0 | 0
Pyle 132 kV | Waterton Industrial Primary | Primary Substation | 11 | Leading the Way | Headroom (MW) | 18.9448 | 18.8195 | 18.8209 | 18.7128 | 18.3039 | 17.489 | 15.4918 | 12.791 | 9.8805 | 7.3038 | 5.2073 | 3.0701 | 1.369 | 0 | 0 | 0 | 0
Pyle 132 kV | Waterton Industrial Primary | Primary Substation | 11 | System Transformation | Headroom (MW) | 18.9448 | 18.914 | 19.0344 | 19.1492 | 19.221 | 18.9978 | 17.64 | 15.8782 | 13.2738 | 10.7954 | 8.3778 | 6.1225 | 4.8039 | 2.944 | 0 | 0 | 0
Upper Boat 132 kV | Wattstown | Primary Substation | 11 | Best View | Headroom (MW) | 2.8745 | 2.9094 | 2.9573 | 2.9711 | 2.347 | 0.11091 | 0 | 0 | 0 | 0 | 0 | 0 | 0 | 0 | 0 | 0 | 0
Upper Boat 132 kV | Wattstown | Primary Substation | 11 | Consumer Transformation | Headroom (MW) | 2.8745 | 2.8905 | 2.9094 | 2.5708 | 0 | 0 | 0 | 0 | 0 | 0 | 0 | 0 | 0 | 0 | 0 | 0 | 0
Upper Boat 132 kV | Wattstown | Primary Substation | 11 | Falling Short | Headroom (MW) | 2.8745 | 2.9066 | 2.9448 | 2.9799 | 2.9717 | 2.9646 | 2.4761 | 1.4718 | 0.32084 | 0 | 0 | 0 | 0 | 0 | 0 | 0 | 0
Upper Boat 132 kV | Wattstown | Primary Substation | 11 | Leading the Way | Headroom (MW) | 2.8745 | 2.809 | 1.5228 | 0 | 0 | 0 | 0 | 0 | 0 | 0 | 0 | 0 | 0 | 0 | 0 | 0 | 0
Upper Boat 132 kV | Wattstown | Primary Substation | 11 | System Transformation | Headroom (MW) | 2.8745 | 2.91 | 2.9293 | 2.9368 | 2.8846 | 1.9195 | 1.0095 | 0 | 0 | 0 | 0 | 0 | 0 | 0 | 0 | 0 | 0
Swansea North 132 kV | Wern | Primary Substation | 11 | Best View | Headroom (MW) | 14.5529 | 14.6243 | 14.7074 | 14.7742 | 14.7423 | 14.7573 | 14.765 | 14.7617 | 14.6959 | 14.5992 | 14.5334 | 14.4858 | 14.4442 | 14.4114 | 13.7552 | 8.1727 | 1.6258
Swansea North 132 kV | Wern | Primary Substation | 11 | Consumer Transformation | Headroom (MW) | 14.5529 | 14.6001 | 14.6574 | 14.6588 | 14.3867 | 14.2107 | 14.0222 | 13.8702 | 13.6418 | 13.278 | 10.6248 | 9.2302 | 7.8924 | 5.9043 | 0 | 0 | 0
Swansea North 132 kV | Wern | Primary Substation | 11 | Falling Short | Headroom (MW) | 14.5529 | 14.616 | 14.6927 | 14.7742 | 14.7651 | 14.7951 | 14.8079 | 14.8168 | 14.797 | 14.7123 | 14.6256 | 14.5344 | 14.4503 | 14.3893 | 10.3255 | 0.8634 | 0
Swansea North 132 kV | Wern | Primary Substation | 11 | Leading the Way | Headroom (MW) | 14.5529 | 14.5038 | 14.4712 | 14.3884 | 14.1371 | 13.9731 | 13.794 | 13.0799 | 9.2077 | 6.1012 | 3.9541 | 2.942 | 1.498 | 1.5102 | 0 | 0 | 0
Swansea North 132 kV | Wern | Primary Substation | 11 | System Transformation | Headroom (MW) | 14.5529 | 14.619 | 14.674 | 14.7377 | 14.7146 | 14.7475 | 14.7592 | 14.7526 | 14.713 | 14.6471 | 14.5707 | 14.5174 | 14.5046 | 14.5467 | 6.5009 | 0 | 0
Swansea North 132 kV | West Cross | Primary Substation | 11 | Best View | Headroom (MW) | 5.8717 | 5.9459 | 6.0135 | 5.9876 | 5.9117 | 5.8356 | 5.7453 | 5.6278 | 5.5289 | 5.4388 | 5.381 | 5.3487 | 5.3578 | 5.3791 | 0 | 0 | 0
Swansea North 132 kV | West Cross | Primary Substation | 11 | Consumer Transformation | Headroom (MW) | 5.8717 | 5.8968 | 5.8949 | 5.7258 | 5.1503 | 4.7029 | 4.1955 | 3.7684 | 3.2451 | 2.639 | 2.107 | 0 | 0 | 0 | 0 | 0 | 0
Swansea North 132 kV | West Cross | Primary Substation | 11 | Falling Short | Headroom (MW) | 5.8717 | 5.9156 | 5.9668 | 5.9796 | 5.8801 | 5.8074 | 5.7166 | 5.5947 | 5.442 | 5.198 | 4.9732 | 4.7437 | 4.5173 | 4.3509 | 0 | 0 | 0
Swansea North 132 kV | West Cross | Primary Substation | 11 | Leading the Way | Headroom (MW) | 5.8717 | 5.7336 | 5.5802 | 5.2604 | 4.7615 | 4.3515 | 3.8908 | 3.3527 | 2.8527 | 2.4525 | 0.51153 | 0 | 0 | 0 | 0 | 0 | 0
Swansea North 132 kV | West Cross | Primary Substation | 11 | System Transformation | Headroom (MW) | 5.8717 | 5.9572 | 6.0092 | 6.0204 | 5.9979 | 5.9637 | 5.8729 | 5.7348 | 5.5591 | 5.4232 | 5.2823 | 5.1702 | 5.1421 | 5.25 | 0 | 0 | 0
Swansea North 132 kV | Westfa | Primary Substation | 11 | Best View | Headroom (MW) | 12.6926 | 12.5485 | 12.4357 | 12.3254 | 12.0003 | 11.7106 | 11.4984 | 11.1451 | 10.8571 | 10.4438 | 10.0516 | 9.7101 | 9.4153 | 7.624 | 0 | 0 | 0
Swansea North 132 kV | Westfa | Primary Substation | 11 | Consumer Transformation | Headroom (MW) | 12.6926 | 12.5031 | 12.3219 | 12.0491 | 11.399 | 10.8799 | 10.4163 | 9.8932 | 9.3732 | 7.8155 | 6.2851 | 5.3574 | 4.6198 | 3.129 | 0 | 0 | 0
Swansea North 132 kV | Westfa | Primary Substation | 11 | Falling Short | Headroom (MW) | 12.6926 | 12.5877 | 12.5355 | 12.4655 | 12.2739 | 12.1226 | 12.0057 | 11.8187 | 11.678 | 11.3722 | 11.083 | 10.8051 | 10.5386 | 10.3174 | 2.6144 | 0 | 0
Swansea North 132 kV | Westfa | Primary Substation | 11 | Leading the Way | Headroom (MW) | 12.6926 | 12.3361 | 12.0202 | 11.5825 | 10.945 | 10.3691 | 9.9194 | 9.3148 | 8.2396 | 6.9381 | 5.8602 | 5.2424 | 1.3924 | 0 | 0 | 0 | 0
Swansea North 132 kV | Westfa | Primary Substation | 11 | System Transformation | Headroom (MW) | 12.6926 | 12.5224 | 12.349 | 12.207 | 11.9426 | 11.7181 | 11.5644 | 11.2471 | 10.9706 | 10.724 | 10.4456 | 10.2449 | 9.8547 | 8.8135 | 0.068312 | 0 | 0
Swansea North 132 kV | Whitland | Primary Substation | 11 | Best View | Headroom (MW) | 0 | 0 | 0 | 0 | 0 | 0 | 0 | 0 | 0 | 0 | 0 | 0 | 0 | 0 | 0 | 0 | 0
Swansea North 132 kV | Whitland | Primary Substation | 11 | Consumer Transformation | Headroom (MW) | 0 | 0 | 0 | 0 | 0 | 0 | 0 | 0 | 0 | 0 | 0 | 0 | 0 | 0 | 0 | 0 | 0
Swansea North 132 kV | Whitland | Primary Substation | 11 | Falling Short | Headroom (MW) | 0 | 0 | 0 | 0 | 0 | 0 | 0 | 0 | 0 | 0 | 0 | 0 | 0 | 0 | 0 | 0 | 0
Swansea North 132 kV | Whitland | Primary Substation | 11 | Leading the Way | Headroom (MW) | 0 | 0 | 0 | 0 | 0 | 0 | 0 | 0 | 0 | 0 | 0 | 0 | 0 | 0 | 0 | 0 | 0
Swansea North 132 kV | Whitland | Primary Substation | 11 | System Transformation | Headroom (MW) | 0 | 0 | 0 | 0 | 0 | 0 | 0 | 0 | 0 | 0 | 0 | 0 | 0 | 0 | 0 | 0 | 0
Cardiff East & Aberthaw 132 kV | Wood Street | Primary Substation | 11 | Best View | Headroom (MW) | 0 | 0 | 0 | 0 | 0 | 0 | 0 | 0 | 0 | 0 | 0 | 0 | 0 | 0 | 0 | 0 | 0
Cardiff East & Aberthaw 132 kV | Wood Street | Primary Substation | 11 | Consumer Transformation | Headroom (MW) | 0 | 0 | 0 | 0 | 0 | 0 | 0 | 0 | 0 | 0 | 0 | 0 | 0 | 0 | 0 | 0 | 0
Cardiff East & Aberthaw 132 kV | Wood Street | Primary Substation | 11 | Falling Short | Headroom (MW) | 0 | 0 | 0 | 0 | 0 | 0 | 0 | 0 | 0 | 0 | 0 | 0 | 0 | 0 | 0 | 0 | 0
Cardiff East & Aberthaw 132 kV | Wood Street | Primary Substation | 11 | Leading the Way | Headroom (MW) | 0 | 0 | 0 | 0 | 0 | 0 | 0 | 0 | 0 | 0 | 0 | 0 | 0 | 0 | 0 | 0 | 0
Cardiff East & Aberthaw 132 kV | Wood Street | Primary Substation | 11 | System Transformation | Headroom (MW) | 0 | 0 | 0 | 0 | 0 | 0 | 0 | 0 | 0 | 0 | 0 | 0 | 0 | 0 | 0 | 0 | 0
Swansea North 132 kV | Ynys Street | Primary Substation | 11 | Best View | Headroom (MW) | 0 | 0 | 0 | 0 | 0 | 0 | 0 | 0 | 0 | 0 | 0 | 0 | 0 | 0 | 0 | 0 | 0
Swansea North 132 kV | Ynys Street | Primary Substation | 11 | Consumer Transformation | Headroom (MW) | 0 | 0 | 0 | 0 | 0 | 0 | 0 | 0 | 0 | 0 | 0 | 0 | 0 | 0 | 0 | 0 | 0
Swansea North 132 kV | Ynys Street | Primary Substation | 11 | Falling Short | Headroom (MW) | 0 | 0 | 0 | 0 | 0 | 0 | 0 | 0 | 0 | 0 | 0 | 0 | 0 | 0 | 0 | 0 | 0
Swansea North 132 kV | Ynys Street | Primary Substation | 11 | Leading the Way | Headroom (MW) | 0 | 0 | 0 | 0 | 0 | 0 | 0 | 0 | 0 | 0 | 0 | 0 | 0 | 0 | 0 | 0 | 0
Swansea North 132 kV | Ynys Street | Primary Substation | 11 | System Transformation | Headroom (MW) | 0 | 0 | 0 | 0 | 0 | 0 | 0 | 0 | 0 | 0 | 0 | 0 | 0 | 0 | 0 | 0 | 0
Swansea North 132 kV | Ynysfeio | Primary Substation | 11 | Best View | Headroom (MW) | 6.9757 | 6.7104 | 6.646 | 6.5323 | 6.377 | 6.2301 | 6.0674 | 5.9414 | 5.4556 | 5.2898 | 5.1085 | 4.9667 | 4.8479 | 4.7283 | 0 | 0 | 0
Swansea North 132 kV | Ynysfeio | Primary Substation | 11 | Consumer Transformation | Headroom (MW) | 6.9757 | 6.7043 | 6.627 | 6.4188 | 5.9083 | 5.4669 | 4.9681 | 4.5905 | 3.8353 | 3.1181 | 2.5832 | 0.41816 | 0 | 0 | 0 | 0 | 0
Swansea North 132 kV | Ynysfeio | Primary Substation | 11 | Falling Short | Headroom (MW) | 6.9757 | 6.773 | 6.7391 | 6.6757 | 6.539 | 6.4267 | 6.3033 | 6.1841 | 5.8808 | 5.591 | 5.2858 | 4.9993 | 4.712 | 4.4584 | 0 | 0 | 0
Swansea North 132 kV | Ynysfeio | Primary Substation | 11 | Leading the Way | Headroom (MW) | 6.9757 | 6.545 | 6.3112 | 5.9566 | 5.473 | 5.0265 | 4.563 | 4.1058 | 3.3428 | 2.8421 | 2.437 | 2.1545 | 0.14886 | 0 | 0 | 0 | 0
Swansea North 132 kV | Ynysfeio | Primary Substation | 11 | System Transformation | Headroom (MW) | 6.9757 | 6.7354 | 6.6564 | 6.5487 | 6.415 | 6.2507 | 6.0636 | 5.9017 | 5.387 | 5.1614 | 4.9225 | 4.7022 | 4.5572 | 4.555 | 0 | 0 | 0

## Generation Headroom
Associated GSP Group | Substation | Supply Level | Voltage Level (kV) | Scenario | Units | 2022 | 2023 | 2024 | 2025 | 2026 | 2027 | 2028 | 2029 | 2030 | 2031 | 2032 | 2033 | 2034 | 2035 | 2040 | 2045 | 2050
Swansea North 132 kV | Aberaeron | Primary Substation | 11 | Best View | Headroom (MW) | 8.2202 | 8.1915 | 8.1445 | 8.0595 | 7.9763 | 7.7549 | 7.4145 | 7.003 | 6.3262 | 0 | 0 | 0 | 0 | 0 | 0 | 0 | 0
Swansea North 132 kV | Aberaeron | Primary Substation | 11 | Consumer Transformation | Headroom (MW) | 8.2202 | 8.1924 | 8.1469 | 8.064 | 7.9861 | 7.7689 | 7.4394 | 7.0383 | 6.3726 | 0 | 0 | 0 | 0 | 0 | 0 | 0 | 0
Swansea North 132 kV | Aberaeron | Primary Substation | 11 | Falling Short | Headroom (MW) | 8.2202 | 8.2081 | 8.1919 | 8.1773 | 8.1593 | 8.1283 | 8.0803 | 7.984 | 7.8076 | 7.4677 | 7.0784 | 6.6478 | 5.8013 | 0 | 0 | 0 | 0
Swansea North 132 kV | Aberaeron | Primary Substation | 11 | Leading the Way | Headroom (MW) | 8.2202 | 8.1935 | 8.1495 | 8.0649 | 7.9863 | 7.8134 | 7.5393 | 7.3832 | 7.0092 | 6.5459 | 0 | 0 | 0 | 0 | 0 | 0 | 0
Swansea North 132 kV | Aberaeron | Primary Substation | 11 | System Transformation | Headroom (MW) | 8.2202 | 8.204 | 8.1795 | 8.146 | 8.1083 | 8.0368 | 7.9263 | 7.7177 | 7.2142 | 6.5808 | 0 | 0 | 0 | 0 | 0 | 0 | 0
Swansea North 132 kV | Abercrave | Primary Substation | 11 | Best View | Headroom (MW) | 4.506 | 4.4587 | 4.3802 | 3.1333 | 2.932 | 2.6091 | 2.2677 | 1.8899 | 0.56443 | 0.082167 | 0 | 0 | 0 | 0 | 0 | 0 | 0
Swansea North 132 kV | Abercrave | Primary Substation | 11 | Consumer Transformation | Headroom (MW) | 4.506 | 4.4572 | 4.3799 | 3.1439 | 2.9684 | 2.6322 | 1.7932 | 1.3391 | 0.84619 | 0.27312 | 0 | 0 | 0 | 0 | 0 | 0 | 0
Swansea North 132 kV | Abercrave | Primary Substation | 11 | Falling Short | Headroom (MW) | 4.506 | 4.4901 | 4.4666 | 4.4619 | 4.4276 | 4.3844 | 4.3437 | 3.1592 | 2.9991 | 2.7407 | 2.3937 | 2.0246 | 1.605 | 1.3109 | 0.2635 | 0 | 0
Swansea North 132 kV | Abercrave | Primary Substation | 11 | Leading the Way | Headroom (MW) | 4.506 | 4.4604 | 4.384 | 3.1419 | 2.9588 | 2.6737 | 2.3873 | 2.0933 | 0.85058 | 0.48293 | 0 | 0 | 0 | 0 | 0 | 0 | 0
Swansea North 132 kV | Abercrave | Primary Substation | 11 | System Transformation | Headroom (MW) | 4.506 | 4.4832 | 4.4527 | 4.4167 | 3.2398 | 3.1221 | 2.9952 | 2.7686 | 2.4313 | 1.5271 | 1.014 | 0.51205 | 0 | 0 | 0 | 0 | 0
Swansea North 132 kV | Aberdare | Primary Substation | 11 | Best View | Headroom (MW) | 16.3259 | 16.2409 | 16.0802 | 9.5504 | 8.948 | 8.4714 | 8.198 | 8.2089 | 3.1672 | 0.46107 | 0 | 0 | 0 | 0 | 0 | 0 | 0
Swansea North 132 kV | Aberdare | Primary Substation | 11 | Consumer Transformation | Headroom (MW) | 16.3259 | 16.2817 | 16.2016 | 9.8823 | 9.5228 | 9.1044 | 6.2308 | 6.2325 | 4.7483 | 1.5326 | 0 | 0 | 0 | 0 | 0 | 0 | 0
Swansea North 132 kV | Aberdare | Primary Substation | 11 | Falling Short | Headroom (MW) | 16.3259 | 16.341 | 16.3618 | 16.4982 | 16.469 | 16.4719 | 16.6128 | 10.6661 | 11.1553 | 11.9979 | 13.0445 | 11.3609 | 9.0063 | 7.356 | 4.1442 | 0.67819 | 0
Swansea North 132 kV | Aberdare | Primary Substation | 11 | Leading the Way | Headroom (MW) | 16.3259 | 16.2863 | 16.2093 | 9.8951 | 9.489 | 9.0245 | 8.6475 | 8.308 | 3.306 | 2.7099 | 0 | 0 | 0 | 0 | 0 | 0 | 0
Swansea North 132 kV | Aberdare | Primary Substation | 11 | System Transformation | Headroom (MW) | 16.3259 | 16.3265 | 16.3464 | 16.4214 | 10.0885 | 9.9503 | 10.0365 | 10.3746 | 11.3001 | 8.569 | 5.6899 | 2.8733 | 0 | 0 | 0 | 0 | 0
Rassau 132 kV | Abergavenny | Bulk Supply Point | 66 | Best View | Headroom (MW) | 56.6515 | 55.6916 | 54.6781 | 52.7006 | 50.2685 | 45.5897 | 40.3773 | 34.9626 | 25.6621 | 14.1708 | 0 | 0 | 0 | 0 | 0 | 0 | 0
Rassau 132 kV | Abergavenny | Bulk Supply Point | 66 | Consumer Transformation | Headroom (MW) | 56.6515 | 55.592 | 54.4787 | 52.1754 | 50.0617 | 44.0739 | 36.8207 | 27.7696 | 13.1395 | 0 | 0 | 0 | 0 | 0 | 0 | 0 | 0
Rassau 132 kV | Abergavenny | Bulk Supply Point | 66 | Falling Short | Headroom (MW) | 56.6515 | 56.1514 | 55.7084 | 55.3353 | 54.9266 | 54.2165 | 53.1805 | 51.217 | 47.5241 | 41.3803 | 33.311 | 24.6418 | 13.8253 | 5.853 | 0 | 0 | 0
Rassau 132 kV | Abergavenny | Bulk Supply Point | 66 | Leading the Way | Headroom (MW) | 56.6515 | 55.6003 | 54.5106 | 52.1347 | 48.9916 | 43.5671 | 37.7516 | 32.3044 | 23.2072 | 10.6797 | 0 | 0 | 0 | 0 | 0 | 0 | 0
Rassau 132 kV | Abergavenny | Bulk Supply Point | 66 | System Transformation | Headroom (MW) | 56.6515 | 55.9155 | 55.3514 | 54.4581 | 53.1845 | 51.0493 | 48.1124 | 43.0304 | 32.6829 | 18.6579 | 2.2344 | 0 | 0 | 0 | 0 | 0 | 0
Rassau 132 kV | Abergavenny Primary | Primary Substation | 11 | Best View | Headroom (MW) | 32.8913 | 32.6499 | 32.0719 | 30.9411 | 29.6707 | 28.1424 | 26.4632 | 24.4137 | 21.2806 | 17.4753 | 13.2643 | 9.0497 | 4.1621 | 0.49178 | 0 | 0 | 0
Rassau 132 kV | Abergavenny Primary | Primary Substation | 11 | Consumer Transformation | Headroom (MW) | 32.8913 | 32.5458 | 31.96 | 30.7881 | 29.7297 | 27.5253 | 25.0732 | 22.2985 | 18.424 | 13.8101 | 8.7352 | 3.3905 | 0 | 0 | 0 | 0 | 0
Rassau 132 kV | Abergavenny Primary | Primary Substation | 11 | Falling Short | Headroom (MW) | 32.8913 | 32.8359 | 32.6765 | 32.4973 | 32.2924 | 32.0588 | 31.7428 | 31.1947 | 30.2336 | 28.7661 | 26.9213 | 24.9191 | 22.4513 | 20.6674 | 17.6802 | 12.8444 | 7.05
Rassau 132 kV | Abergavenny Primary | Primary Substation | 11 | Leading the Way | Headroom (MW) | 32.8913 | 32.5616 | 31.9853 | 30.7616 | 29.0994 | 26.9103 | 24.6819 | 22.7208 | 20.0296 | 17.1324 | 13.1958 | 8.3821 | 2.4278 | 0 | 0 | 0 | 0
Rassau 132 kV | Abergavenny Primary | Primary Substation | 11 | System Transformation | Headroom (MW) | 32.8913 | 32.8132 | 32.5077 | 32.0431 | 31.358 | 30.497 | 29.4728 | 27.9963 | 25.4183 | 22.1789 | 18.5071 | 14.8206 | 10.4563 | 7.2833 | 0 | 0 | 0
Swansea North 132 kV | Aberpergwm | Primary Substation | 11 | Best View | Headroom (MW) | 5.7337 | 5.6945 | 5.6681 | 4.5131 | 4.2284 | 4.0032 | 3.874 | 3.8792 | 1.4941 | 0.21751 | 0 | 0 | 0 | 0 | 0 | 0 | 0
Swansea North 132 kV | Aberpergwm | Primary Substation | 11 | Consumer Transformation | Headroom (MW) | 5.7337 | 5.6383 | 5.5252 | 4.6699 | 4.5 | 4.3023 | 2.9444 | 2.9452 | 2.24 | 0.723 | 0 | 0 | 0 | 0 | 0 | 0 | 0
Swansea North 132 kV | Aberpergwm | Primary Substation | 11 | Falling Short | Headroom (MW) | 5.7337 | 5.6824 | 5.6334 | 5.5295 | 5.4898 | 5.4165 | 5.263 | 5.0403 | 5.2715 | 5.6697 | 5.2183 | 4.1589 | 2.7761 | 1.8601 | 0.29401 | 0 | 0
Swansea North 132 kV | Aberpergwm | Primary Substation | 11 | Leading the Way | Headroom (MW) | 5.7337 | 5.6402 | 5.5292 | 4.676 | 4.4841 | 4.2645 | 4.0864 | 3.926 | 1.5622 | 1.2784 | 0 | 0 | 0 | 0 | 0 | 0 | 0
Swansea North 132 kV | Aberpergwm | Primary Substation | 11 | System Transformation | Headroom (MW) | 5.7337 | 5.6704 | 5.5935 | 5.4517 | 4.7673 | 4.702 | 4.7428 | 4.9025 | 5.3399 | 4.0424 | 2.6842 | 1.3555 | 0 | 0 | 0 | 0 | 0
Rassau 132 kV | Abersychan | Primary Substation | 11 | Best View | Headroom (MW) | 13.2262 | 13.1244 | 12.9734 | 12.6429 | 12.31 | 11.8991 | 11.4716 | 11.0069 | 10.4121 | 9.786 | 0 | 0 | 0 | 0 | 0 | 0 | 0
Rassau 132 kV | Abersychan | Primary Substation | 11 | Consumer Transformation | Headroom (MW) | 13.2262 | 13.1275 | 12.9805 | 12.6792 | 12.3948 | 12.0178 | 11.6122 | 11.1065 | 10.4484 | 0 | 0 | 0 | 0 | 0 | 0 | 0 | 0
Rassau 132 kV | Abersychan | Primary Substation | 11 | Falling Short | Headroom (MW) | 13.2262 | 13.1942 | 13.1495 | 13.101 | 13.0456 | 12.9745 | 12.8867 | 12.7651 | 12.5791 | 12.3192 | 11.9965 | 11.657 | 11.2655 | 7.3933 | 0 | 0 | 0
Rassau 132 kV | Abersychan | Primary Substation | 11 | Leading the Way | Headroom (MW) | 13.2262 | 13.1249 | 12.9778 | 12.6602 | 12.3574 | 11.9742 | 11.5854 | 11.1644 | 10.6528 | 10.117 | 0 | 0 | 0 | 0 | 0 | 0 | 0
Rassau 132 kV | Abersychan | Primary Substation | 11 | System Transformation | Headroom (MW) | 13.2262 | 13.1719 | 13.0965 | 12.9779 | 12.8402 | 12.6601 | 12.4521 | 12.1607 | 11.7038 | 11.1293 | 2.5453 | 0 | 0 | 0 | 0 | 0 | 0
Rassau 132 kV | Abertillery | Primary Substation | 11 | Best View | Headroom (MW) | 13.5028 | 13.4478 | 13.3568 | 13.1774 | 12.9829 | 12.6929 | 12.385 | 12.0037 | 11.4714 | 10.7612 | 10.1311 | 6.5518 | 0 | 0 | 0 | 0 | 0
Rassau 132 kV | Abertillery | Primary Substation | 11 | Consumer Transformation | Headroom (MW) | 13.5028 | 13.4142 | 13.2734 | 12.9825 | 12.6968 | 12.3345 | 11.9619 | 11.508 | 8.5637 | 2.2683 | 0 | 0 | 0 | 0 | 0 | 0 | 0
Rassau 132 kV | Abertillery | Primary Substation | 11 | Falling Short | Headroom (MW) | 13.5028 | 13.4718 | 13.4268 | 13.3771 | 13.3207 | 13.2469 | 13.1687 | 13.0505 | 12.8739 | 12.6417 | 12.3374 | 12.0239 | 11.6414 | 11.3772 | 10.8313 | 10.3483 | 8.7078
Rassau 132 kV | Abertillery | Primary Substation | 11 | Leading the Way | Headroom (MW) | 13.5028 | 13.4126 | 13.2716 | 12.9649 | 12.6582 | 12.2881 | 11.934 | 11.5738 | 10.8988 | 10.593 | 7.8241 | 0.91411 | 0 | 0 | 0 | 0 | 0
Rassau 132 kV | Abertillery | Primary Substation | 11 | System Transformation | Headroom (MW) | 13.5028 | 13.4524 | 13.3789 | 13.2632 | 13.1241 | 12.9472 | 12.7632 | 12.5008 | 12.1046 | 11.6415 | 10.8952 | 10.5048 | 9.4866 | 5.7477 | 0 | 0 | 0
Upper Boat 132 kV | Abertysswg | Primary Substation | 11 | Best View | Headroom (MW) | 14.5896 | 14.5298 | 14.435 | 14.2514 | 14.1013 | 13.939 | 13.7491 | 13.4137 | 13.0181 | 12.5038 | 11.925 | 11.3474 | 10.6757 | 10.1494 | 8.5748 | 0 | 0
Upper Boat 132 kV | Abertysswg | Primary Substation | 11 | Consumer Transformation | Headroom (MW) | 14.5896 | 14.4951 | 14.3501 | 14.0676 | 13.8246 | 13.4508 | 13.0249 | 12.3808 | 11.6035 | 10.6729 | 9.6854 | 8.6674 | 7.5539 | 6.5992 | 0 | 0 | 0
Upper Boat 132 kV | Abertysswg | Primary Substation | 11 | Falling Short | Headroom (MW) | 14.5896 | 14.553 | 14.4994 | 14.4443 | 14.4033 | 14.3632 | 14.3017 | 14.1715 | 13.9772 | 13.6641 | 13.27 | 12.8571 | 12.3642 | 12.0145 | 11.365 | 10.5559 | 9.4914
Upper Boat 132 kV | Abertysswg | Primary Substation | 11 | Leading the Way | Headroom (MW) | 14.5896 | 14.4947 | 14.3519 | 14.0573 | 13.8127 | 13.4798 | 13.1226 | 12.5898 | 11.9328 | 11.266 | 10.4354 | 9.5261 | 8.4363 | 7.4044 | 0 | 0 | 0
Upper Boat 132 kV | Abertysswg | Primary Substation | 11 | System Transformation | Headroom (MW) | 14.5896 | 14.5328 | 14.4527 | 14.3333 | 14.2232 | 14.0928 | 13.9271 | 13.5904 | 13.1037 | 12.4674 | 11.7744 | 11.0992 | 10.3441 | 9.8212 | 8.0691 | 5.4376 | 0
Cardiff East & Aberthaw 132 kV | Ashgrove | Primary Substation | 11 | Best View | Headroom (MW) | 14.1129 | 14.0534 | 13.9654 | 13.7305 | 13.5051 | 13.2408 | 12.966 | 12.6748 | 12.3916 | 12.1345 | 11.8763 | 11.6227 | 11.4193 | 11.1131 | 10.2932 | 8.9705 | 6.6013
Cardiff East & Aberthaw 132 kV | Ashgrove | Primary Substation | 11 | Consumer Transformation | Headroom (MW) | 14.1129 | 13.9922 | 13.8172 | 13.4184 | 13.0695 | 12.6983 | 12.333 | 11.9429 | 11.6013 | 11.2959 | 10.9095 | 10.5457 | 10.239 | 9.9221 | 7.9258 | 5.3898 | 2.4419
Cardiff East & Aberthaw 132 kV | Ashgrove | Primary Substation | 11 | Falling Short | Headroom (MW) | 14.1129 | 14.0829 | 14.0441 | 13.9892 | 13.9343 | 13.874 | 13.8114 | 13.7491 | 13.6807 | 13.6155 | 13.5604 | 13.5133 | 13.4833 | 13.4657 | 13.5652 | 13.5314 | 13.1663
Cardiff East & Aberthaw 132 kV | Ashgrove | Primary Substation | 11 | Leading the Way | Headroom (MW) | 14.1129 | 13.99 | 13.8163 | 13.3862 | 13.014 | 12.613 | 12.2072 | 11.8032 | 11.436 | 11.037 | 10.6968 | 10.3455 | 10.0318 | 9.6987 | 7.5076 | 4.7306 | 0
Cardiff East & Aberthaw 132 kV | Ashgrove | Primary Substation | 11 | System Transformation | Headroom (MW) | 14.1129 | 14.0517 | 13.9732 | 13.8215 | 13.6568 | 13.4629 | 13.2683 | 13.0722 | 12.8914 | 12.717 | 12.5546 | 12.409 | 12.2914 | 12.1938 | 11.4853 | 10.426 | 8.9701
Cardiff East & Aberthaw 132 kV | Barry Grid | Bulk Supply Point | 33 | Best View | Headroom (MW) | 49.1886 | 48.2737 | 47.4446 | 46.2587 | 43.4212 | 41.8004 | 40.0566 | 37.8961 | 35.0332 | 31.66 | 27.9002 | 24.1044 | 19.8495 | 12.5064 | 0 | 0 | 0
Cardiff East & Aberthaw 132 kV | Barry Grid | Bulk Supply Point | 33 | Consumer Transformation | Headroom (MW) | 49.1886 | 48.0365 | 47.3712 | 46.0553 | 43.1754 | 41.4889 | 39.7091 | 37.4551 | 34.6295 | 31.2912 | 27.581 | 23.6633 | 19.3654 | 10.9039 | 0 | 0 | 0
Cardiff East & Aberthaw 132 kV | Barry Grid | Bulk Supply Point | 33 | Falling Short | Headroom (MW) | 49.1886 | 48.544 | 48.1086 | 47.881 | 47.6416 | 47.4115 | 47.1858 | 46.7639 | 46.0766 | 45.0446 | 43.7498 | 42.3918 | 40.7423 | 39.5906 | 37.8036 | 35.2074 | 31.3676
Cardiff East & Aberthaw 132 kV | Barry Grid | Bulk Supply Point | 33 | Leading the Way | Headroom (MW) | 49.1886 | 48.0354 | 47.376 | 45.9851 | 44.5707 | 43.0019 | 41.4922 | 37.5367 | 35.4405 | 33.2146 | 30.2746 | 26.8051 | 22.6354 | 16.8944 | 0 | 0 | 0
Cardiff East & Aberthaw 132 kV | Barry Grid | Bulk Supply Point | 33 | System Transformation | Headroom (MW) | 49.1886 | 48.2325 | 47.8869 | 47.3377 | 46.6578 | 45.933 | 45.1968 | 44.0467 | 42.2999 | 40.0989 | 37.5894 | 35.1581 | 32.3491 | 30.3808 | 24.041 | 5.058 | 0
Cardiff East & Aberthaw 132 kV | Barry Grid Primary | Primary Substation | 11 | Best View | Headroom (MW) | 21.9422 | 21.8143 | 21.6304 | 21.2654 | 20.9273 | 20.4324 | 19.8791 | 19.2392 | 18.4324 | 17.4657 | 16.4394 | 15.4029 | 14.2464 | 12.4593 | 0 | 0 | 0
Cardiff East & Aberthaw 132 kV | Barry Grid Primary | Primary Substation | 11 | Consumer Transformation | Headroom (MW) | 21.9422 | 21.8141 | 21.624 | 21.2552 | 20.936 | 20.4575 | 19.9327 | 19.3026 | 18.5306 | 17.6128 | 16.6473 | 15.6113 | 14.4835 | 10.8629 | 0 | 0 | 0
Cardiff East & Aberthaw 132 kV | Barry Grid Primary | Primary Substation | 11 | Falling Short | Headroom (MW) | 21.9422 | 21.8971 | 21.8284 | 21.7545 | 21.6902 | 21.5972 | 21.49 | 21.3507 | 21.1424 | 20.8456 | 20.4815 | 20.1025 | 19.6407 | 19.3222 | 18.8551 | 18.2468 | 17.2002
Cardiff East & Aberthaw 132 kV | Barry Grid Primary | Primary Substation | 11 | Leading the Way | Headroom (MW) | 21.9422 | 21.8145 | 21.6265 | 21.2371 | 20.9061 | 20.453 | 19.9972 | 19.5488 | 18.9834 | 18.3917 | 17.5908 | 16.6905 | 15.5956 | 14.5563 | 0 | 0 | 0
Cardiff East & Aberthaw 132 kV | Barry Grid Primary | Primary Substation | 11 | System Transformation | Headroom (MW) | 21.9422 | 21.8719 | 21.7696 | 21.6151 | 21.4597 | 21.242 | 20.9953 | 20.6663 | 20.1859 | 19.5992 | 18.9498 | 18.3326 | 17.5888 | 17.1174 | 15.5701 | 5.039 | 0
Cardiff East & Aberthaw 132 kV | Birchgrove | Primary Substation | 11 | Best View | Headroom (MW) | 31.3453 | 31.2521 | 31.1059 | 30.7677 | 30.4483 | 30.0729 | 29.685 | 29.2783 | 28.8291 | 28.3677 | 27.8793 | 27.388 | 26.8859 | 26.5633 | 25.0548 | 23.0658 | 19.6998
Cardiff East & Aberthaw 132 kV | Birchgrove | Primary Substation | 11 | Consumer Transformation | Headroom (MW) | 31.3453 | 31.1617 | 30.8875 | 30.3083 | 29.8122 | 29.2023 | 28.5725 | 27.8657 | 27.1626 | 26.1436 | 25.5683 | 24.7512 | 23.9213 | 23.2731 | 19.756 | 15.6357 | 10.0876
Cardiff East & Aberthaw 132 kV | Birchgrove | Primary Substation | 11 | Falling Short | Headroom (MW) | 31.3453 | 31.2947 | 31.2146 | 31.1193 | 31.0244 | 30.9168 | 30.7998 | 30.676 | 30.5049 | 30.2872 | 30.0431 | 29.8039 | 29.5284 | 29.3629 | 29.374 | 29.2455 | 28.8134
Cardiff East & Aberthaw 132 kV | Birchgrove | Primary Substation | 11 | Leading the Way | Headroom (MW) | 31.3453 | 31.1597 | 30.8837 | 30.261 | 29.7381 | 29.1294 | 28.5221 | 27.9433 | 27.3465 | 26.7455 | 25.946 | 25.2632 | 24.4665 | 23.7531 | 19.9897 | 15.2691 | 0
Cardiff East & Aberthaw 132 kV | Birchgrove | Primary Substation | 11 | System Transformation | Headroom (MW) | 31.3453 | 31.2505 | 31.1135 | 30.882 | 30.6377 | 30.3438 | 30.0393 | 29.6971 | 29.3186 | 28.9074 | 28.4962 | 28.1145 | 27.7159 | 27.4779 | 26.1254 | 24.7683 | 22.3053
Swansea North 132 kV | Bishopston | Primary Substation | 11 | Best View | Headroom (MW) | 6.5287 | 6.509 | 6.4916 | 6.4521 | 6.4129 | 6.3668 | 6.3202 | 6.2745 | 6.2252 | 6.1785 | 6.1316 | 6.085 | 6.0443 | 6.0035 | 5.8192 | 5.5479 | 5.0468
Swansea North 132 kV | Bishopston | Primary Substation | 11 | Consumer Transformation | Headroom (MW) | 6.5287 | 6.4983 | 6.4655 | 6.3957 | 6.3342 | 6.2706 | 6.2019 | 6.128 | 6.0613 | 5.9985 | 5.9396 | 5.8723 | 5.8157 | 5.7574 | 5.3548 | 4.8269 | 1.9032
Swansea North 132 kV | Bishopston | Primary Substation | 11 | Falling Short | Headroom (MW) | 6.5287 | 6.5147 | 6.5073 | 6.4995 | 6.4888 | 6.4772 | 6.4657 | 6.4558 | 6.4448 | 6.4347 | 6.4267 | 6.4206 | 6.4171 | 6.4163 | 6.4434 | 6.4503 | 6.3907
Swansea North 132 kV | Bishopston | Primary Substation | 11 | Leading the Way | Headroom (MW) | 6.5287 | 6.4977 | 6.4645 | 6.3903 | 6.3265 | 6.2582 | 6.1817 | 6.109 | 6.0404 | 5.9755 | 5.912 | 5.8494 | 5.788 | 5.7218 | 5.2689 | 4.6801 | 0
Swansea North 132 kV | Bishopston | Primary Substation | 11 | System Transformation | Headroom (MW) | 6.5287 | 6.5093 | 6.4941 | 6.4683 | 6.4397 | 6.4064 | 6.3737 | 6.3432 | 6.3148 | 6.2899 | 6.2685 | 6.2503 | 6.2336 | 6.2213 | 6.0992 | 5.8915 | 5.5799
Rassau 132 kV | Blaenavon | Primary Substation | 11 | Best View | Headroom (MW) | 12.8194 | 12.6686 | 12.6041 | 12.4727 | 12.3544 | 12.2279 | 12.0831 | 11.971 | 11.8451 | 11.7558 | 0 | 0 | 0 | 0 | 0 | 0 | 0
Rassau 132 kV | Blaenavon | Primary Substation | 11 | Consumer Transformation | Headroom (MW) | 12.8194 | 12.6691 | 12.6061 | 12.4865 | 12.3868 | 12.2682 | 12.1478 | 12.0646 | 11.9647 | 0 | 0 | 0 | 0 | 0 | 0 | 0 | 0
Rassau 132 kV | Blaenavon | Primary Substation | 11 | Falling Short | Headroom (MW) | 12.8194 | 12.8017 | 12.6656 | 12.639 | 12.6187 | 12.5847 | 12.5462 | 12.5379 | 12.5124 | 12.5038 | 12.4991 | 12.5 | 12.508 | 7.368 | 0 | 0 | 0
Rassau 132 kV | Blaenavon | Primary Substation | 11 | Leading the Way | Headroom (MW) | 12.8194 | 12.6689 | 12.6057 | 12.4791 | 12.3716 | 12.2545 | 12.1213 | 12.0249 | 11.9154 | 10.7205 | 0 | 0 | 0 | 0 | 0 | 0 | 0
Rassau 132 kV | Blaenavon | Primary Substation | 11 | System Transformation | Headroom (MW) | 12.8194 | 12.6842 | 12.6475 | 12.5942 | 12.5471 | 12.4794 | 12.4067 | 12.3843 | 12.3231 | 12.2902 | 2.5366 | 0 | 0 | 0 | 0 | 0 | 0
Swansea North 132 kV | Blaenporth | Primary Substation | 11 | Best View | Headroom (MW) | 5.6762 | 5.6407 | 5.5814 | 5.5051 | 5.3697 | 5.1305 | 4.8749 | 4.6009 | 4.3304 | 0 | 0 | 0 | 0 | 0 | 0 | 0 | 0
Swansea North 132 kV | Blaenporth | Primary Substation | 11 | Consumer Transformation | Headroom (MW) | 5.6762 | 5.6411 | 5.5828 | 5.5114 | 5.3899 | 5.163 | 4.9209 | 4.6616 | 4.4134 | 0 | 0 | 0 | 0 | 0 | 0 | 0 | 0
Swansea North 132 kV | Blaenporth | Primary Substation | 11 | Falling Short | Headroom (MW) | 5.6762 | 5.665 | 5.6474 | 5.6726 | 5.6528 | 5.6271 | 5.599 | 5.5697 | 5.5314 | 5.5005 | 5.4612 | 5.4206 | 5.3904 | 0 | 0 | 0 | 0
Swansea North 132 kV | Blaenporth | Primary Substation | 11 | Leading the Way | Headroom (MW) | 5.6762 | 5.6422 | 5.586 | 5.5169 | 5.391 | 5.1965 | 4.9989 | 4.7932 | 4.5173 | 4.3234 | 0 | 0 | 0 | 0 | 0 | 0 | 0
Swansea North 132 kV | Blaenporth | Primary Substation | 11 | System Transformation | Headroom (MW) | 5.6762 | 5.657 | 5.6275 | 5.6294 | 5.5732 | 5.5046 | 5.4391 | 5.3638 | 5.2729 | 5.2103 | 0 | 0 | 0 | 0 | 0 | 0 | 0
Cardiff East & Aberthaw 132 kV | Boverton | Primary Substation | 11 | Best View | Headroom (MW) | 17.5888 | 17.4774 | 17.3386 | 17.0947 | 16.6891 | 16.4032 | 16.0943 | 15.6982 | 15.1863 | 14.5154 | 13.6981 | 12.8477 | 9.4744 | 5.5119 | 0 | 0 | 0
Cardiff East & Aberthaw 132 kV | Boverton | Primary Substation | 11 | Consumer Transformation | Headroom (MW) | 17.5888 | 17.4752 | 17.3184 | 17.0351 | 16.647 | 16.3058 | 15.981 | 15.5605 | 15.0427 | 14.3692 | 13.5552 | 12.6732 | 8.9103 | 4.8056 | 0 | 0 | 0
Cardiff East & Aberthaw 132 kV | Boverton | Primary Substation | 11 | Falling Short | Headroom (MW) | 17.5888 | 17.5346 | 17.4946 | 17.4487 | 17.3968 | 17.3481 | 17.3594 | 17.3244 | 17.2426 | 17.0797 | 16.8677 | 16.5245 | 16.1896 | 15.9645 | 15.5899 | 15.005 | 14.2308
Cardiff East & Aberthaw 132 kV | Boverton | Primary Substation | 11 | Leading the Way | Headroom (MW) | 17.5888 | 17.4723 | 17.317 | 17.0172 | 16.6009 | 16.271 | 16.0191 | 15.7469 | 15.3743 | 14.9486 | 14.3056 | 13.5278 | 11.9143 | 7.4458 | 0 | 0 | 0
Cardiff East & Aberthaw 132 kV | Boverton | Primary Substation | 11 | System Transformation | Headroom (MW) | 17.5888 | 17.5185 | 17.4371 | 17.3316 | 17.1722 | 17.0221 | 16.9422 | 16.6875 | 16.4971 | 16.1266 | 15.6231 | 15.1063 | 14.5028 | 14.0942 | 12.7024 | 2.2292 | 0
Pembroke 132 kV | Brawdy | Primary Substation | 11 | Best View | Headroom (MW) | 11.1018 | 11.0659 | 10.9962 | 10.83 | 10.6625 | 10.459 | 10.2451 | 9.8642 | 8.7712 | 8.3644 | 1.4637 | 0.46373 | 0 | 0 | 0 | 0 | 0
Pembroke 132 kV | Brawdy | Primary Substation | 11 | Consumer Transformation | Headroom (MW) | 11.1018 | 11.0646 | 10.9958 | 10.8409 | 10.6952 | 10.496 | 10.2878 | 9.8348 | 8.9812 | 8.7476 | 2.0734 | 0 | 0 | 0 | 0 | 0 | 0
Pembroke 132 kV | Brawdy | Primary Substation | 11 | Falling Short | Headroom (MW) | 11.1018 | 11.0886 | 11.0709 | 11.0508 | 11.0234 | 10.9911 | 10.9543 | 10.9193 | 10.8775 | 10.8342 | 10.7903 | 10.7512 | 10.7181 | 10.6903 | 10.5936 | 10.4971 | 10.307
Pembroke 132 kV | Brawdy | Primary Substation | 11 | Leading the Way | Headroom (MW) | 11.1018 | 11.0659 | 10.9984 | 10.8384 | 10.685 | 10.4939 | 10.2962 | 10.0975 | 9.2409 | 9.0046 | 2.289 | 1.7704 | 0 | 0 | 0 | 0 | 0
Pembroke 132 kV | Brawdy | Primary Substation | 11 | System Transformation | Headroom (MW) | 11.1018 | 11.081 | 11.0467 | 10.9874 | 10.9187 | 10.838 | 10.7554 | 10.67 | 10.5813 | 10.4951 | 10.4131 | 10.3345 | 10.2601 | 10.1955 | 0 | 0 | 0
Rassau 132 kV | Brecon | Primary Substation | 11 | Best View | Headroom (MW) | 18.2445 | 18.1345 | 17.9156 | 17.5961 | 17.2761 | 16.6166 | 15.8602 | 15.0922 | 13.7359 | 12.1259 | 0 | 0 | 0 | 0 | 0 | 0 | 0
Rassau 132 kV | Brecon | Primary Substation | 11 | Consumer Transformation | Headroom (MW) | 18.2445 | 18.0632 | 17.8758 | 17.493 | 17.1415 | 16.3443 | 15.3501 | 14.0245 | 11.8407 | 0 | 0 | 0 | 0 | 0 | 0 | 0 | 0
Rassau 132 kV | Brecon | Primary Substation | 11 | Falling Short | Headroom (MW) | 18.2445 | 18.205 | 18.0838 | 18.0233 | 17.9476 | 17.8347 | 17.6719 | 17.3599 | 16.7825 | 15.8175 | 14.5938 | 13.2799 | 11.6541 | 6.0236 | 0 | 0 | 0
Rassau 132 kV | Brecon | Primary Substation | 11 | Leading the Way | Headroom (MW) | 18.2445 | 18.0657 | 17.8824 | 17.4893 | 17.1265 | 16.4398 | 15.6837 | 14.9122 | 13.5534 | 10.7616 | 0 | 0 | 0 | 0 | 0 | 0 | 0
Rassau 132 kV | Brecon | Primary Substation | 11 | System Transformation | Headroom (MW) | 18.2445 | 18.116 | 18.0198 | 17.8706 | 17.7016 | 17.4229 | 17.0235 | 16.2661 | 14.683 | 12.5536 | 2.2995 | 0 | 0 | 0 | 0 | 0 | 0
Swansea North 132 kV | Bridell | Primary Substation | 11 | Best View | Headroom (MW) | 2.9937 | 3.0924 | 3.0325 | 2.9503 | 2.8218 | 2.6059 | 2.3773 | 2.1292 | 1.8865 | 0 | 0 | 0 | 0 | 0 | 0 | 0 | 0
Swansea North 132 kV | Bridell | Primary Substation | 11 | Consumer Transformation | Headroom (MW) | 2.9937 | 3.0844 | 3.0235 | 2.9445 | 2.8324 | 2.6177 | 2.3877 | 2.1331 | 1.9327 | 0 | 0 | 0 | 0 | 0 | 0 | 0 | 0
Swansea North 132 kV | Bridell | Primary Substation | 11 | Falling Short | Headroom (MW) | 2.9937 | 3.0815 | 3.0658 | 3.0863 | 3.0692 | 3.047 | 3.0258 | 3.0024 | 2.9839 | 2.945 | 2.9048 | 2.8674 | 2.8363 | 0 | 0 | 0 | 0
Swansea North 132 kV | Bridell | Primary Substation | 11 | Leading the Way | Headroom (MW) | 2.9937 | 3.0929 | 3.0348 | 2.9567 | 2.8388 | 2.6533 | 2.4629 | 2.2641 | 2.0404 | 0.97609 | 0 | 0 | 0 | 0 | 0 | 0 | 0
Swansea North 132 kV | Bridell | Primary Substation | 11 | System Transformation | Headroom (MW) | 2.9937 | 3.1034 | 3.0765 | 3.0732 | 3.0239 | 2.9676 | 2.9154 | 2.8415 | 2.7864 | 2.7057 | 0 | 0 | 0 | 0 | 0 | 0 | 0
Pyle 132 kV | Bridgend Grid | Bulk Supply Point | 33 | Best View | Headroom (MW) | 41.9986 | 41.6695 | 41.204 | 40.287 | 39.359 | 38.8644 | 38.1805 | 37.5145 | 36.662 | 35.6681 | 34.1241 | 32.5238 | 30.8739 | 29.4944 | 23.5266 | 14.8214 | 3.798
Pyle 132 kV | Bridgend Grid | Bulk Supply Point | 33 | Consumer Transformation | Headroom (MW) | 41.9986 | 41.6164 | 40.3936 | 39.299 | 38.2628 | 37.1506 | 36.0432 | 34.8561 | 33.4828 | 31.8543 | 29.6285 | 27.2314 | 24.7175 | 22.4036 | 11.119 | 0 | 0
Pyle 132 kV | Bridgend Grid | Bulk Supply Point | 33 | Falling Short | Headroom (MW) | 41.9986 | 41.8429 | 41.646 | 41.4737 | 41.2697 | 41.2361 | 41.1859 | 41.0871 | 40.8971 | 40.5729 | 39.9405 | 39.2671 | 38.4515 | 37.9152 | 36.709 | 34.5374 | 31.566
Pyle 132 kV | Bridgend Grid | Bulk Supply Point | 33 | Leading the Way | Headroom (MW) | 41.9986 | 40.9301 | 40.3937 | 39.2499 | 38.1394 | 37.1627 | 36.174 | 35.2441 | 34.0813 | 32.9045 | 30.9943 | 28.805 | 26.342 | 23.8925 | 11.5762 | 0 | 0
Pyle 132 kV | Bridgend Grid | Bulk Supply Point | 33 | System Transformation | Headroom (MW) | 41.9986 | 41.7478 | 40.7851 | 40.3441 | 39.8352 | 39.4408 | 39.0737 | 38.6584 | 37.9798 | 37.0857 | 35.6278 | 34.2055 | 32.5752 | 31.4131 | 26.2411 | 19.3435 | 10.8142
Pyle 132 kV | Bridgend Trading Estate | Primary Substation | 11 | Best View | Headroom (MW) | 20.7699 | 20.6767 | 20.5209 | 20.3017 | 20.0861 | 20.2466 | 20.4048 | 20.6041 | 20.796 | 20.9487 | 20.8059 | 20.6426 | 20.5261 | 20.3944 | 19.4057 | 14.7933 | 3.7907
Pyle 132 kV | Bridgend Trading Estate | Primary Substation | 11 | Consumer Transformation | Headroom (MW) | 20.7699 | 20.6219 | 20.4686 | 20.1477 | 19.8522 | 19.7728 | 19.8016 | 19.8928 | 20.0773 | 20.1772 | 19.9664 | 19.711 | 19.4702 | 19.1661 | 11.0979 | 0 | 0
Pyle 132 kV | Bridgend Trading Estate | Primary Substation | 11 | Falling Short | Headroom (MW) | 20.7699 | 20.7243 | 20.6305 | 20.5819 | 20.5183 | 20.6968 | 20.8926 | 21.0705 | 21.3034 | 21.5541 | 21.6754 | 21.8034 | 21.9484 | 22.0888 | 22.0647 | 21.5564 | 20.9584
Pyle 132 kV | Bridgend Trading Estate | Primary Substation | 11 | Leading the Way | Headroom (MW) | 20.7699 | 20.6216 | 20.4673 | 20.1327 | 19.7994 | 19.8028 | 19.8131 | 19.8685 | 19.9214 | 19.9645 | 19.714 | 19.437 | 19.1972 | 18.9248 | 11.5543 | 0 | 0
Pyle 132 kV | Bridgend Trading Estate | Primary Substation | 11 | System Transformation | Headroom (MW) | 20.7699 | 20.6569 | 20.5746 | 20.447 | 20.3011 | 20.3849 | 20.5703 | 20.8297 | 21.1638 | 21.4342 | 21.4093 | 21.3749 | 21.326 | 21.2461 | 20.133 | 18.6588 | 10.7937
Swansea North 132 kV | Britton Ferry Primary | Primary Substation | 11 | Best View | Headroom (MW) | 18.8723 | 18.6943 | 18.6461 | 18.5603 | 18.4664 | 18.3 | 18.1061 | 17.868 | 17.6102 | 17.3608 | 16.9125 | 16.5676 | 16.1739 | 13.8159 | 2.045 | 0 | 0
Swansea North 132 kV | Britton Ferry Primary | Primary Substation | 11 | Consumer Transformation | Headroom (MW) | 18.8723 | 18.6732 | 18.5951 | 18.4425 | 18.2975 | 18.0851 | 17.8488 | 17.5685 | 17.3581 | 16.8917 | 16.5297 | 16.1386 | 12.642 | 9.1174 | 0 | 0 | 0
Swansea North 132 kV | Britton Ferry Primary | Primary Substation | 11 | Falling Short | Headroom (MW) | 18.8723 | 18.705 | 18.6783 | 18.6473 | 18.6166 | 18.5789 | 18.5323 | 18.4674 | 18.3643 | 18.2124 | 18.0248 | 17.8286 | 17.5956 | 17.453 | 17.1337 | 16.9504 | 16.587
Swansea North 132 kV | Britton Ferry Primary | Primary Substation | 11 | Leading the Way | Headroom (MW) | 18.8723 | 18.6727 | 18.5947 | 18.4328 | 18.2811 | 18.0866 | 17.8817 | 17.6739 | 17.4664 | 17.1311 | 16.8915 | 16.5569 | 16.1546 | 12.6303 | 0 | 0 | 0
Swansea North 132 kV | Britton Ferry Primary | Primary Substation | 11 | System Transformation | Headroom (MW) | 18.8723 | 18.6958 | 18.6544 | 18.5922 | 18.52 | 18.4254 | 18.315 | 18.1588 | 17.9644 | 17.729 | 17.4789 | 17.1315 | 16.8926 | 16.7442 | 16.2197 | 7.08 | 0
Cardiff East & Aberthaw 132 kV | Broad St.Barry | Primary Substation | 11 | Best View | Headroom (MW) | 18.0424 | 17.8983 | 17.5205 | 17.1242 | 16.7216 | 16.3574 | 16.0025 | 15.6043 | 15.2225 | 14.8567 | 14.5107 | 14.1814 | 13.8934 | 12.4508 | 0 | 0 | 0
Cardiff East & Aberthaw 132 kV | Broad St.Barry | Primary Substation | 11 | Consumer Transformation | Headroom (MW) | 18.0424 | 17.7148 | 17.483 | 17.0133 | 16.5713 | 16.1657 | 15.7825 | 15.3389 | 14.9447 | 14.5773 | 14.2342 | 13.8456 | 13.5305 | 10.8554 | 0 | 0 | 0
Cardiff East & Aberthaw 132 kV | Broad St.Barry | Primary Substation | 11 | Falling Short | Headroom (MW) | 18.0424 | 17.9919 | 17.7475 | 17.6791 | 17.5979 | 17.5523 | 17.4981 | 17.4137 | 17.3246 | 17.2438 | 17.1813 | 17.1305 | 17.0967 | 17.0789 | 17.1784 | 17.2654 | 16.8631
Cardiff East & Aberthaw 132 kV | Broad St.Barry | Primary Substation | 11 | Leading the Way | Headroom (MW) | 18.0424 | 17.7128 | 17.4804 | 16.9829 | 16.5158 | 16.0935 | 15.6808 | 15.2371 | 14.8179 | 14.44 | 14.0862 | 13.7444 | 13.403 | 13.0406 | 0 | 0 | 0
Cardiff East & Aberthaw 132 kV | Broad St.Barry | Primary Substation | 11 | System Transformation | Headroom (MW) | 18.0424 | 17.7819 | 17.6626 | 17.4792 | 17.2634 | 17.0614 | 16.876 | 16.6487 | 16.4445 | 16.2574 | 16.0914 | 15.9599 | 15.8592 | 15.7903 | 15.1211 | 5.0355 | 0
Pembroke 132 kV | Broadfield | Primary Substation | 11 | Best View | Headroom (MW) | 11.2484 | 11.0958 | 9.9029 | 9.6857 | 9.0997 | 8.318 | 7.2964 | 6.179 | 4.7656 | 3.0004 | 0.63307 | 0 | 0 | 0 | 0 | 0 | 0
Pembroke 132 kV | Broadfield | Primary Substation | 11 | Consumer Transformation | Headroom (MW) | 11.2484 | 11.0872 | 10.8162 | 9.6601 | 9.1273 | 8.2126 | 7.0183 | 5.495 | 3.6475 | 1.165 | 0 | 0 | 0 | 0 | 0 | 0 | 0
Pembroke 132 kV | Broadfield | Primary Substation | 11 | Falling Short | Headroom (MW) | 11.2484 | 11.2506 | 11.1098 | 11.3528 | 11.2701 | 11.2469 | 11.0833 | 10.7804 | 10.3245 | 9.4739 | 8.3614 | 7.1782 | 5.7014 | 4.6513 | 2.7292 | 0.2007 | 0
Pembroke 132 kV | Broadfield | Primary Substation | 11 | Leading the Way | Headroom (MW) | 11.2484 | 11.0942 | 9.9059 | 9.7046 | 9.1583 | 8.4409 | 7.5153 | 6.5573 | 5.3304 | 3.8142 | 1.6712 | 0 | 0 | 0 | 0 | 0 | 0
Pembroke 132 kV | Broadfield | Primary Substation | 11 | System Transformation | Headroom (MW) | 11.2484 | 11.1594 | 11.0315 | 11.161 | 10.921 | 10.6654 | 10.2073 | 9.4251 | 8.2808 | 6.5598 | 4.5447 | 2.5685 | 0.21296 | 0 | 0 | 0 | 0
Rassau 132 kV | Brynmawr | Primary Substation | 11 | Best View | Headroom (MW) | 0 | 0 | 0 | 0 | 0 | 0 | 0 | 0 | 0 | 0 | 0 | 0 | 0 | 0 | 0 | 0 | 0
Rassau 132 kV | Brynmawr | Primary Substation | 11 | Consumer Transformation | Headroom (MW) | 0 | 0 | 0 | 0 | 0 | 0 | 0 | 0 | 0 | 0 | 0 | 0 | 0 | 0 | 0 | 0 | 0
Rassau 132 kV | Brynmawr | Primary Substation | 11 | Falling Short | Headroom (MW) | 0 | 0 | 0 | 0 | 0 | 0 | 0 | 0 | 0 | 0 | 0 | 0 | 0 | 0 | 0 | 0 | 0
Rassau 132 kV | Brynmawr | Primary Substation | 11 | Leading the Way | Headroom (MW) | 0 | 0 | 0 | 0 | 0 | 0 | 0 | 0 | 0 | 0 | 0 | 0 | 0 | 0 | 0 | 0 | 0
Rassau 132 kV | Brynmawr | Primary Substation | 11 | System Transformation | Headroom (MW) | 0 | 0 | 0 | 0 | 0 | 0 | 0 | 0 | 0 | 0 | 0 | 0 | 0 | 0 | 0 | 0 | 0
Rassau 132 kV | Builth Wells | Primary Substation | 11 | Best View | Headroom (MW) | 12.1189 | 11.8304 | 11.7469 | 11.5827 | 11.4171 | 10.8753 | 10.2534 | 9.5702 | 8.2261 | 6.5791 | 0 | 0 | 0 | 0 | 0 | 0 | 0
Rassau 132 kV | Builth Wells | Primary Substation | 11 | Consumer Transformation | Headroom (MW) | 12.1189 | 11.8244 | 11.7221 | 11.5205 | 11.3339 | 10.6476 | 9.7363 | 8.4315 | 6.1071 | 0 | 0 | 0 | 0 | 0 | 0 | 0 | 0
Rassau 132 kV | Builth Wells | Primary Substation | 11 | Falling Short | Headroom (MW) | 12.1189 | 11.8662 | 11.8313 | 11.7942 | 11.751 | 11.6655 | 11.5245 | 11.2104 | 10.5957 | 9.544 | 8.1582 | 6.6731 | 4.8183 | 3.4421 | 0 | 0 | 0
Rassau 132 kV | Builth Wells | Primary Substation | 11 | Leading the Way | Headroom (MW) | 12.1189 | 11.8275 | 11.7297 | 11.5254 | 11.3366 | 10.7904 | 10.1749 | 9.5083 | 8.1546 | 6.5269 | 0 | 0 | 0 | 0 | 0 | 0 | 0
Rassau 132 kV | Builth Wells | Primary Substation | 11 | System Transformation | Headroom (MW) | 12.1189 | 11.8557 | 11.8029 | 11.7237 | 11.6324 | 11.433 | 11.0902 | 10.3259 | 8.6028 | 6.2348 | 2.3083 | 0 | 0 | 0 | 0 | 0 | 0
Margam 66 kV | Caerau Primary | Primary Substation | 11 | Best View | Headroom (MW) | 0 | 0 | 0 | 0 | 0 | 0 | 0 | 0 | 0 | 0 | 0 | 0 | 0 | 0 | 0 | 0 | 0
Margam 66 kV | Caerau Primary | Primary Substation | 11 | Consumer Transformation | Headroom (MW) | 0 | 0 | 0 | 0 | 0 | 0 | 0 | 0 | 0 | 0 | 0 | 0 | 0 | 0 | 0 | 0 | 0
Margam 66 kV | Caerau Primary | Primary Substation | 11 | Falling Short | Headroom (MW) | 0 | 0 | 0 | 0 | 0 | 0 | 0 | 0 | 0 | 0 | 0 | 0 | 0 | 0 | 0 | 0 | 0
Margam 66 kV | Caerau Primary | Primary Substation | 11 | Leading the Way | Headroom (MW) | 0 | 0 | 0 | 0 | 0 | 0 | 0 | 0 | 0 | 0 | 0 | 0 | 0 | 0 | 0 | 0 | 0
Margam 66 kV | Caerau Primary | Primary Substation | 11 | System Transformation | Headroom (MW) | 0 | 0 | 0 | 0 | 0 | 0 | 0 | 0 | 0 | 0 | 0 | 0 | 0 | 0 | 0 | 0 | 0
Upper Boat 132 & 33 kV | Caerphilly | Primary Substation | 11 | Best View | Headroom (MW) | 21.9797 | 22.0784 | 21.9626 | 21.683 | 21.3882 | 20.9948 | 20.5787 | 20.1398 | 19.6134 | 19.0894 | 18.4644 | 17.359 | 0 | 0 | 0 | 0 | 0
Upper Boat 132 & 33 kV | Caerphilly | Primary Substation | 11 | Consumer Transformation | Headroom (MW) | 21.9797 | 22.0109 | 21.8162 | 21.3887 | 20.9957 | 20.4983 | 19.9685 | 19.3528 | 18.6681 | 17.3826 | 16.9253 | 16.1333 | 0 | 0 | 0 | 0 | 0
Upper Boat 132 & 33 kV | Caerphilly | Primary Substation | 11 | Falling Short | Headroom (MW) | 21.9797 | 22.0666 | 22.0174 | 21.9519 | 21.8781 | 21.7882 | 21.6771 | 21.5431 | 21.3613 | 21.12 | 20.8295 | 20.5299 | 20.1793 | 19.9368 | 19.589 | 19.1355 | 18.3549
Upper Boat 132 & 33 kV | Caerphilly | Primary Substation | 11 | Leading the Way | Headroom (MW) | 21.9797 | 22.0248 | 21.8362 | 21.3862 | 20.961 | 20.4466 | 19.914 | 19.3635 | 18.7331 | 18.1475 | 17.1534 | 16.4774 | 14.5351 | 0 | 0 | 0 | 0
Upper Boat 132 & 33 kV | Caerphilly | Primary Substation | 11 | System Transformation | Headroom (MW) | 21.9797 | 22.0672 | 21.97 | 21.8011 | 21.61 | 21.3696 | 21.1024 | 20.7748 | 20.3576 | 19.8722 | 19.3536 | 18.8555 | 18.3426 | 18.058 | 16.3872 | 0 | 0
Uskmouth 132 kV | Caldicot | Primary Substation | 11 | Best View | Headroom (MW) | 16.5725 | 16.4282 | 16.274 | 15.9502 | 15.7282 | 15.4494 | 15.1518 | 14.7986 | 14.3598 | 13.7857 | 13.1273 | 12.4255 | 11.4838 | 10.7827 | 8.669 | 4.6756 | 0
Uskmouth 132 kV | Caldicot | Primary Substation | 11 | Consumer Transformation | Headroom (MW) | 16.5725 | 16.4286 | 16.2737 | 15.9399 | 15.7316 | 15.2765 | 14.7496 | 14.0705 | 13.2071 | 12.1299 | 10.9471 | 9.6906 | 8.1645 | 6.9652 | 0 | 0 | 0
Uskmouth 132 kV | Caldicot | Primary Substation | 11 | Falling Short | Headroom (MW) | 16.5725 | 16.542 | 16.4495 | 16.4014 | 16.4182 | 16.4101 | 16.3667 | 16.2532 | 16.0386 | 15.6922 | 15.2411 | 14.7677 | 14.1145 | 13.6887 | 13.0289 | 12.027 | 10.8296
Uskmouth 132 kV | Caldicot | Primary Substation | 11 | Leading the Way | Headroom (MW) | 16.5725 | 16.4337 | 16.2853 | 15.9374 | 15.7001 | 15.3244 | 14.8997 | 14.4561 | 13.8402 | 13.1674 | 12.2402 | 11.1143 | 9.6485 | 6.1321 | 0 | 0 | 0
Uskmouth 132 kV | Caldicot | Primary Substation | 11 | System Transformation | Headroom (MW) | 16.5725 | 16.4753 | 16.4038 | 16.2767 | 16.2337 | 16.0965 | 15.914 | 15.596 | 15.0857 | 14.3999 | 13.6324 | 12.8724 | 11.8561 | 11.196 | 8.9927 | 5.3979 | 0
Cardiff East & Aberthaw 132 kV | Canton | Primary Substation | 11 | Best View | Headroom (MW) | 16.1167 | 16.0741 | 15.9959 | 15.8117 | 15.6279 | 15.4113 | 15.1935 | 14.9836 | 14.7738 | 14.5928 | 14.4185 | 14.2548 | 14.1146 | 14.0087 | 13.336 | 12.3464 | 10.6106
Cardiff East & Aberthaw 132 kV | Canton | Primary Substation | 11 | Consumer Transformation | Headroom (MW) | 16.1167 | 16.0276 | 15.8868 | 15.5813 | 15.3171 | 15.038 | 14.7706 | 14.5008 | 14.2686 | 14.0429 | 13.8043 | 13.5622 | 13.36 | 13.1518 | 11.7696 | 9.8979 | 7.777
Cardiff East & Aberthaw 132 kV | Canton | Primary Substation | 11 | Falling Short | Headroom (MW) | 16.1167 | 16.0987 | 16.071 | 16.0409 | 16.0011 | 15.9549 | 15.9051 | 15.8613 | 15.8176 | 15.7787 | 15.7486 | 15.7292 | 15.7221 | 15.7259 | 15.9289 | 16.0127 | 15.8244
Cardiff East & Aberthaw 132 kV | Canton | Primary Substation | 11 | Leading the Way | Headroom (MW) | 16.1167 | 16.0259 | 15.8847 | 15.5585 | 15.2774 | 14.9724 | 14.6782 | 14.4101 | 14.1586 | 13.9 | 13.6877 | 13.474 | 13.2649 | 13.0499 | 11.5038 | 9.5143 | 0
Cardiff East & Aberthaw 132 kV | Canton | Primary Substation | 11 | System Transformation | Headroom (MW) | 16.1167 | 16.0739 | 16.0091 | 15.8988 | 15.775 | 15.6297 | 15.4886 | 15.3574 | 15.2365 | 15.1181 | 15.0169 | 14.9318 | 14.8654 | 14.8208 | 14.4056 | 13.6862 | 12.6468
Cardiff East & Aberthaw 132 kV | Cardiff Central Grid | Bulk Supply Point | 33 | Best View | Headroom (MW) | 49.4557 | 49.4557 | 49.4557 | 49.4557 | 49.4557 | 49.4557 | 49.4557 | 49.4557 | 49.4557 | 49.4557 | 49.4557 | 49.4557 | 49.4557 | 49.4557 | 49.4557 | 49.4557 | 49.4557
Cardiff East & Aberthaw 132 kV | Cardiff Central Grid | Bulk Supply Point | 33 | Consumer Transformation | Headroom (MW) | 49.4557 | 49.4557 | 49.4557 | 49.4557 | 49.4557 | 49.4557 | 49.4557 | 49.4557 | 49.4557 | 49.4557 | 49.4557 | 49.4557 | 49.4557 | 49.4557 | 49.4557 | 49.4557 | 10.1338
Cardiff East & Aberthaw 132 kV | Cardiff Central Grid | Bulk Supply Point | 33 | Falling Short | Headroom (MW) | 49.4557 | 49.4557 | 49.4557 | 49.4557 | 49.4557 | 49.4557 | 49.4557 | 49.4557 | 49.4557 | 49.4557 | 49.4557 | 49.4557 | 49.4557 | 49.4557 | 49.4557 | 49.4557 | 49.4557
Cardiff East & Aberthaw 132 kV | Cardiff Central Grid | Bulk Supply Point | 33 | Leading the Way | Headroom (MW) | 49.4557 | 49.4557 | 49.4557 | 49.4557 | 49.4557 | 49.4557 | 49.4557 | 49.4557 | 49.4557 | 49.4557 | 49.4557 | 49.4557 | 49.4557 | 49.4557 | 49.4557 | 49.4557 | 0
Cardiff East & Aberthaw 132 kV | Cardiff Central Grid | Bulk Supply Point | 33 | System Transformation | Headroom (MW) | 49.4557 | 49.4557 | 49.4557 | 49.4557 | 49.4557 | 49.4557 | 49.4557 | 49.4557 | 49.4557 | 49.4557 | 49.4557 | 49.4557 | 49.4557 | 49.4557 | 49.4557 | 49.4557 | 49.4557
Cardiff East & Aberthaw 132 kV | Cardiff East Grid Primary | Primary Substation | 11 | Best View | Headroom (MW) | 30.0638 | 29.817 | 29.6119 | 29.0839 | 28.5521 | 27.9391 | 27.3078 | 26.6794 | 26.0496 | 25.4597 | 24.8716 | 24.2969 | 23.7674 | 23.2397 | 20.9787 | 17.8032 | 12.734
Cardiff East & Aberthaw 132 kV | Cardiff East Grid Primary | Primary Substation | 11 | Consumer Transformation | Headroom (MW) | 30.0638 | 29.7347 | 29.3676 | 28.5531 | 27.8087 | 27.0003 | 26.2046 | 25.3893 | 24.636 | 23.8568 | 23.1067 | 22.2698 | 21.5352 | 20.7793 | 16.3947 | 10.0619 | 3.7136
Cardiff East & Aberthaw 132 kV | Cardiff East Grid Primary | Primary Substation | 11 | Falling Short | Headroom (MW) | 30.0638 | 29.8459 | 29.7858 | 29.6851 | 29.5505 | 29.3856 | 29.1964 | 29.0203 | 28.8245 | 28.6438 | 28.4811 | 28.3366 | 28.2192 | 28.1213 | 28.1179 | 27.8702 | 27.1183
Cardiff East & Aberthaw 132 kV | Cardiff East Grid Primary | Primary Substation | 11 | Leading the Way | Headroom (MW) | 30.0638 | 29.7288 | 29.3591 | 28.4955 | 27.6814 | 26.7756 | 25.8798 | 25.0189 | 24.1745 | 23.4157 | 22.6793 | 21.962 | 21.2613 | 20.5071 | 15.3303 | 8.843 | 0
Cardiff East & Aberthaw 132 kV | Cardiff East Grid Primary | Primary Substation | 11 | System Transformation | Headroom (MW) | 30.0638 | 29.823 | 29.6667 | 29.3616 | 29.0089 | 28.5899 | 28.1608 | 27.747 | 27.347 | 26.9441 | 26.5746 | 26.2442 | 25.9533 | 25.7068 | 23.8799 | 21.2082 | 18.0323
Cardiff East & Aberthaw 132 kV | Cardiff North Grid | Bulk Supply Point | 33 | Best View | Headroom (MW) | 75.994 | 76.125 | 76.2001 | 76.4529 | 76.709 | 76.943 | 77.2408 | 77.5574 | 77.8776 | 78.1814 | 78.5012 | 78.8202 | 79.1219 | 79.4006 | 80.415 | 83.226 | 80.3263
Cardiff East & Aberthaw 132 kV | Cardiff North Grid | Bulk Supply Point | 33 | Consumer Transformation | Headroom (MW) | 75.994 | 76.1865 | 76.3466 | 76.7774 | 77.1745 | 77.5226 | 77.8883 | 78.2606 | 78.6163 | 78.951 | 79.2752 | 79.6327 | 79.9273 | 80.2239 | 81.1331 | 75.4127 | 10.1217
Cardiff East & Aberthaw 132 kV | Cardiff North Grid | Bulk Supply Point | 33 | Falling Short | Headroom (MW) | 75.994 | 76.0548 | 76.1298 | 76.2036 | 76.2931 | 76.3472 | 76.4405 | 76.5509 | 76.671 | 76.7957 | 76.9161 | 77.0323 | 77.144 | 77.2298 | 77.3905 | 77.5618 | 78.3687
Cardiff East & Aberthaw 132 kV | Cardiff North Grid | Bulk Supply Point | 33 | Leading the Way | Headroom (MW) | 75.994 | 76.1877 | 76.349 | 76.7965 | 77.2084 | 77.5721 | 77.9763 | 78.3615 | 78.7498 | 79.0875 | 79.4333 | 79.77 | 80.1005 | 80.4105 | 81.1375 | 74.6558 | 0
Cardiff East & Aberthaw 132 kV | Cardiff North Grid | Bulk Supply Point | 33 | System Transformation | Headroom (MW) | 75.994 | 76.1249 | 76.1855 | 76.3622 | 76.5609 | 76.7498 | 76.9698 | 77.2009 | 77.4433 | 77.6842 | 77.9164 | 78.1312 | 78.3423 | 78.4878 | 79.3696 | 80.7324 | 84.0018
Cardiff East & Aberthaw 132 kV | Cardiff South Grid | Primary Substation | 11 | Best View | Headroom (MW) | 39.9739 | 39.9604 | 39.9229 | 39.8509 | 39.775 | 39.7257 | 39.6683 | 39.6125 | 39.5552 | 39.5103 | 39.4681 | 39.4296 | 39.3968 | 39.337 | 39.021 | 38.5937 | 37.911
Cardiff East & Aberthaw 132 kV | Cardiff South Grid | Primary Substation | 11 | Consumer Transformation | Headroom (MW) | 39.9739 | 39.9476 | 39.8937 | 39.7918 | 39.701 | 39.628 | 39.5636 | 39.5024 | 39.4537 | 39.3953 | 39.3501 | 39.2951 | 39.2334 | 39.1483 | 38.6705 | 37.8779 | 10.2726
Cardiff East & Aberthaw 132 kV | Cardiff South Grid | Primary Substation | 11 | Falling Short | Headroom (MW) | 39.9739 | 39.9652 | 39.9422 | 39.9159 | 39.8886 | 39.8837 | 39.8761 | 39.8658 | 39.8601 | 39.8587 | 39.8613 | 39.8701 | 39.8849 | 39.8906 | 39.9201 | 39.8344 | 39.706
Cardiff East & Aberthaw 132 kV | Cardiff South Grid | Primary Substation | 11 | Leading the Way | Headroom (MW) | 39.9739 | 39.9484 | 39.8943 | 39.7864 | 39.6861 | 39.6139 | 39.5347 | 39.4652 | 39.3985 | 39.3393 | 39.2837 | 39.2328 | 39.1859 | 39.109 | 38.5789 | 37.8218 | 0
Cardiff East & Aberthaw 132 kV | Cardiff South Grid | Primary Substation | 11 | System Transformation | Headroom (MW) | 39.9739 | 39.9587 | 39.9259 | 39.8781 | 39.8262 | 39.7917 | 39.7627 | 39.7381 | 39.7218 | 39.7013 | 39.6947 | 39.6875 | 39.6709 | 39.6355 | 39.3902 | 39.0634 | 38.7076
Cardiff East & Aberthaw 132 kV | Cardiff West Grid | Bulk Supply Point | 33 | Best View | Headroom (MW) | 146.5336 | 145.873 | 144.959 | 143.1013 | 140.3762 | 137.8041 | 135.1209 | 132.2661 | 128.8326 | 125.1628 | 121.1145 | 116.9277 | 112.4945 | 108.822 | 93.3716 | 74.3362 | 52.8963
Cardiff East & Aberthaw 132 kV | Cardiff West Grid | Bulk Supply Point | 33 | Consumer Transformation | Headroom (MW) | 146.5336 | 145.6113 | 144.449 | 142.0327 | 138.9337 | 136.0715 | 133.149 | 129.9285 | 126.4001 | 122.5302 | 118.427 | 114.0147 | 109.5143 | 105.6522 | 87.0983 | 63.0492 | 10.1499
Cardiff East & Aberthaw 132 kV | Cardiff West Grid | Bulk Supply Point | 33 | Falling Short | Headroom (MW) | 146.5336 | 146.1665 | 145.7688 | 145.3789 | 144.9719 | 144.4768 | 144.0007 | 143.511 | 142.7543 | 141.751 | 140.5636 | 139.3764 | 137.986 | 137.0525 | 136.379 | 135.3338 | 131.2423
Cardiff East & Aberthaw 132 kV | Cardiff West Grid | Bulk Supply Point | 33 | Leading the Way | Headroom (MW) | 146.5336 | 145.6167 | 144.478 | 141.9253 | 139.2693 | 136.3838 | 133.5493 | 129.4136 | 126.2797 | 123.1981 | 119.5891 | 115.5589 | 110.6822 | 107.6689 | 87.6472 | 62.6626 | 0
Cardiff East & Aberthaw 132 kV | Cardiff West Grid | Bulk Supply Point | 33 | System Transformation | Headroom (MW) | 146.5336 | 145.9634 | 145.3922 | 144.4543 | 143.2336 | 141.8446 | 140.4569 | 138.9258 | 136.9669 | 134.7508 | 132.3705 | 130.1256 | 127.6767 | 125.9643 | 119.2876 | 108.9696 | 94.8503
Swansea North 132 kV | Cardigan | Primary Substation | 11 | Best View | Headroom (MW) | 11.9199 | 11.8331 | 11.7574 | 11.6456 | 10.8691 | 10.8431 | 10.6514 | 10.3808 | 8.1264 | 0 | 0 | 0 | 0 | 0 | 0 | 0 | 0
Swansea North 132 kV | Cardigan | Primary Substation | 11 | Consumer Transformation | Headroom (MW) | 11.9199 | 11.8326 | 11.7582 | 11.6486 | 10.8743 | 10.8541 | 10.6716 | 10.3971 | 9.367 | 0 | 0 | 0 | 0 | 0 | 0 | 0 | 0
Swansea North 132 kV | Cardigan | Primary Substation | 11 | Falling Short | Headroom (MW) | 11.9199 | 11.8607 | 11.8327 | 11.8024 | 11.7704 | 11.8868 | 11.8517 | 11.8145 | 11.7714 | 11.725 | 11.683 | 11.6462 | 5.491 | 0 | 0 | 0 | 0
Swansea North 132 kV | Cardigan | Primary Substation | 11 | Leading the Way | Headroom (MW) | 11.9199 | 11.834 | 11.76 | 11.6471 | 10.8709 | 10.881 | 10.7619 | 10.5389 | 10.2362 | 9.8784 | 0 | 0 | 0 | 0 | 0 | 0 | 0
Swansea North 132 kV | Cardigan | Primary Substation | 11 | System Transformation | Headroom (MW) | 11.9199 | 11.8516 | 11.8082 | 11.7457 | 11.6854 | 11.74 | 11.6798 | 11.6286 | 11.6025 | 10.8848 | 0 | 0 | 0 | 0 | 0 | 0 | 0
Uskmouth 132 kV | Chepstow | Primary Substation | 11 | Best View | Headroom (MW) | 8.2835 | 8.1233 | 7.9405 | 7.5276 | 7.1463 | 6.7285 | 6.301 | 5.8459 | 5.3432 | 4.7644 | 4.1246 | 3.4701 | 2.737 | 2.1877 | 0.27056 | 0 | 0
Uskmouth 132 kV | Chepstow | Primary Substation | 11 | Consumer Transformation | Headroom (MW) | 8.2835 | 8.1252 | 7.9434 | 7.5303 | 7.1793 | 6.7136 | 6.2119 | 5.6122 | 4.9479 | 4.1837 | 3.3622 | 2.4895 | 1.5601 | 0.895 | 0 | 0 | 0
Uskmouth 132 kV | Chepstow | Primary Substation | 11 | Falling Short | Headroom (MW) | 8.2835 | 8.2231 | 8.1918 | 8.1555 | 8.1147 | 8.0411 | 7.9495 | 7.8255 | 7.6287 | 7.3514 | 7.0079 | 6.6498 | 6.2053 | 5.9301 | 5.7025 | 5.3751 | 4.688
Uskmouth 132 kV | Chepstow | Primary Substation | 11 | Leading the Way | Headroom (MW) | 8.2835 | 8.1272 | 7.9494 | 7.5164 | 7.1464 | 6.6922 | 6.24 | 5.8027 | 5.2966 | 4.7648 | 4.0954 | 3.3171 | 2.3978 | 0 | 0 | 0 | 0
Uskmouth 132 kV | Chepstow | Primary Substation | 11 | System Transformation | Headroom (MW) | 8.2835 | 8.1895 | 8.1119 | 7.9685 | 7.8216 | 7.6 | 7.3532 | 7.0321 | 6.6283 | 6.1352 | 5.5925 | 5.0736 | 4.4808 | 4.1493 | 1.8496 | 0 | 0
Swansea North 132 kV | Clase | Primary Substation | 11 | Best View | Headroom (MW) | 12.268 | 12.3091 | 12.2901 | 12.2541 | 12.2184 | 12.1461 | 12.08 | 11.878 | 11.5671 | 11.2287 | 10.8146 | 10.3543 | 9.8324 | 9.3453 | 10.4829 | 8.4901 | 6.638
Swansea North 132 kV | Clase | Primary Substation | 11 | Consumer Transformation | Headroom (MW) | 12.268 | 12.2807 | 12.2252 | 12.1351 | 12.053 | 11.9556 | 11.6296 | 11.2242 | 10.7947 | 10.2926 | 9.7668 | 9.219 | 8.6405 | 8.1356 | 5.9151 | 3.0956 | 0.41739
Swansea North 132 kV | Clase | Primary Substation | 11 | Falling Short | Headroom (MW) | 12.268 | 12.2891 | 12.265 | 12.2481 | 12.2567 | 12.2375 | 12.2255 | 12.2089 | 12.2057 | 12.1901 | 12.1759 | 11.9764 | 11.736 | 11.5676 | 14.2168 | 13.8362 | 13.2326
Swansea North 132 kV | Clase | Primary Substation | 11 | Leading the Way | Headroom (MW) | 12.268 | 12.2831 | 12.2283 | 12.133 | 12.0437 | 11.9344 | 11.627 | 11.2944 | 10.91 | 10.5275 | 10.0829 | 9.5987 | 9.0623 | 8.5444 | 9.0357 | 6.1082 | 3.5314
Swansea North 132 kV | Clase | Primary Substation | 11 | System Transformation | Headroom (MW) | 12.268 | 12.3 | 12.2735 | 12.2484 | 12.2221 | 12.1658 | 12.1167 | 12.0564 | 11.8909 | 11.5457 | 11.1741 | 10.8239 | 10.4269 | 13.1035 | 12.1567 | 10.8105 | 9.0433
Swansea North 132 kV | Commercial St Neath | Primary Substation | 11 | Best View | Headroom (MW) | 24.9586 | 24.8186 | 24.663 | 24.3556 | 24.031 | 23.4941 | 22.8841 | 22.1545 | 21.1718 | 19.9779 | 18.6896 | 17.374 | 15.8917 | 13.7622 | 2.0371 | 0 | 0
Swansea North 132 kV | Commercial St Neath | Primary Substation | 11 | Consumer Transformation | Headroom (MW) | 24.9586 | 24.7402 | 24.4752 | 23.9177 | 23.4121 | 22.7207 | 21.9658 | 21.0754 | 19.9474 | 18.692 | 17.3141 | 15.848 | 12.5929 | 9.082 | 0 | 0 | 0
Swansea North 132 kV | Commercial St Neath | Primary Substation | 11 | Falling Short | Headroom (MW) | 24.9586 | 24.864 | 24.7887 | 24.7057 | 24.6116 | 24.4959 | 24.3599 | 24.1759 | 23.8882 | 23.475 | 22.9661 | 22.4396 | 21.8044 | 21.3611 | 20.6284 | 19.6905 | 18.1322
Swansea North 132 kV | Commercial St Neath | Primary Substation | 11 | Leading the Way | Headroom (MW) | 24.9586 | 24.7379 | 24.4741 | 23.886 | 23.3571 | 22.6811 | 21.9922 | 21.3158 | 20.4414 | 19.596 | 18.4857 | 17.1827 | 15.6298 | 12.5813 | 0 | 0 | 0
Swansea North 132 kV | Commercial St Neath | Primary Substation | 11 | System Transformation | Headroom (MW) | 24.9586 | 24.8234 | 24.6926 | 24.4797 | 24.2361 | 23.9227 | 23.5685 | 23.0962 | 22.3925 | 21.525 | 20.5063 | 19.6149 | 18.5521 | 17.8128 | 15.3951 | 7.0525 | 0
Cardiff East & Aberthaw 132 kV | Court Road Barry | Primary Substation | 11 | Best View | Headroom (MW) | 19.613 | 19.4564 | 19.0457 | 18.6148 | 18.1772 | 17.7813 | 17.3955 | 16.9626 | 16.5476 | 16.15 | 15.7738 | 15.4159 | 15.1028 | 12.3915 | 0 | 0 | 0
Cardiff East & Aberthaw 132 kV | Court Road Barry | Primary Substation | 11 | Consumer Transformation | Headroom (MW) | 19.613 | 19.2569 | 19.0049 | 18.4943 | 18.0138 | 17.5729 | 17.1563 | 16.6742 | 16.2456 | 15.8462 | 15.4733 | 15.0509 | 14.7083 | 10.8037 | 0 | 0 | 0
Cardiff East & Aberthaw 132 kV | Court Road Barry | Primary Substation | 11 | Falling Short | Headroom (MW) | 19.613 | 19.5581 | 19.2925 | 19.218 | 19.1297 | 19.0802 | 19.0213 | 18.9296 | 18.8327 | 18.7449 | 18.6769 | 18.6217 | 18.585 | 18.5656 | 18.6737 | 18.7683 | 18.3311
Cardiff East & Aberthaw 132 kV | Court Road Barry | Primary Substation | 11 | Leading the Way | Headroom (MW) | 19.613 | 19.2546 | 19.002 | 18.4612 | 17.9534 | 17.4944 | 17.0458 | 16.5634 | 16.1078 | 15.697 | 15.3124 | 14.9409 | 14.5698 | 14.1757 | 0 | 0 | 0
Cardiff East & Aberthaw 132 kV | Court Road Barry | Primary Substation | 11 | System Transformation | Headroom (MW) | 19.613 | 19.3298 | 19.2002 | 19.0007 | 18.7662 | 18.5466 | 18.345 | 18.098 | 17.876 | 17.6726 | 17.4921 | 17.3491 | 17.2397 | 17.1649 | 16.4373 | 5.0115 | 0
Cardiff East & Aberthaw 132 kV | Cowbridge | Primary Substation | 11 | Best View | Headroom (MW) | 12.143 | 12.051 | 11.89 | 11.6946 | 9.3553 | 8.9064 | 8.3653 | 7.6211 | 6.446 | 5.0153 | 3.3853 | 1.7314 | 0 | 0 | 0 | 0 | 0
Cardiff East & Aberthaw 132 kV | Cowbridge | Primary Substation | 11 | Consumer Transformation | Headroom (MW) | 12.143 | 11.9806 | 11.8722 | 11.6468 | 9.2919 | 8.8036 | 8.2207 | 7.4192 | 6.2561 | 4.7944 | 3.1337 | 1.4263 | 0 | 0 | 0 | 0 | 0
Cardiff East & Aberthaw 132 kV | Cowbridge | Primary Substation | 11 | Falling Short | Headroom (MW) | 12.143 | 12.0963 | 12.0014 | 11.9668 | 11.939 | 11.8911 | 11.8327 | 11.6847 | 11.3588 | 10.9051 | 10.2773 | 9.6093 | 8.7903 | 8.1968 | 7.1307 | 5.5663 | 3.8297
Cardiff East & Aberthaw 132 kV | Cowbridge | Primary Substation | 11 | Leading the Way | Headroom (MW) | 12.143 | 11.9836 | 11.8798 | 11.6464 | 11.4703 | 11.0155 | 10.605 | 10.1429 | 9.3806 | 8.5338 | 7.3097 | 5.8034 | 3.9248 | 2.1236 | 0 | 0 | 0
Cardiff East & Aberthaw 132 kV | Cowbridge | Primary Substation | 11 | System Transformation | Headroom (MW) | 12.143 | 12.0182 | 11.9707 | 11.8874 | 11.7912 | 11.6509 | 11.4857 | 11.0599 | 10.3001 | 9.2819 | 8.0974 | 6.9353 | 5.537 | 4.5348 | 1.8158 | 0 | 0
Upper Boat 132 & 33 kV | Creigiau | Primary Substation | 11 | Best View | Headroom (MW) | 13.1058 | 12.9525 | 12.9132 | 12.9424 | 12.8631 | 12.8874 | 12.9286 | 13.0327 | 12.7192 | 12.3303 | 11.6966 | 10.8224 | 0 | 0 | 0 | 0 | 0
Upper Boat 132 & 33 kV | Creigiau | Primary Substation | 11 | Consumer Transformation | Headroom (MW) | 13.1058 | 12.9244 | 12.8449 | 12.7945 | 12.6623 | 12.5488 | 12.3958 | 12.1848 | 11.5677 | 10.6969 | 9.7519 | 8.7554 | 0 | 0 | 0 | 0 | 0
Upper Boat 132 & 33 kV | Creigiau | Primary Substation | 11 | Falling Short | Headroom (MW) | 13.1058 | 13.1057 | 12.9329 | 13.0011 | 12.9881 | 13.1952 | 13.3769 | 13.503 | 13.4136 | 13.1797 | 12.8269 | 12.4464 | 11.9374 | 11.6492 | 11.0476 | 10.2562 | 9.2939
Upper Boat 132 & 33 kV | Creigiau | Primary Substation | 11 | Leading the Way | Headroom (MW) | 13.1058 | 12.929 | 12.8539 | 12.8139 | 12.6809 | 12.7733 | 12.7832 | 12.8367 | 12.4641 | 12.0094 | 11.3471 | 10.3279 | 9.1936 | 0 | 0 | 0 | 0
Upper Boat 132 & 33 kV | Creigiau | Primary Substation | 11 | System Transformation | Headroom (MW) | 13.1058 | 12.9522 | 12.9153 | 12.9621 | 12.904 | 13.0314 | 13.1635 | 13.2451 | 12.8882 | 12.3736 | 11.7661 | 11.0684 | 10.3429 | 9.8931 | 8.4804 | 0 | 0
Rassau 132 kV | Crickhowell | Primary Substation | 11 | Best View | Headroom (MW) | 11.4455 | 11.427 | 11.4004 | 11.3442 | 11.291 | 11.2133 | 11.1495 | 11.0805 | 11.0099 | 10.9485 | 0 | 0 | 0 | 0 | 0 | 0 | 0
Rassau 132 kV | Crickhowell | Primary Substation | 11 | Consumer Transformation | Headroom (MW) | 11.4455 | 11.4257 | 11.394 | 11.3292 | 11.2741 | 11.1931 | 11.1251 | 11.0545 | 10.9921 | 0 | 0 | 0 | 0 | 0 | 0 | 0 | 0
Rassau 132 kV | Crickhowell | Primary Substation | 11 | Falling Short | Headroom (MW) | 11.4455 | 11.4393 | 11.4303 | 11.4206 | 11.4088 | 11.3951 | 11.3799 | 11.364 | 11.3446 | 11.3236 | 11.3036 | 11.2849 | 11.2716 | 5.8889 | 0 | 0 | 0
Rassau 132 kV | Crickhowell | Primary Substation | 11 | Leading the Way | Headroom (MW) | 11.4455 | 11.4258 | 11.394 | 11.3261 | 11.2701 | 11.1833 | 11.1111 | 11.0406 | 10.9727 | 10.7054 | 0 | 0 | 0 | 0 | 0 | 0 | 0
Rassau 132 kV | Crickhowell | Primary Substation | 11 | System Transformation | Headroom (MW) | 11.4455 | 11.4344 | 11.4179 | 11.3923 | 11.3634 | 11.3299 | 11.2975 | 11.268 | 11.2152 | 11.1834 | 2.2481 | 0 | 0 | 0 | 0 | 0 | 0
Swansea North 132 kV | Cross Hands | Primary Substation | 11 | Best View | Headroom (MW) | 12.268 | 12.2483 | 12.2373 | 12.2221 | 12.2766 | 12.1188 | 11.944 | 11.8091 | 11.6875 | 10.8061 | 10.6364 | 10.3312 | 9.9426 | 9.6531 | 0 | 0 | 0
Swansea North 132 kV | Cross Hands | Primary Substation | 11 | Consumer Transformation | Headroom (MW) | 12.268 | 12.25 | 12.241 | 12.2294 | 12.2909 | 12.1394 | 11.97 | 11.8372 | 11.7108 | 10.8166 | 10.6978 | 10.417 | 10.0433 | 9.761 | 0 | 0 | 0
Swansea North 132 kV | Cross Hands | Primary Substation | 11 | Falling Short | Headroom (MW) | 12.268 | 12.2585 | 12.2611 | 12.3033 | 12.3874 | 12.3614 | 12.3293 | 12.32 | 12.2819 | 12.2102 | 12.0985 | 11.972 | 11.8253 | 11.7367 | 10.8593 | 10.7121 | 10.3911
Swansea North 132 kV | Cross Hands | Primary Substation | 11 | Leading the Way | Headroom (MW) | 12.268 | 12.2499 | 12.2398 | 12.238 | 12.2993 | 12.1698 | 12.0332 | 11.956 | 11.8412 | 11.737 | 11.6466 | 10.7291 | 10.4413 | 10.1746 | 0.81096 | 0 | 0
Swansea North 132 kV | Cross Hands | Primary Substation | 11 | System Transformation | Headroom (MW) | 12.268 | 12.259 | 12.2683 | 12.3025 | 12.4053 | 12.3422 | 12.2656 | 12.2167 | 12.1263 | 12.0092 | 11.8526 | 11.7051 | 10.8318 | 10.7942 | 10.0712 | 9.4663 | 0
Rassau 132 kV | Crumlin | Bulk Supply Point | 33 | Best View | Headroom (MW) | 49.6437 | 47.9591 | 39.1649 | 37.2825 | 35.3875 | 32.9542 | 30.7273 | 28.0774 | 23.668 | 18.9133 | 13.0251 | 6.5107 | 0 | 0 | 0 | 0 | 0
Rassau 132 kV | Crumlin | Bulk Supply Point | 33 | Consumer Transformation | Headroom (MW) | 49.6437 | 47.5596 | 38.2228 | 27.3038 | 24.5416 | 21.2253 | 18.0703 | 14.1142 | 8.5099 | 2.2541 | 0 | 0 | 0 | 0 | 0 | 0 | 0
Rassau 132 kV | Crumlin | Bulk Supply Point | 33 | Falling Short | Headroom (MW) | 49.6437 | 48.1793 | 39.836 | 39.3277 | 38.8239 | 38.5644 | 38.3994 | 37.8326 | 36.4558 | 34.459 | 31.875 | 29.14 | 25.8107 | 23.5468 | 19.3286 | 16.9138 | 8.6531
Rassau 132 kV | Crumlin | Bulk Supply Point | 33 | Leading the Way | Headroom (MW) | 49.6437 | 47.5541 | 38.2258 | 35.0527 | 32.1146 | 29.0221 | 26.1267 | 22.9746 | 18.2289 | 13.6703 | 7.775 | 0.90837 | 0 | 0 | 0 | 0 | 0
Rassau 132 kV | Crumlin | Bulk Supply Point | 33 | System Transformation | Headroom (MW) | 49.6437 | 47.9851 | 39.358 | 38.1681 | 36.8862 | 35.5393 | 34.3876 | 32.5933 | 29.0219 | 24.7342 | 19.8012 | 14.9548 | 9.427 | 5.7116 | 0 | 0 | 0
Rassau 132 kV | Crumlin Primary | Primary Substation | 11 | Best View | Headroom (MW) | 25.2907 | 25.2014 | 25.0532 | 24.7818 | 24.4985 | 24.0931 | 23.7635 | 23.3952 | 22.8586 | 18.9632 | 13.0596 | 6.5279 | 0 | 0 | 0 | 0 | 0
Rassau 132 kV | Crumlin Primary | Primary Substation | 11 | Consumer Transformation | Headroom (MW) | 25.2907 | 25.154 | 24.9414 | 24.5365 | 24.1617 | 21.2814 | 18.1181 | 14.1515 | 8.5323 | 2.26 | 0 | 0 | 0 | 0 | 0 | 0 | 0
Rassau 132 kV | Crumlin Primary | Primary Substation | 11 | Falling Short | Headroom (MW) | 25.2907 | 25.2303 | 25.1418 | 25.0502 | 24.9505 | 24.8311 | 24.7595 | 24.6321 | 24.4272 | 24.1492 | 23.7543 | 23.3442 | 22.8335 | 22.4798 | 19.3797 | 16.9585 | 8.6759
Rassau 132 kV | Crumlin Primary | Primary Substation | 11 | Leading the Way | Headroom (MW) | 25.2907 | 25.1543 | 24.9424 | 24.5197 | 24.1228 | 23.6135 | 23.1905 | 22.7291 | 18.2771 | 13.7064 | 7.7955 | 0.91077 | 0 | 0 | 0 | 0 | 0
Rassau 132 kV | Crumlin Primary | Primary Substation | 11 | System Transformation | Headroom (MW) | 25.2907 | 25.2051 | 25.0791 | 24.901 | 24.7056 | 24.4584 | 24.2617 | 23.9578 | 23.4618 | 22.8661 | 19.8535 | 14.9943 | 9.4519 | 5.7267 | 0 | 0 | 0
Cardiff East & Aberthaw 132 kV | Crwys Road | Primary Substation | 11 | Best View | Headroom (MW) | 16.3586 | 16.3149 | 16.2443 | 16.0887 | 15.9371 | 15.7637 | 15.5879 | 15.4137 | 15.2438 | 15.0893 | 14.9364 | 14.7893 | 14.6586 | 14.5334 | 13.9977 | 13.1814 | 11.7121
Cardiff East & Aberthaw 132 kV | Crwys Road | Primary Substation | 11 | Consumer Transformation | Headroom (MW) | 16.3586 | 16.2818 | 16.1632 | 15.9139 | 15.6936 | 15.4611 | 15.2351 | 15.0069 | 14.8037 | 14.601 | 14.4109 | 14.1994 | 14.0225 | 13.8397 | 12.6503 | 10.9924 | 9.1691
Cardiff East & Aberthaw 132 kV | Crwys Road | Primary Substation | 11 | Falling Short | Headroom (MW) | 16.3586 | 16.3364 | 16.3053 | 16.2742 | 16.2323 | 16.1861 | 16.1366 | 16.0909 | 16.0457 | 16.0014 | 15.9651 | 15.9346 | 15.9131 | 15.9001 | 15.9914 | 16.0127 | 15.8201
Cardiff East & Aberthaw 132 kV | Crwys Road | Primary Substation | 11 | Leading the Way | Headroom (MW) | 16.3586 | 16.28 | 16.1609 | 15.8961 | 15.661 | 15.4063 | 15.1592 | 14.9244 | 14.7048 | 14.5017 | 14.307 | 14.121 | 13.9399 | 13.753 | 12.4036 | 10.6656 | 0
Cardiff East & Aberthaw 132 kV | Crwys Road | Primary Substation | 11 | System Transformation | Headroom (MW) | 16.3586 | 16.316 | 16.2576 | 16.1623 | 16.055 | 15.9299 | 15.8084 | 15.6936 | 15.5849 | 15.4794 | 15.39 | 15.3112 | 15.2499 | 15.2076 | 14.8127 | 14.1555 | 13.2429
Uskmouth 132 kV | Cwmbran Primary | Primary Substation | 11 | Best View | Headroom (MW) | 35.743 | 35.3797 | 35.0124 | 33.9682 | 33.0292 | 31.9754 | 28.2067 | 27.6016 | 26.4497 | 25.0488 | 23.515 | 21.9361 | 20.3265 | 18.8068 | 12.155 | 4.0104 | 0
Uskmouth 132 kV | Cwmbran Primary | Primary Substation | 11 | Consumer Transformation | Headroom (MW) | 35.743 | 35.3865 | 35.0441 | 34.0709 | 33.2387 | 32.1903 | 31.556 | 27.9345 | 27.0288 | 25.7613 | 24.3827 | 22.8315 | 21.3465 | 19.8782 | 12.1954 | 0 | 0
Uskmouth 132 kV | Cwmbran Primary | Primary Substation | 11 | Falling Short | Headroom (MW) | 35.743 | 35.5995 | 35.5467 | 35.4614 | 35.3802 | 35.1083 | 34.7905 | 34.4519 | 34.0901 | 33.6612 | 33.206 | 32.7633 | 32.2944 | 31.9477 | 31.2441 | 28.9811 | 27.719
Uskmouth 132 kV | Cwmbran Primary | Primary Substation | 11 | Leading the Way | Headroom (MW) | 35.743 | 35.381 | 35.0252 | 34.0196 | 33.1134 | 32.0152 | 28.2123 | 27.6987 | 26.646 | 25.4842 | 24.1957 | 22.8298 | 21.3913 | 19.8507 | 0 | 0 | 0
Uskmouth 132 kV | Cwmbran Primary | Primary Substation | 11 | System Transformation | Headroom (MW) | 35.743 | 35.5356 | 35.4486 | 35.1209 | 34.7738 | 34.1133 | 33.4515 | 32.7631 | 32.1365 | 31.5455 | 28.4041 | 28.1011 | 27.4707 | 26.9162 | 23.609 | 18.672 | 12.759
Rassau 132 kV | Cwmfelinfach | Primary Substation | 11 | Best View | Headroom (MW) | 12.3976 | 12.3823 | 12.35 | 12.2767 | 12.1846 | 12.0304 | 11.8742 | 11.7433 | 10.7735 | 10.5877 | 10.1185 | 6.5881 | 0 | 0 | 0 | 0 | 0
Rassau 132 kV | Cwmfelinfach | Primary Substation | 11 | Consumer Transformation | Headroom (MW) | 12.3976 | 12.3649 | 12.309 | 12.1933 | 12.0692 | 11.8701 | 11.7116 | 10.7204 | 8.6111 | 2.2809 | 0 | 0 | 0 | 0 | 0 | 0 | 0
Rassau 132 kV | Cwmfelinfach | Primary Substation | 11 | Falling Short | Headroom (MW) | 12.3976 | 12.389 | 12.3688 | 12.3452 | 12.3117 | 12.2709 | 12.2147 | 12.1326 | 11.9995 | 11.8154 | 11.6725 | 10.7202 | 10.4112 | 10.1497 | 9.6855 | 9.0917 | 8.3751
Rassau 132 kV | Cwmfelinfach | Primary Substation | 11 | Leading the Way | Headroom (MW) | 12.3976 | 12.3679 | 12.3151 | 12.1966 | 12.0621 | 11.8824 | 11.7353 | 10.7772 | 10.6018 | 10.2812 | 7.8675 | 0.91917 | 0 | 0 | 0 | 0 | 0
Rassau 132 kV | Cwmfelinfach | Primary Substation | 11 | System Transformation | Headroom (MW) | 12.3976 | 12.3811 | 12.351 | 12.3014 | 12.2327 | 12.1388 | 12.0214 | 11.8531 | 11.6818 | 10.6284 | 10.1682 | 9.6429 | 9.008 | 5.7796 | 0 | 0 | 0
Swansea North 132 kV | Cwmffrwd | Primary Substation | 11 | Best View | Headroom (MW) | 11.6952 | 11.6395 | 11.5728 | 11.4433 | 11.5149 | 11.3516 | 11.1404 | 10.8367 | 10.3518 | 9.5901 | 0 | 0 | 0 | 0 | 0 | 0 | 0
Swansea North 132 kV | Cwmffrwd | Primary Substation | 11 | Consumer Transformation | Headroom (MW) | 11.6952 | 11.64 | 11.5742 | 11.4502 | 11.5405 | 11.3928 | 11.27 | 10.9349 | 10.4912 | 9.9153 | 0 | 0 | 0 | 0 | 0 | 0 | 0
Swansea North 132 kV | Cwmffrwd | Primary Substation | 11 | Falling Short | Headroom (MW) | 11.6952 | 11.6644 | 11.6381 | 11.6104 | 11.7381 | 11.8217 | 11.9189 | 11.9191 | 11.8666 | 11.7337 | 11.5385 | 11.3343 | 10.9863 | 10.7737 | 8.7913 | 0 | 0
Swansea North 132 kV | Cwmffrwd | Primary Substation | 11 | Leading the Way | Headroom (MW) | 11.6952 | 11.6413 | 11.5769 | 11.4493 | 11.5313 | 11.4743 | 11.4027 | 11.1656 | 10.9161 | 10.5761 | 10.0558 | 2.4768 | 0 | 0 | 0 | 0 | 0
Swansea North 132 kV | Cwmffrwd | Primary Substation | 11 | System Transformation | Headroom (MW) | 11.6952 | 11.6562 | 11.6188 | 11.5642 | 11.7188 | 11.7359 | 11.7801 | 11.6743 | 11.4271 | 11.059 | 10.6683 | 8.7147 | 0 | 0 | 0 | 0 | 0
Cardiff East & Aberthaw 132 kV | Cyncoed | Primary Substation | 11 | Best View | Headroom (MW) | 35.5502 | 35.4491 | 35.3064 | 34.9617 | 34.619 | 34.2165 | 33.8048 | 33.3827 | 32.9582 | 32.5782 | 32.1969 | 31.8191 | 31.4834 | 31.1463 | 29.5827 | 27.6411 | 23.7605
Cardiff East & Aberthaw 132 kV | Cyncoed | Primary Substation | 11 | Consumer Transformation | Headroom (MW) | 35.5502 | 35.3476 | 35.0597 | 34.4373 | 33.8836 | 33.3047 | 32.7394 | 32.1558 | 31.627 | 31.1331 | 30.6761 | 30.2112 | 29.5422 | 29.114 | 25.9388 | 21.8609 | 10.0856
Cardiff East & Aberthaw 132 kV | Cyncoed | Primary Substation | 11 | Falling Short | Headroom (MW) | 35.5502 | 35.4966 | 35.4202 | 35.3289 | 35.2291 | 35.1254 | 35.0188 | 34.917 | 34.806 | 34.7033 | 34.6184 | 34.549 | 34.5038 | 34.477 | 34.6056 | 34.6228 | 34.0188
Cardiff East & Aberthaw 132 kV | Cyncoed | Primary Substation | 11 | Leading the Way | Headroom (MW) | 35.5502 | 35.3461 | 35.0605 | 34.3933 | 33.8117 | 33.1888 | 32.5736 | 31.9886 | 31.4292 | 30.9058 | 30.4148 | 29.6624 | 29.2928 | 28.7788 | 25.2274 | 20.6678 | 0
Cardiff East & Aberthaw 132 kV | Cyncoed | Primary Substation | 11 | System Transformation | Headroom (MW) | 35.5502 | 35.4459 | 35.3069 | 35.0669 | 34.7981 | 34.4909 | 34.1889 | 33.8939 | 33.6157 | 33.3652 | 33.141 | 32.9432 | 32.775 | 32.6431 | 31.5807 | 30.1519 | 27.4381
Upper Boat 132 kV | Dowlais Grid | Bulk Supply Point | 33 | Best View | Headroom (MW) | 29.6859 | 29.4419 | 28.9076 | 27.7566 | 26.6106 | 25.3474 | 23.9869 | 22.1466 | 19.9064 | 16.9884 | 13.6066 | 10.1064 | 6.1418 | 2.9946 | 0 | 0 | 0
Upper Boat 132 kV | Dowlais Grid | Bulk Supply Point | 33 | Consumer Transformation | Headroom (MW) | 29.6859 | 29.3815 | 28.7552 | 27.4386 | 26.1806 | 23.9025 | 21.2797 | 17.8091 | 13.6154 | 8.6541 | 3.2236 | 0 | 0 | 0 | 0 | 0 | 0
Upper Boat 132 kV | Dowlais Grid | Bulk Supply Point | 33 | Falling Short | Headroom (MW) | 29.6859 | 29.6212 | 29.4201 | 29.2002 | 28.9626 | 28.6692 | 28.2682 | 27.5605 | 26.4092 | 24.5818 | 22.2794 | 19.8487 | 16.9363 | 14.8699 | 10.8 | 5.9727 | 0
Upper Boat 132 kV | Dowlais Grid | Bulk Supply Point | 33 | Leading the Way | Headroom (MW) | 29.6859 | 29.3943 | 28.7819 | 27.4151 | 26.1217 | 24.1453 | 22.053 | 19.5513 | 16.2131 | 12.8759 | 8.6323 | 3.69 | 0 | 0 | 0 | 0 | 0
Upper Boat 132 kV | Dowlais Grid | Bulk Supply Point | 33 | System Transformation | Headroom (MW) | 29.6859 | 29.5764 | 29.2766 | 28.7589 | 28.1599 | 27.3659 | 26.3786 | 24.6208 | 21.9181 | 18.4461 | 14.5528 | 10.7882 | 6.375 | 3.4605 | 0 | 0 | 0
Cardiff East & Aberthaw 132 kV | East Aberthaw | Bulk Supply Point | 33 | Best View | Headroom (MW) | 37.4486 | 36.3337 | 35.8536 | 35.101 | 32.714 | 31.5104 | 30.2102 | 28.5161 | 26.0991 | 22.7716 | 18.5752 | 14.3083 | 9.4301 | 5.4862 | 0 | 0 | 0
Cardiff East & Aberthaw 132 kV | East Aberthaw | Bulk Supply Point | 33 | Consumer Transformation | Headroom (MW) | 37.4486 | 36.2343 | 35.8063 | 34.9685 | 32.5504 | 31.2963 | 29.9595 | 28.1935 | 25.7989 | 22.3715 | 18.1915 | 13.8085 | 8.8687 | 4.7832 | 0 | 0 | 0
Cardiff East & Aberthaw 132 kV | East Aberthaw | Bulk Supply Point | 33 | Falling Short | Headroom (MW) | 37.4486 | 36.5006 | 36.2732 | 36.1208 | 35.9501 | 35.7917 | 35.671 | 35.3667 | 34.7993 | 33.877 | 32.6684 | 31.381 | 29.7836 | 28.6637 | 26.7805 | 24.0574 | 20.2283
Cardiff East & Aberthaw 132 kV | East Aberthaw | Bulk Supply Point | 33 | Leading the Way | Headroom (MW) | 37.4486 | 36.2338 | 35.8108 | 34.9237 | 33.8638 | 32.7448 | 31.709 | 26.4442 | 24.7889 | 22.9479 | 20.344 | 16.615 | 11.8586 | 7.411 | 0 | 0 | 0
Cardiff East & Aberthaw 132 kV | East Aberthaw | Bulk Supply Point | 33 | System Transformation | Headroom (MW) | 37.4486 | 36.3573 | 36.1332 | 35.756 | 35.2187 | 34.6974 | 34.1842 | 33.2783 | 31.7515 | 29.737 | 27.3653 | 25.0264 | 22.2591 | 19.8698 | 12.643 | 2.2188 | 0
Cardiff East & Aberthaw 132 kV | East Aberthaw Primary | Primary Substation | 11 | Best View | Headroom (MW) | 13.2195 | 12.3523 | 12.2612 | 12.0776 | 11.792 | 11.526 | 10.9151 | 10.4323 | 9.6259 | 8.6164 | 7.4607 | 6.2835 | 4.9125 | 3.8077 | 0 | 0 | 0
Cardiff East & Aberthaw 132 kV | East Aberthaw Primary | Primary Substation | 11 | Consumer Transformation | Headroom (MW) | 13.2195 | 12.352 | 12.2565 | 12.0667 | 11.7842 | 11.5223 | 10.9131 | 10.428 | 9.634 | 8.6358 | 7.4967 | 6.314 | 4.9446 | 3.8305 | 0 | 0 | 0
Cardiff East & Aberthaw 132 kV | East Aberthaw Primary | Primary Substation | 11 | Falling Short | Headroom (MW) | 13.2195 | 12.3876 | 12.3454 | 12.2971 | 12.2327 | 12.1884 | 12.1413 | 12.0349 | 11.8312 | 11.544 | 10.9242 | 10.5097 | 9.9384 | 9.5271 | 8.82 | 7.8472 | 6.7257
Cardiff East & Aberthaw 132 kV | East Aberthaw Primary | Primary Substation | 11 | Leading the Way | Headroom (MW) | 13.2195 | 12.3525 | 12.2571 | 12.0525 | 11.7193 | 11.5097 | 10.9671 | 6.6146 | 6.0892 | 5.4802 | 4.6045 | 3.5287 | 2.1901 | 0.96957 | 0 | 0 | 0
Cardiff East & Aberthaw 132 kV | East Aberthaw Primary | Primary Substation | 11 | System Transformation | Headroom (MW) | 13.2195 | 12.3755 | 12.3182 | 12.1882 | 11.9708 | 11.8082 | 11.636 | 11.023 | 10.5904 | 9.8527 | 8.9807 | 8.1155 | 7.0851 | 6.3359 | 4.1376 | 1.185 | 0
Rassau 132 kV | Ebbw Vale Bsp | Bulk Supply Point | 33 | Best View | Headroom (MW) | 0.78629 | 0.69952 | 0.53924 | 0.21354 | 0 | 0 | 0 | 0 | 0 | 0 | 0 | 0 | 0 | 0 | 0 | 0 | 0
Rassau 132 kV | Ebbw Vale Bsp | Bulk Supply Point | 33 | Consumer Transformation | Headroom (MW) | 0.78629 | 0.63135 | 0.37281 | 0 | 0 | 0 | 0 | 0 | 0 | 0 | 0 | 0 | 0 | 0 | 0 | 0 | 0
Rassau 132 kV | Ebbw Vale Bsp | Bulk Supply Point | 33 | Falling Short | Headroom (MW) | 0.78629 | 0.74574 | 0.67785 | 0.61677 | 0.52979 | 0.40664 | 0.25628 | 0.061446 | 0 | 0 | 0 | 0 | 0 | 0 | 0 | 0 | 0
Rassau 132 kV | Ebbw Vale Bsp | Bulk Supply Point | 33 | Leading the Way | Headroom (MW) | 0.78629 | 0.63363 | 0.37949 | 0 | 0 | 0 | 0 | 0 | 0 | 0 | 0 | 0 | 0 | 0 | 0 | 0 | 0
Rassau 132 kV | Ebbw Vale Bsp | Bulk Supply Point | 33 | System Transformation | Headroom (MW) | 0.78629 | 0.70898 | 0.58843 | 0.39518 | 0.15073 | 0 | 0 | 0 | 0 | 0 | 0 | 0 | 0 | 0 | 0 | 0 | 0
Rassau 132 kV | Ebbw Vale Primary | Primary Substation | 11 | Best View | Headroom (MW) | 28.4327 | 28.3605 | 28.269 | 28.0851 | 27.8923 | 28.0758 | 28.3352 | 27.998 | 23.6011 | 18.8597 | 12.9883 | 6.4923 | 0 | 0 | 0 | 0 | 0
Rassau 132 kV | Ebbw Vale Primary | Primary Substation | 11 | Consumer Transformation | Headroom (MW) | 28.4327 | 28.3284 | 28.1937 | 19.9122 | 19.6441 | 19.7605 | 18.0192 | 14.0742 | 8.4858 | 2.2477 | 0 | 0 | 0 | 0 | 0 | 0 | 0
Rassau 132 kV | Ebbw Vale Primary | Primary Substation | 11 | Falling Short | Headroom (MW) | 28.4327 | 28.3804 | 28.3372 | 28.2894 | 28.2363 | 28.6353 | 29.007 | 29.3341 | 29.3293 | 29.2575 | 29.1335 | 28.9961 | 25.7377 | 23.4802 | 19.274 | 16.866 | 8.6286
Rassau 132 kV | Ebbw Vale Primary | Primary Substation | 11 | Leading the Way | Headroom (MW) | 28.4327 | 28.3281 | 28.192 | 27.8938 | 27.6071 | 27.9499 | 26.0528 | 22.9096 | 18.1774 | 13.6316 | 7.753 | 0.9058 | 0 | 0 | 0 | 0 | 0
Rassau 132 kV | Ebbw Vale Primary | Primary Substation | 11 | System Transformation | Headroom (MW) | 28.4327 | 28.3651 | 28.295 | 28.1825 | 28.0518 | 28.344 | 28.7197 | 29.1715 | 28.8949 | 24.6642 | 19.7452 | 14.9125 | 9.4003 | 5.6955 | 0 | 0 | 0
Cardiff East & Aberthaw 132 kV | Ely | Primary Substation | 11 | Best View | Headroom (MW) | 19.3282 | 19.2927 | 19.2352 | 19.092 | 18.9406 | 18.7597 | 18.564 | 18.362 | 18.1533 | 17.9682 | 17.7717 | 17.5739 | 17.3894 | 17.1676 | 16.35 | 15.3181 | 13.8609
Cardiff East & Aberthaw 132 kV | Ely | Primary Substation | 11 | Consumer Transformation | Headroom (MW) | 19.3282 | 19.2608 | 19.1564 | 18.9212 | 18.7119 | 18.4875 | 18.2583 | 18.019 | 17.7947 | 17.5588 | 17.3286 | 17.0514 | 16.8128 | 16.5629 | 15.2536 | 13.5169 | 10.1237
Cardiff East & Aberthaw 132 kV | Ely | Primary Substation | 11 | Falling Short | Headroom (MW) | 19.3282 | 19.3104 | 19.2867 | 19.2534 | 19.2195 | 19.1805 | 19.1323 | 19.0866 | 19.0363 | 18.9864 | 18.9398 | 18.8965 | 18.8601 | 18.8271 | 18.8242 | 18.7333 | 18.4964
Cardiff East & Aberthaw 132 kV | Ely | Primary Substation | 11 | Leading the Way | Headroom (MW) | 19.3282 | 19.2597 | 19.1581 | 18.9087 | 18.681 | 18.4311 | 18.1701 | 17.9134 | 17.6599 | 17.421 | 17.1525 | 16.918 | 16.6766 | 16.4221 | 14.9478 | 13.1609 | 0
Cardiff East & Aberthaw 132 kV | Ely | Primary Substation | 11 | System Transformation | Headroom (MW) | 19.3282 | 19.2926 | 19.2454 | 19.1579 | 19.0584 | 18.9432 | 18.8174 | 18.6943 | 18.5758 | 18.4539 | 18.3335 | 18.2175 | 18.107 | 18.0058 | 17.4257 | 16.669 | 15.7807
Upper Boat 132 kV | Energlyn 33kv | Primary Substation | 11 | Best View | Headroom (MW) | 6.7823 | 6.7713 | 6.7543 | 6.7308 | 6.7174 | 6.7021 | 6.6885 | 6.6506 | 6.614 | 3.0565 | 0 | 0 | 0 | 0 | 0 | 0 | 0
Upper Boat 132 kV | Energlyn 33kv | Primary Substation | 11 | Consumer Transformation | Headroom (MW) | 6.7823 | 6.7668 | 6.744 | 6.7094 | 6.6837 | 6.6603 | 6.6384 | 6.5903 | 6.5458 | 3.7857 | 1.0806 | 0 | 0 | 0 | 0 | 0 | 0
Upper Boat 132 kV | Energlyn 33kv | Primary Substation | 11 | Falling Short | Headroom (MW) | 6.7823 | 6.7743 | 6.762 | 6.7498 | 6.7416 | 6.7346 | 6.7288 | 6.72 | 6.7115 | 6.541 | 6.4091 | 6.0252 | 5.8714 | 5.6968 | 4.3942 | 4.4242 | 3.0546
Upper Boat 132 kV | Energlyn 33kv | Primary Substation | 11 | Leading the Way | Headroom (MW) | 6.7823 | 6.7668 | 6.7442 | 6.7073 | 6.684 | 6.6586 | 6.6358 | 6.5759 | 6.5173 | 2.9108 | 0 | 0 | 0 | 0 | 0 | 0 | 0
Upper Boat 132 kV | Energlyn 33kv | Primary Substation | 11 | System Transformation | Headroom (MW) | 6.7823 | 6.7713 | 6.7547 | 6.7348 | 6.7197 | 6.705 | 6.6917 | 6.6597 | 6.6274 | 5.8157 | 5.0937 | 4.3512 | 3.6072 | 2.8887 | 2.7912 | 0 | 0
Upper Boat 132 kV | Energlyn Primary | Primary Substation | 11 | Best View | Headroom (MW) | 33.5766 | 33.5062 | 33.3944 | 33.1237 | 32.8419 | 32.4786 | 32.0906 | 31.6527 | 31.1688 | 30.6261 | 29.7144 | 29.1772 | 28.4518 | 27.8484 | 26.0213 | 23.2913 | 19.6936
Upper Boat 132 kV | Energlyn Primary | Primary Substation | 11 | Consumer Transformation | Headroom (MW) | 33.5766 | 33.44 | 33.2355 | 32.7954 | 32.3752 | 31.7314 | 31.0321 | 30.3209 | 29.1631 | 28.118 | 26.9652 | 25.738 | 24.4152 | 23.2707 | 18.3263 | 11.7672 | 6.5978
Upper Boat 132 kV | Energlyn Primary | Primary Substation | 11 | Falling Short | Headroom (MW) | 33.5766 | 33.5323 | 33.4701 | 33.3876 | 33.3052 | 33.1922 | 33.0606 | 32.8896 | 32.6385 | 32.2866 | 31.859 | 31.4188 | 30.9078 | 30.5584 | 29.701 | 28.9603 | 27.7403
Upper Boat 132 kV | Energlyn Primary | Primary Substation | 11 | Leading the Way | Headroom (MW) | 33.5766 | 33.44 | 33.2393 | 32.7709 | 32.3197 | 23.4898 | 22.8246 | 22.1533 | 21.376 | 20.6242 | 19.6881 | 18.6124 | 17.3675 | 16.1595 | 10.8507 | 4.2507 | 0
Upper Boat 132 kV | Energlyn Primary | Primary Substation | 11 | System Transformation | Headroom (MW) | 33.5766 | 33.5054 | 33.4055 | 33.2285 | 33.0211 | 32.7336 | 32.4123 | 31.9858 | 31.4053 | 30.729 | 29.7133 | 29.1115 | 28.2732 | 27.6834 | 25.707 | 22.696 | 19.0475
Cardiff East & Aberthaw 132 kV | Fairwater | Primary Substation | 11 | Best View | Headroom (MW) | 13.5672 | 13.5971 | 13.6033 | 13.5257 | 13.4155 | 13.2372 | 13.0447 | 12.8434 | 12.5709 | 12.3118 | 11.947 | 11.5188 | 10.7959 | 10.4135 | 9.079 | 7.7836 | 5.6275
Cardiff East & Aberthaw 132 kV | Fairwater | Primary Substation | 11 | Consumer Transformation | Headroom (MW) | 13.5672 | 13.522 | 13.4247 | 13.1753 | 12.9227 | 12.6153 | 12.2892 | 11.9061 | 11.5315 | 10.8694 | 10.4214 | 9.9003 | 9.3356 | 8.9224 | 6.8248 | 4.4069 | 1.5025
Cardiff East & Aberthaw 132 kV | Fairwater | Primary Substation | 11 | Falling Short | Headroom (MW) | 13.5672 | 13.5919 | 13.5958 | 13.6073 | 13.6237 | 13.6209 | 13.6095 | 13.5859 | 13.521 | 13.4051 | 13.2488 | 13.0853 | 12.8676 | 12.7493 | 12.8733 | 12.8616 | 12.4112
Cardiff East & Aberthaw 132 kV | Fairwater | Primary Substation | 11 | Leading the Way | Headroom (MW) | 13.5672 | 13.5347 | 13.4564 | 13.2062 | 12.9525 | 12.6407 | 12.3159 | 12.0052 | 11.6458 | 10.9783 | 10.6803 | 10.1323 | 9.4878 | 8.9754 | 6.5783 | 3.9415 | 0
Cardiff East & Aberthaw 132 kV | Fairwater | Primary Substation | 11 | System Transformation | Headroom (MW) | 13.5672 | 13.5775 | 13.5648 | 13.5209 | 13.4337 | 13.2936 | 13.1373 | 12.9428 | 12.7116 | 12.4592 | 12.1785 | 11.9256 | 11.6412 | 11.4955 | 10.5629 | 9.5442 | 7.9843
Pembroke 132 kV | Fishguard | Primary Substation | 11 | Best View | Headroom (MW) | 10.3406 | 10.4256 | 10.7573 | 10.4212 | 10.1486 | 9.7361 | 9.1844 | 5.2968 | 4.7099 | 4.4914 | 0.78597 | 0.40502 | 0 | 0 | 0 | 0 | 0
Pembroke 132 kV | Fishguard | Primary Substation | 11 | Consumer Transformation | Headroom (MW) | 10.3406 | 10.4157 | 10.7784 | 10.4437 | 10.2121 | 9.7487 | 9.1972 | 5.281 | 4.8226 | 4.6972 | 1.1134 | 0 | 0 | 0 | 0 | 0 | 0
Pembroke 132 kV | Fishguard | Primary Substation | 11 | Falling Short | Headroom (MW) | 10.3406 | 10.4503 | 10.7981 | 10.8443 | 10.9148 | 10.9662 | 10.9289 | 10.8744 | 10.848 | 10.9876 | 11.0738 | 11.1902 | 11.3087 | 11.3688 | 11.4576 | 11.205 | 10.586
Pembroke 132 kV | Fishguard | Primary Substation | 11 | Leading the Way | Headroom (MW) | 10.3406 | 10.426 | 10.7634 | 10.4431 | 10.2072 | 9.8233 | 9.3096 | 5.4759 | 4.9621 | 4.8352 | 1.2291 | 0.95065 | 0 | 0 | 0 | 0 | 0
Pembroke 132 kV | Fishguard | Primary Substation | 11 | System Transformation | Headroom (MW) | 10.3406 | 10.4658 | 10.9274 | 10.8532 | 10.8297 | 10.71 | 10.5192 | 10.2952 | 10.1582 | 10.3572 | 7.1195 | 7.1871 | 7.1293 | 7.0163 | 0 | 0 | 0
Swansea North 132 kV | Garngoch | Primary Substation | 11 | Best View | Headroom (MW) | 31.7832 | 31.2195 | 31.0342 | 30.604 | 30.1559 | 29.5359 | 28.8723 | 28.1458 | 27.1905 | 26.2077 | 24.9546 | 23.5002 | 21.7877 | 20.1882 | 14.2926 | 7.9978 | 3.0998
Swansea North 132 kV | Garngoch | Primary Substation | 11 | Consumer Transformation | Headroom (MW) | 31.7832 | 31.1016 | 30.7532 | 30.0657 | 29.426 | 28.613 | 27.7228 | 26.6253 | 25.2704 | 23.7348 | 22.1052 | 20.4042 | 18.5527 | 17.0024 | 10.2813 | 1.866 | 0
Swansea North 132 kV | Garngoch | Primary Substation | 11 | Falling Short | Headroom (MW) | 31.7832 | 31.3362 | 31.0956 | 30.9323 | 30.8048 | 30.6472 | 30.4607 | 30.2084 | 29.8217 | 29.2685 | 28.598 | 27.8991 | 27.0545 | 26.4687 | 25.4781 | 24.1345 | 22.2763
Swansea North 132 kV | Garngoch | Primary Substation | 11 | Leading the Way | Headroom (MW) | 31.7832 | 31.1016 | 30.7576 | 30.0332 | 29.3631 | 28.575 | 27.7805 | 26.9365 | 25.8041 | 24.7147 | 23.3971 | 21.8884 | 20.124 | 18.4227 | 10.9542 | 2.3586 | 0
Swansea North 132 kV | Garngoch | Primary Substation | 11 | System Transformation | Headroom (MW) | 31.7832 | 31.2071 | 31.0307 | 30.7437 | 30.4169 | 30.0277 | 29.5846 | 28.9644 | 28.0621 | 26.9715 | 25.7728 | 24.623 | 23.2953 | 22.4093 | 19.4342 | 15.333 | 10.0835
Upper Boat 132 & 33 kV | Gas Yard | Primary Substation | 11 | Best View | Headroom (MW) | 23.2956 | 23.1013 | 19.1097 | 18.241 | 17.3882 | 16.3412 | 15.254 | 10.7222 | 6.8172 | 1.9091 | 0 | 0 | 0 | 0 | 0 | 0 | 0
Upper Boat 132 & 33 kV | Gas Yard | Primary Substation | 11 | Consumer Transformation | Headroom (MW) | 23.2956 | 23.1034 | 19.108 | 18.3028 | 17.5618 | 15.7015 | 14.0117 | 10.1143 | 5.6751 | 0 | 0 | 0 | 0 | 0 | 0 | 0 | 0
Upper Boat 132 & 33 kV | Gas Yard | Primary Substation | 11 | Falling Short | Headroom (MW) | 23.2956 | 23.1914 | 23.14 | 19.4675 | 19.3365 | 19.1707 | 18.9582 | 18.6616 | 18.1912 | 17.4988 | 16.6392 | 15.7391 | 12.9896 | 10.8386 | 7.5476 | 4.3789 | 0
Upper Boat 132 & 33 kV | Gas Yard | Primary Substation | 11 | Leading the Way | Headroom (MW) | 23.2956 | 23.1017 | 19.1137 | 18.2661 | 17.4831 | 16.497 | 15.4966 | 11.4742 | 8.0968 | 3.8612 | 0 | 0 | 0 | 0 | 0 | 0 | 0
Upper Boat 132 & 33 kV | Gas Yard | Primary Substation | 11 | System Transformation | Headroom (MW) | 23.2956 | 23.1651 | 19.4297 | 19.131 | 18.7861 | 18.3312 | 17.8012 | 17.0483 | 16.0319 | 13.7689 | 9.7271 | 5.7833 | 1.2619 | 0 | 0 | 0 | 0
Swansea North 132 kV | Gethin Street Swansea | Primary Substation | 11 | Best View | Headroom (MW) | 21.7181 | 21.6843 | 21.6323 | 21.4807 | 21.288 | 21.0757 | 20.8593 | 21.0028 | 21.1323 | 21.0627 | 21.0055 | 20.9794 | 20.9706 | 20.974 | 7.8868 | 0 | 0
Swansea North 132 kV | Gethin Street Swansea | Primary Substation | 11 | Consumer Transformation | Headroom (MW) | 21.7181 | 21.6456 | 21.5625 | 21.3356 | 21.0863 | 20.845 | 20.6137 | 20.7305 | 20.9006 | 20.8283 | 20.8142 | 20.7808 | 20.6985 | 20.5946 | 0 | 0 | 0
Swansea North 132 kV | Gethin Street Swansea | Primary Substation | 11 | Falling Short | Headroom (MW) | 21.7181 | 21.6837 | 21.6581 | 21.6179 | 21.5655 | 21.5002 | 21.4302 | 21.5683 | 21.7489 | 21.8493 | 21.9681 | 22.1057 | 22.2585 | 22.4323 | 22.9524 | 22.8102 | 22.4074
Swansea North 132 kV | Gethin Street Swansea | Primary Substation | 11 | Leading the Way | Headroom (MW) | 21.7181 | 21.6459 | 21.5607 | 21.326 | 21.0607 | 20.802 | 20.545 | 20.6548 | 20.7431 | 20.6448 | 20.5728 | 20.5274 | 20.5068 | 20.4896 | 0 | 0 | 0
Swansea North 132 kV | Gethin Street Swansea | Primary Substation | 11 | System Transformation | Headroom (MW) | 21.7181 | 21.6795 | 21.6483 | 21.564 | 21.4339 | 21.2958 | 21.1552 | 21.3771 | 21.65 | 21.6824 | 21.7744 | 21.8653 | 21.8894 | 21.9112 | 21.7668 | 21.106 | 5.7085
Rassau 132 kV | Glasbury | Primary Substation | 11 | Best View | Headroom (MW) | 6.811 | 6.7914 | 6.7612 | 6.6849 | 6.4754 | 5.8879 | 5.074 | 4.2908 | 2.8569 | 1.0516 | 0 | 0 | 0 | 0 | 0 | 0 | 0
Rassau 132 kV | Glasbury | Primary Substation | 11 | Consumer Transformation | Headroom (MW) | 6.811 | 6.7889 | 6.7462 | 6.6303 | 6.4942 | 5.8319 | 4.7855 | 3.3933 | 0.91346 | 0 | 0 | 0 | 0 | 0 | 0 | 0 | 0
Rassau 132 kV | Glasbury | Primary Substation | 11 | Falling Short | Headroom (MW) | 6.811 | 6.8028 | 6.7917 | 6.7788 | 6.762 | 6.7304 | 6.6767 | 6.5486 | 6.2329 | 5.532 | 4.395 | 3.0096 | 1.1461 | 0 | 0 | 0 | 0
Rassau 132 kV | Glasbury | Primary Substation | 11 | Leading the Way | Headroom (MW) | 6.811 | 6.7886 | 6.747 | 6.6277 | 6.2851 | 5.5482 | 4.5936 | 3.7078 | 2.178 | 0.29954 | 0 | 0 | 0 | 0 | 0 | 0 | 0
Rassau 132 kV | Glasbury | Primary Substation | 11 | System Transformation | Headroom (MW) | 6.811 | 6.7992 | 6.7795 | 6.7433 | 6.6596 | 6.497 | 6.221 | 5.6506 | 4.1952 | 1.8781 | 0 | 0 | 0 | 0 | 0 | 0 | 0
Pembroke 132 kV | Golden Hill Bsp | Bulk Supply Point | 33 | Best View | Headroom (MW) | 53.7692 | 53.5607 | 52.9681 | 53.2808 | 53.4754 | 53.4405 | 49.3939 | 49.6551 | 49.4487 | 48.7727 | 40.7545 | 29.8209 | 15.3846 | 0 | 0 | 0 | 0
Pembroke 132 kV | Golden Hill Bsp | Bulk Supply Point | 33 | Consumer Transformation | Headroom (MW) | 53.7692 | 53.5626 | 53.3039 | 53.2196 | 53.3602 | 53.1723 | 53.1822 | 53.1832 | 52.8013 | 51.8276 | 39.0709 | 27.8391 | 13.7652 | 0 | 0 | 0 | 0
Pembroke 132 kV | Golden Hill Bsp | Bulk Supply Point | 33 | Falling Short | Headroom (MW) | 53.7692 | 53.662 | 53.5082 | 53.93 | 54.1566 | 54.2987 | 54.5955 | 54.8429 | 54.958 | 54.8266 | 54.6285 | 54.2339 | 53.7193 | 53.3769 | 52.358 | 50.7897 | 47.7892
Pembroke 132 kV | Golden Hill Bsp | Bulk Supply Point | 33 | Leading the Way | Headroom (MW) | 53.7692 | 53.5586 | 52.9663 | 53.2823 | 53.4885 | 53.4744 | 49.4716 | 49.8007 | 49.6813 | 49.1225 | 44.402 | 34.2835 | 20.6087 | 0 | 0 | 0 | 0
Pembroke 132 kV | Golden Hill Bsp | Bulk Supply Point | 33 | System Transformation | Headroom (MW) | 53.7692 | 53.5965 | 53.4057 | 53.8144 | 54.1017 | 54.1637 | 54.4427 | 54.7167 | 54.6466 | 54.0782 | 53.498 | 52.4147 | 51.47 | 46.1317 | 15.8141 | 0 | 0
Pembroke 132 kV | Golden Hill Primary | Primary Substation | 11 | Best View | Headroom (MW) | 15.46 | 15.5068 | 15.4706 | 15.0261 | 14.6292 | 14.0294 | 7.7385 | 7.3933 | 6.8676 | 6.2943 | 5.3386 | 4.2644 | 3.013 | 0 | 0 | 0 | 0
Pembroke 132 kV | Golden Hill Primary | Primary Substation | 11 | Consumer Transformation | Headroom (MW) | 15.46 | 15.4949 | 15.4693 | 15.0503 | 14.7166 | 14.1501 | 13.5869 | 13.1706 | 12.5881 | 11.8702 | 10.8465 | 9.7525 | 8.5906 | 0 | 0 | 0 | 0
Pembroke 132 kV | Golden Hill Primary | Primary Substation | 11 | Falling Short | Headroom (MW) | 15.46 | 15.5509 | 15.6274 | 15.5866 | 15.589 | 15.5224 | 15.4776 | 15.5306 | 15.481 | 15.3652 | 15.0872 | 14.7898 | 14.406 | 14.1588 | 13.6603 | 12.9017 | 11.7695
Pembroke 132 kV | Golden Hill Primary | Primary Substation | 11 | Leading the Way | Headroom (MW) | 15.46 | 15.5053 | 15.4719 | 15.0391 | 14.6738 | 14.103 | 7.8532 | 7.5691 | 7.1286 | 6.6668 | 5.8394 | 4.9024 | 3.781 | 0 | 0 | 0 | 0
Pembroke 132 kV | Golden Hill Primary | Primary Substation | 11 | System Transformation | Headroom (MW) | 15.46 | 15.5544 | 15.634 | 15.4792 | 15.3563 | 15.102 | 14.8654 | 14.794 | 14.5221 | 14.1273 | 13.4459 | 12.7945 | 12.0461 | 11.525 | 8.5483 | 0 | 0
Cardiff East & Aberthaw 132 kV | Grangetown Grid Primary | Primary Substation | 11 | Best View | Headroom (MW) | 26.9741 | 26.8969 | 26.7512 | 26.4824 | 26.2091 | 25.9156 | 25.613 | 25.3096 | 25.0027 | 24.689 | 24.3678 | 31.8136 | 31.434 | 18.7492 | 16.8004 | 14.9314 | 12.7881
Cardiff East & Aberthaw 132 kV | Grangetown Grid Primary | Primary Substation | 11 | Consumer Transformation | Headroom (MW) | 26.9741 | 26.8588 | 26.6584 | 26.2866 | 25.9205 | 25.5507 | 25.1831 | 24.8089 | 24.4486 | 24.0859 | 23.7357 | 23.3525 | 22.9955 | 22.0785 | 19.6726 | 16.8497 | 10.3877
Cardiff East & Aberthaw 132 kV | Grangetown Grid Primary | Primary Substation | 11 | Falling Short | Headroom (MW) | 26.9741 | 26.9169 | 26.8263 | 26.7308 | 26.6548 | 26.5552 | 26.4609 | 26.3754 | 26.2854 | 26.1881 | 26.0955 | 26.0068 | 25.921 | 25.8437 | 33.5093 | 33.1262 | 32.6382
Cardiff East & Aberthaw 132 kV | Grangetown Grid Primary | Primary Substation | 11 | Leading the Way | Headroom (MW) | 26.9741 | 26.8568 | 26.6525 | 26.2613 | 25.8766 | 25.4892 | 25.0915 | 24.7096 | 24.327 | 23.9471 | 23.5663 | 30.9564 | 30.5265 | 17.7792 | 15.0361 | 12.2975 | 0
Cardiff East & Aberthaw 132 kV | Grangetown Grid Primary | Primary Substation | 11 | System Transformation | Headroom (MW) | 26.9741 | 26.9012 | 26.7834 | 26.6182 | 26.4367 | 26.2306 | 26.0229 | 25.8218 | 25.6189 | 25.4171 | 25.22 | 25.0328 | 24.8571 | 24.3726 | 22.996 | 21.6366 | 20.273
Swansea North 132 kV | Gwaun Cae Gurwen | Primary Substation | 11 | Best View | Headroom (MW) | 3.8862 | 3.823 | 3.7457 | 3.584 | 3.4198 | 3.0929 | 2.6971 | 2.1944 | 1.5536 | 0.75371 | 0 | 0 | 0 | 0 | 0 | 0 | 0
Swansea North 132 kV | Gwaun Cae Gurwen | Primary Substation | 11 | Consumer Transformation | Headroom (MW) | 3.8862 | 3.8134 | 3.723 | 3.5323 | 3.3527 | 3.017 | 2.6178 | 2.1069 | 1.4712 | 0.68953 | 0 | 0 | 0 | 0 | 0 | 0 | 0
Swansea North 132 kV | Gwaun Cae Gurwen | Primary Substation | 11 | Falling Short | Headroom (MW) | 3.8862 | 3.8577 | 3.8341 | 3.8091 | 3.7778 | 3.7296 | 3.6616 | 3.5487 | 3.3458 | 3.0215 | 2.606 | 2.166 | 1.6168 | 1.2496 | 0.67057 | 0 | 0
Swansea North 132 kV | Gwaun Cae Gurwen | Primary Substation | 11 | Leading the Way | Headroom (MW) | 3.8862 | 3.8137 | 3.7237 | 3.5248 | 3.3378 | 3.055 | 2.7576 | 2.4541 | 2.0438 | 1.5828 | 0.93006 | 0.13068 | 0 | 0 | 0 | 0 | 0
Swansea North 132 kV | Gwaun Cae Gurwen | Primary Substation | 11 | System Transformation | Headroom (MW) | 3.8862 | 3.8436 | 3.8001 | 3.7278 | 3.6462 | 3.5218 | 3.361 | 3.0877 | 2.6607 | 2.1041 | 1.468 | 0.84427 | 0.10715 | 0 | 0 | 0 | 0
Pembroke 132 kV | Haverfordwest Grid | Bulk Supply Point | 33 | Best View | Headroom (MW) | 48.0089 | 49.6145 | 51.3644 | 50.3328 | 49.6162 | 48.3596 | 45.0448 | 32.3747 | 23.2572 | 15.9127 | 0 | 0 | 0 | 0 | 0 | 0 | 0
Pembroke 132 kV | Haverfordwest Grid | Bulk Supply Point | 33 | Consumer Transformation | Headroom (MW) | 48.0089 | 49.4934 | 51.398 | 50.2851 | 50.1976 | 48.1021 | 44.6162 | 31.5445 | 20.6821 | 10.3471 | 0 | 0 | 0 | 0 | 0 | 0 | 0
Pembroke 132 kV | Haverfordwest Grid | Bulk Supply Point | 33 | Falling Short | Headroom (MW) | 48.0089 | 49.4566 | 51.2789 | 52.0685 | 53.2779 | 54.7187 | 54.9363 | 54.7537 | 53.9369 | 53.0678 | 51.3876 | 49.6502 | 46.9893 | 45.143 | 41.4676 | 31.0293 | 13.1739
Pembroke 132 kV | Haverfordwest Grid | Bulk Supply Point | 33 | Leading the Way | Headroom (MW) | 48.0089 | 49.6176 | 51.3966 | 50.4518 | 49.9398 | 48.8887 | 45.8456 | 34.6412 | 26.3274 | 20.062 | 0 | 0 | 0 | 0 | 0 | 0 | 0
Pembroke 132 kV | Haverfordwest Grid | Bulk Supply Point | 33 | System Transformation | Headroom (MW) | 48.0089 | 49.787 | 52.2162 | 52.4605 | 53.2951 | 53.4924 | 52.5033 | 50.8343 | 47.6343 | 44.7925 | 32.2581 | 24.4888 | 10.5643 | 2.527 | 0 | 0 | 0
Pembroke 132 kV | Haverfordwest Power Stn | Primary Substation | 11 | Best View | Headroom (MW) | 15.2455 | 15.312 | 15.4196 | 15.356 | 15.362 | 15.2376 | 14.9642 | 14.5938 | 13.9047 | 13.0858 | 11.863 | 0.45797 | 0 | 0 | 0 | 0 | 0
Pembroke 132 kV | Haverfordwest Power Stn | Primary Substation | 11 | Consumer Transformation | Headroom (MW) | 15.2455 | 15.3045 | 15.4249 | 15.3472 | 15.3857 | 15.1284 | 14.7644 | 14.1587 | 13.1122 | 11.8047 | 7.1078 | 0 | 0 | 0 | 0 | 0 | 0
Pembroke 132 kV | Haverfordwest Power Stn | Primary Substation | 11 | Falling Short | Headroom (MW) | 15.2455 | 15.324 | 15.4618 | 15.5936 | 15.7604 | 15.9269 | 16.0039 | 15.9466 | 15.724 | 15.3222 | 14.7857 | 14.2092 | 13.4736 | 12.947 | 11.9812 | 10.4692 | 8.7075
Pembroke 132 kV | Haverfordwest Power Stn | Primary Substation | 11 | Leading the Way | Headroom (MW) | 15.2455 | 15.312 | 15.4226 | 15.3689 | 15.3973 | 15.2935 | 15.0465 | 14.7104 | 14.0644 | 13.2952 | 12.1647 | 7.1327 | 0 | 0 | 0 | 0 | 0
Pembroke 132 kV | Haverfordwest Power Stn | Primary Substation | 11 | System Transformation | Headroom (MW) | 15.2455 | 15.3362 | 15.5137 | 15.5899 | 15.7478 | 15.7769 | 15.7249 | 15.4408 | 14.7294 | 13.7703 | 12.6783 | 11.6015 | 10.2748 | 9.3265 | 0 | 0 | 0
Cardiff East & Aberthaw 132 kV | Heath | Primary Substation | 11 | Best View | Headroom (MW) | 22.3988 | 22.3109 | 22.1768 | 21.8913 | 21.6115 | 21.2877 | 20.9614 | 20.6398 | 20.318 | 20.0241 | 19.7366 | 19.4532 | 19.2014 | 18.95 | 17.6596 | 16.1221 | 13.1004
Cardiff East & Aberthaw 132 kV | Heath | Primary Substation | 11 | Consumer Transformation | Headroom (MW) | 22.3988 | 22.2402 | 22.0078 | 21.5287 | 21.1036 | 20.6584 | 20.2292 | 19.7899 | 19.3953 | 19.0174 | 18.6668 | 18.2886 | 17.6795 | 17.4571 | 15.0871 | 11.8208 | 8.02
Cardiff East & Aberthaw 132 kV | Heath | Primary Substation | 11 | Falling Short | Headroom (MW) | 22.3988 | 22.3506 | 22.2827 | 22.2152 | 22.1308 | 22.0392 | 21.9439 | 21.8585 | 21.7647 | 21.6792 | 21.6103 | 21.5555 | 21.5172 | 21.4964 | 21.6027 | 21.5696 | 21.0895
Cardiff East & Aberthaw 132 kV | Heath | Primary Substation | 11 | Leading the Way | Headroom (MW) | 22.3988 | 22.2365 | 22.0045 | 21.4946 | 21.0472 | 20.5657 | 20.0973 | 19.6612 | 19.2461 | 18.8575 | 18.4929 | 18.1785 | 17.6083 | 17.2689 | 14.5407 | 10.9686 | 0
Cardiff East & Aberthaw 132 kV | Heath | Primary Substation | 11 | System Transformation | Headroom (MW) | 22.3988 | 22.3123 | 22.1941 | 22.0071 | 21.7979 | 21.5566 | 21.321 | 21.0978 | 20.8896 | 20.6939 | 20.5221 | 20.3714 | 20.2481 | 20.1523 | 19.3286 | 18.1244 | 16.0488
Cardiff East & Aberthaw 132 kV | Heath Hospital Primary | Primary Substation | 11 | Best View | Headroom (MW) | 13.0715 | 13.0528 | 13.0239 | 12.9818 | 12.9401 | 12.8933 | 12.8481 | 12.8026 | 12.7604 | 12.7222 | 12.6855 | 12.6507 | 12.619 | 12.5881 | 12.4459 | 12.2314 | 11.875
Cardiff East & Aberthaw 132 kV | Heath Hospital Primary | Primary Substation | 11 | Consumer Transformation | Headroom (MW) | 13.0715 | 13.0456 | 13.0057 | 12.9439 | 12.8877 | 12.8297 | 12.7744 | 12.7182 | 12.6713 | 12.6257 | 12.5844 | 12.5387 | 12.4999 | 12.4595 | 12.1794 | 11.8134 | 10.0797
Cardiff East & Aberthaw 132 kV | Heath Hospital Primary | Primary Substation | 11 | Falling Short | Headroom (MW) | 13.0715 | 13.0561 | 13.0331 | 13.0106 | 12.9864 | 12.9623 | 12.9379 | 12.9147 | 12.8917 | 12.8678 | 12.8461 | 12.8259 | 12.8078 | 12.7943 | 12.7581 | 12.707 | 12.6025
Cardiff East & Aberthaw 132 kV | Heath Hospital Primary | Primary Substation | 11 | Leading the Way | Headroom (MW) | 13.0715 | 13.0445 | 13.0047 | 12.9388 | 12.881 | 12.8199 | 12.7611 | 12.7056 | 12.6558 | 12.6091 | 12.5653 | 12.5235 | 12.482 | 12.4391 | 12.1303 | 11.7371 | 0
Cardiff East & Aberthaw 132 kV | Heath Hospital Primary | Primary Substation | 11 | System Transformation | Headroom (MW) | 13.0715 | 13.0527 | 13.0249 | 12.9905 | 12.9546 | 12.9153 | 12.8772 | 12.8404 | 12.8061 | 12.7725 | 12.7432 | 12.7167 | 12.6938 | 12.6745 | 12.5443 | 12.3608 | 12.1141
Swansea North 132 kV | Hendy | Primary Substation | 11 | Best View | Headroom (MW) | 11.5336 | 11.4804 | 11.398 | 11.2225 | 11.0481 | 10.778 | 10.4716 | 10.0993 | 9.5481 | 8.9285 | 8.1483 | 7.3173 | 6.3161 | 5.5657 | 0 | 0 | 0
Swansea North 132 kV | Hendy | Primary Substation | 11 | Consumer Transformation | Headroom (MW) | 11.5336 | 11.4567 | 11.3383 | 11.1064 | 10.8918 | 10.5878 | 10.2371 | 9.7326 | 9.1297 | 8.3688 | 7.5077 | 6.6383 | 5.6428 | 4.9555 | 0 | 0 | 0
Swansea North 132 kV | Hendy | Primary Substation | 11 | Falling Short | Headroom (MW) | 11.5336 | 11.506 | 11.4673 | 11.4261 | 11.3948 | 11.3357 | 11.2594 | 11.1403 | 10.9217 | 10.5855 | 10.1529 | 9.666 | 9.0997 | 8.7152 | 8.172 | 7.4794 | 6.61
Swansea North 132 kV | Hendy | Primary Substation | 11 | Leading the Way | Headroom (MW) | 11.5336 | 11.4573 | 11.3398 | 11.0956 | 10.8724 | 10.5991 | 10.3254 | 10.0471 | 9.6008 | 9.1645 | 8.5122 | 7.7331 | 6.751 | 5.9173 | 0.81067 | 0 | 0
Swansea North 132 kV | Hendy | Primary Substation | 11 | System Transformation | Headroom (MW) | 11.5336 | 11.4946 | 11.4386 | 11.3509 | 11.2555 | 11.1086 | 10.9195 | 10.6215 | 10.1385 | 9.4993 | 8.7925 | 8.1091 | 7.2891 | 6.7942 | 5.4928 | 3.7552 | 0
Cardiff East & Aberthaw 132 kV | Highmead | Primary Substation | 11 | Best View | Headroom (MW) | 21.9068 | 21.8124 | 21.675 | 21.4057 | 21.1249 | 20.7211 | 20.2791 | 19.7818 | 19.2243 | 18.6203 | 18.0416 | 17.2647 | 16.5581 | 16.0114 | 13.5107 | 10.8656 | 7.4215
Cardiff East & Aberthaw 132 kV | Highmead | Primary Substation | 11 | Consumer Transformation | Headroom (MW) | 21.9068 | 21.7581 | 21.544 | 21.1204 | 20.7213 | 20.2252 | 19.7032 | 19.1193 | 18.5169 | 17.7747 | 17.1626 | 16.4261 | 15.6871 | 15.102 | 11.73 | 7.6204 | 3.4029
Cardiff East & Aberthaw 132 kV | Highmead | Primary Substation | 11 | Falling Short | Headroom (MW) | 21.9068 | 21.8526 | 21.7752 | 21.6976 | 21.6051 | 21.5031 | 21.3899 | 21.2602 | 21.0885 | 20.8759 | 20.6329 | 20.3905 | 20.1049 | 19.917 | 19.6876 | 19.4937 | 18.8202
Cardiff East & Aberthaw 132 kV | Highmead | Primary Substation | 11 | Leading the Way | Headroom (MW) | 21.9068 | 21.7561 | 21.5404 | 21.0905 | 20.6755 | 20.1843 | 19.6956 | 19.2232 | 18.7159 | 18.2341 | 17.5927 | 16.9688 | 15.8164 | 15.1502 | 11.5946 | 7.1787 | 0
Cardiff East & Aberthaw 132 kV | Highmead | Primary Substation | 11 | System Transformation | Headroom (MW) | 21.9068 | 21.8222 | 21.7045 | 21.5289 | 21.328 | 21.0897 | 20.8378 | 20.5445 | 20.2029 | 19.8313 | 19.4475 | 19.0927 | 18.7146 | 18.4928 | 17.2084 | 15.5215 | 13.1295
Swansea North 132 kV | Hirwaun Primary | Primary Substation | 11 | Best View | Headroom (MW) | 12.4388 | 12.3865 | 12.299 | 6.1546 | 5.9671 | 5.6235 | 5.3807 | 4.9816 | 3.1699 | 0.46146 | 0 | 0 | 0 | 0 | 0 | 0 | 0
Swansea North 132 kV | Hirwaun Primary | Primary Substation | 11 | Consumer Transformation | Headroom (MW) | 12.4388 | 12.3846 | 12.2948 | 6.1313 | 5.9668 | 5.5944 | 5.2824 | 4.7449 | 4.1636 | 1.5339 | 0 | 0 | 0 | 0 | 0 | 0 | 0
Swansea North 132 kV | Hirwaun Primary | Primary Substation | 11 | Falling Short | Headroom (MW) | 12.4388 | 12.4194 | 12.3892 | 12.5581 | 12.539 | 12.5053 | 12.5596 | 6.255 | 6.1243 | 5.9252 | 5.5844 | 5.2175 | 4.8464 | 4.5782 | 4.1477 | 0.67876 | 0
Swansea North 132 kV | Hirwaun Primary | Primary Substation | 11 | Leading the Way | Headroom (MW) | 12.4388 | 12.3881 | 12.3029 | 6.1651 | 5.9918 | 5.6801 | 5.4775 | 5.129 | 3.306 | 2.7122 | 0 | 0 | 0 | 0 | 0 | 0 | 0
Swansea North 132 kV | Hirwaun Primary | Primary Substation | 11 | System Transformation | Headroom (MW) | 12.4388 | 12.4094 | 12.3651 | 12.5209 | 6.2314 | 6.1167 | 6.0997 | 5.8483 | 5.512 | 5.1382 | 4.5385 | 2.8757 | 0 | 0 | 0 | 0 | 0
Upper Boat 132 & 33 kV | Ironbridge | Primary Substation | 11 | Best View | Headroom (MW) | 12.767 | 12.7363 | 12.6819 | 12.5643 | 12.4405 | 12.2574 | 12.0605 | 11.8538 | 11.5764 | 11.3562 | 11.0373 | 10.6278 | 0 | 0 | 0 | 0 | 0
Upper Boat 132 & 33 kV | Ironbridge | Primary Substation | 11 | Consumer Transformation | Headroom (MW) | 12.767 | 12.7108 | 12.6195 | 12.432 | 12.2655 | 11.9994 | 11.7004 | 11.3329 | 10.9396 | 10.5023 | 10.0259 | 9.5257 | 0 | 0 | 0 | 0 | 0
Upper Boat 132 & 33 kV | Ironbridge | Primary Substation | 11 | Falling Short | Headroom (MW) | 12.767 | 12.7514 | 12.7269 | 12.7019 | 12.6688 | 12.6238 | 12.5659 | 12.4848 | 12.3666 | 12.2063 | 12.0018 | 11.7875 | 11.5272 | 11.3671 | 11.2551 | 10.9707 | 10.5303
Upper Boat 132 & 33 kV | Ironbridge | Primary Substation | 11 | Leading the Way | Headroom (MW) | 12.767 | 12.7106 | 12.6209 | 12.4257 | 12.2483 | 12.0157 | 11.7747 | 11.5339 | 11.2498 | 10.9675 | 10.62 | 10.176 | 9.6417 | 0 | 0 | 0 | 0
Upper Boat 132 & 33 kV | Ironbridge | Primary Substation | 11 | System Transformation | Headroom (MW) | 12.767 | 12.7365 | 12.6909 | 12.6193 | 12.539 | 12.4336 | 12.305 | 12.1231 | 11.9072 | 11.6632 | 11.3906 | 11.1218 | 10.8172 | 10.642 | 10.0057 | 0 | 0
Swansea North 132 kV | Jersey Marine | Primary Substation | 11 | Best View | Headroom (MW) | 14.7853 | 14.7682 | 14.7415 | 14.7116 | 14.6814 | 14.5959 | 14.4986 | 14.3983 | 14.3065 | 13.4189 | 12.5243 | 11.6237 | 10.7167 | 9.8224 | 7.9094 | 0 | 0
Swansea North 132 kV | Jersey Marine | Primary Substation | 11 | Consumer Transformation | Headroom (MW) | 14.7853 | 14.7666 | 14.7375 | 14.7017 | 14.6672 | 14.5752 | 14.4701 | 14.3648 | 14.2693 | 13.3772 | 12.4789 | 11.5728 | 10.6615 | 9.7622 | 0 | 0 | 0
Swansea North 132 kV | Jersey Marine | Primary Substation | 11 | Falling Short | Headroom (MW) | 14.7853 | 14.7712 | 14.749 | 14.7272 | 14.705 | 14.6787 | 14.6528 | 14.6272 | 14.598 | 14.51 | 14.4205 | 14.3311 | 14.2456 | 14.1608 | 13.6208 | 13.4911 | 12.9462
Swansea North 132 kV | Jersey Marine | Primary Substation | 11 | Leading the Way | Headroom (MW) | 14.7853 | 14.7677 | 14.7392 | 14.703 | 14.6671 | 14.5914 | 14.5019 | 14.4234 | 14.3193 | 13.1987 | 12.0756 | 10.9476 | 9.8194 | 8.6908 | 0 | 0 | 0
Swansea North 132 kV | Jersey Marine | Primary Substation | 11 | System Transformation | Headroom (MW) | 14.7853 | 14.7695 | 14.7449 | 14.7191 | 14.6929 | 14.6597 | 14.6242 | 14.5871 | 14.5421 | 14.2872 | 14.0306 | 13.7753 | 13.5193 | 13.2693 | 13.0793 | 12.6278 | 5.7248
Swansea North 132 kV | Kidwelly | Primary Substation | 11 | Best View | Headroom (MW) | 6.6767 | 6.627 | 6.5121 | 6.2352 | 5.9608 | 5.17 | 4.1586 | 2.7725 | 0.6189 | 0 | 0 | 0 | 0 | 0 | 0 | 0 | 0
Swansea North 132 kV | Kidwelly | Primary Substation | 11 | Consumer Transformation | Headroom (MW) | 6.6767 | 6.6301 | 6.5196 | 6.2541 | 6.0058 | 5.245 | 4.2664 | 2.9063 | 0.80619 | 0 | 0 | 0 | 0 | 0 | 0 | 0 | 0
Swansea North 132 kV | Kidwelly | Primary Substation | 11 | Falling Short | Headroom (MW) | 6.6767 | 6.6581 | 6.6401 | 6.62 | 6.595 | 6.5061 | 6.3676 | 6.0695 | 5.4859 | 4.4989 | 3.2055 | 1.8207 | 0.089033 | 0 | 0 | 0 | 0
Swansea North 132 kV | Kidwelly | Primary Substation | 11 | Leading the Way | Headroom (MW) | 6.6767 | 6.6307 | 6.5316 | 6.2635 | 6.0128 | 5.424 | 4.7756 | 4.0811 | 2.8624 | 1.3901 | 0 | 0 | 0 | 0 | 0 | 0 | 0
Swansea North 132 kV | Kidwelly | Primary Substation | 11 | System Transformation | Headroom (MW) | 6.6767 | 6.6519 | 6.616 | 6.5312 | 6.4163 | 6.1953 | 5.8488 | 5.1146 | 3.6622 | 1.6899 | 0 | 0 | 0 | 0 | 0 | 0 | 0
Upper Boat 132 & 33 kV | Lady Windsor | Primary Substation | 11 | Best View | Headroom (MW) | 11.7797 | 11.7513 | 6.9103 | 6.8162 | 6.7251 | 6.5885 | 6.4457 | 6.2961 | 6.0958 | 1.8305 | 0 | 0 | 0 | 0 | 0 | 0 | 0
Upper Boat 132 & 33 kV | Lady Windsor | Primary Substation | 11 | Consumer Transformation | Headroom (MW) | 11.7797 | 11.751 | 6.9106 | 6.8251 | 6.746 | 6.5873 | 6.3985 | 6.1523 | 5.4414 | 0 | 0 | 0 | 0 | 0 | 0 | 0 | 0
Upper Boat 132 & 33 kV | Lady Windsor | Primary Substation | 11 | Falling Short | Headroom (MW) | 11.7797 | 11.7728 | 11.7634 | 6.9534 | 6.9409 | 6.9206 | 6.8918 | 6.8356 | 6.7317 | 6.5627 | 6.3437 | 6.1115 | 5.8218 | 5.6331 | 5.355 | 4.1986 | 0
Upper Boat 132 & 33 kV | Lady Windsor | Primary Substation | 11 | Leading the Way | Headroom (MW) | 11.7797 | 11.7514 | 6.9116 | 6.8215 | 6.7396 | 6.6115 | 6.4805 | 6.3472 | 6.1677 | 3.7022 | 0 | 0 | 0 | 0 | 0 | 0 | 0
Upper Boat 132 & 33 kV | Lady Windsor | Primary Substation | 11 | System Transformation | Headroom (MW) | 11.7797 | 11.7656 | 6.9473 | 6.9155 | 6.8806 | 6.8245 | 6.7493 | 6.6139 | 6.4061 | 6.1286 | 5.8118 | 5.5052 | 1.2099 | 0 | 0 | 0 | 0
Swansea North 132 kV | Lampeter Primary | Primary Substation | 11 | Best View | Headroom (MW) | 11.6947 | 8.0199 | 7.9222 | 7.6998 | 7.4959 | 6.8242 | 5.9353 | 4.7043 | 2.7065 | 0 | 0 | 0 | 0 | 0 | 0 | 0 | 0
Swansea North 132 kV | Lampeter Primary | Primary Substation | 11 | Consumer Transformation | Headroom (MW) | 11.6947 | 8.0232 | 7.9289 | 7.7163 | 7.5346 | 6.8877 | 6.0334 | 4.8257 | 2.8611 | 0 | 0 | 0 | 0 | 0 | 0 | 0 | 0
Swansea North 132 kV | Lampeter Primary | Primary Substation | 11 | Falling Short | Headroom (MW) | 11.6947 | 11.652 | 11.5075 | 7.9999 | 7.9783 | 7.9014 | 7.7757 | 7.4986 | 6.9888 | 6.0826 | 4.8838 | 3.5968 | 1.969 | 0 | 0 | 0 | 0
Swansea North 132 kV | Lampeter Primary | Primary Substation | 11 | Leading the Way | Headroom (MW) | 11.6947 | 8.0246 | 7.9342 | 7.7192 | 7.5311 | 7.016 | 6.4319 | 5.8126 | 4.6988 | 3.2801 | 0 | 0 | 0 | 0 | 0 | 0 | 0
Swansea North 132 kV | Lampeter Primary | Primary Substation | 11 | System Transformation | Headroom (MW) | 11.6947 | 11.5171 | 8.0064 | 7.9261 | 7.8533 | 7.6582 | 7.3347 | 6.6487 | 5.2648 | 3.2895 | 0 | 0 | 0 | 0 | 0 | 0 | 0
Swansea North 132 kV | Lime Street Gorseinon | Primary Substation | 11 | Best View | Headroom (MW) | 32.1654 | 31.5949 | 31.4075 | 30.9721 | 30.5186 | 29.8912 | 29.2195 | 28.4843 | 27.5176 | 26.5229 | 25.2547 | 23.7828 | 22.0498 | 20.431 | 14.4645 | 8.094 | 3.1371
Swansea North 132 kV | Lime Street Gorseinon | Primary Substation | 11 | Consumer Transformation | Headroom (MW) | 32.1654 | 31.4756 | 31.1231 | 30.4273 | 29.7799 | 28.9571 | 28.0562 | 26.9455 | 25.5743 | 24.0203 | 22.3711 | 20.6496 | 18.7759 | 17.2069 | 10.405 | 1.8884 | 0
Swansea North 132 kV | Lime Street Gorseinon | Primary Substation | 11 | Falling Short | Headroom (MW) | 32.1654 | 31.7131 | 31.4696 | 31.3043 | 31.1753 | 31.0158 | 30.8271 | 30.5717 | 30.1803 | 29.6205 | 28.942 | 28.2346 | 27.3799 | 26.787 | 25.7845 | 24.4247 | 22.5442
Swansea North 132 kV | Lime Street Gorseinon | Primary Substation | 11 | Leading the Way | Headroom (MW) | 32.1654 | 31.4756 | 31.1275 | 30.3944 | 29.7163 | 28.9187 | 28.1146 | 27.2604 | 26.1145 | 25.0119 | 23.6785 | 22.1517 | 20.366 | 18.6443 | 11.086 | 2.387 | 0
Swansea North 132 kV | Lime Street Gorseinon | Primary Substation | 11 | System Transformation | Headroom (MW) | 32.1654 | 31.5825 | 31.4039 | 31.1135 | 30.7827 | 30.3889 | 29.9404 | 29.3127 | 28.3996 | 27.2959 | 26.0828 | 24.9191 | 23.5754 | 22.6788 | 19.6679 | 15.5174 | 10.2047
Pyle 132 kV | Litchard | Primary Substation | 11 | Best View | Headroom (MW) | 22.5383 | 22.3969 | 22.1908 | 21.8233 | 21.46 | 21.2256 | 20.8159 | 20.4415 | 19.9796 | 19.5329 | 18.9231 | 18.3036 | 17.6585 | 17.1455 | 15.1745 | 12.0823 | 3.7964
Pyle 132 kV | Litchard | Primary Substation | 11 | Consumer Transformation | Headroom (MW) | 22.5383 | 22.3871 | 21.3289 | 20.8981 | 20.4901 | 19.9872 | 19.4534 | 18.9143 | 18.2552 | 17.567 | 16.7226 | 15.8126 | 14.8922 | 14.0131 | 10.1283 | 0 | 0
Pyle 132 kV | Litchard | Primary Substation | 11 | Falling Short | Headroom (MW) | 22.5383 | 22.4662 | 22.3721 | 22.2763 | 22.1735 | 22.0487 | 21.9042 | 21.77 | 21.5819 | 21.3685 | 21.0476 | 20.7143 | 20.3318 | 20.0532 | 19.471 | 18.6566 | 17.5964
Pyle 132 kV | Litchard | Primary Substation | 11 | Leading the Way | Headroom (MW) | 22.5383 | 21.5703 | 21.3265 | 20.8784 | 20.4434 | 19.9623 | 19.4755 | 19.0025 | 18.4344 | 17.8587 | 17.1767 | 16.3634 | 15.4709 | 14.5454 | 10.214 | 0 | 0
Pyle 132 kV | Litchard | Primary Substation | 11 | System Transformation | Headroom (MW) | 22.5383 | 22.4421 | 21.4794 | 21.292 | 21.0786 | 20.8186 | 20.5289 | 20.2424 | 19.8159 | 19.3789 | 18.7577 | 18.1604 | 17.492 | 17.0235 | 15.1734 | 12.6877 | 9.5096
Swansea North 132 kV | Llanarth Primary | Primary Substation | 11 | Best View | Headroom (MW) | 11.3168 | 11.0709 | 10.9866 | 10.8277 | 10.6707 | 10.2781 | 9.7663 | 9.0558 | 7.8189 | 0 | 0 | 0 | 0 | 0 | 0 | 0 | 0
Swansea North 132 kV | Llanarth Primary | Primary Substation | 11 | Consumer Transformation | Headroom (MW) | 11.3168 | 11.073 | 10.9919 | 10.8439 | 10.7069 | 10.3332 | 9.8479 | 9.1539 | 8.0028 | 0 | 0 | 0 | 0 | 0 | 0 | 0 | 0
Swansea North 132 kV | Llanarth Primary | Primary Substation | 11 | Falling Short | Headroom (MW) | 11.3168 | 11.1018 | 11.0829 | 11.0578 | 11.0361 | 10.9949 | 10.9269 | 10.7725 | 10.4767 | 9.973 | 9.307 | 8.5918 | 5.8209 | 0 | 0 | 0 | 0
Swansea North 132 kV | Llanarth Primary | Primary Substation | 11 | Leading the Way | Headroom (MW) | 11.3168 | 11.0736 | 10.9944 | 10.8396 | 10.6995 | 10.3984 | 10.0592 | 9.6926 | 9.022 | 8.2133 | 0 | 0 | 0 | 0 | 0 | 0 | 0
Swansea North 132 kV | Llanarth Primary | Primary Substation | 11 | System Transformation | Headroom (MW) | 11.3168 | 11.0934 | 11.0475 | 10.99 | 10.9267 | 10.8112 | 10.6248 | 10.233 | 9.4181 | 8.3004 | 0 | 0 | 0 | 0 | 0 | 0 | 0
Swansea North 132 kV | Llandarcy | Primary Substation | 11 | Best View | Headroom (MW) | 5.6949 | 5.6451 | 5.5473 | 5.3511 | 5.1374 | 4.9638 | 4.7664 | 4.3252 | 3.799 | 3.1465 | 2.4089 | 1.6398 | 0.77405 | 0.047537 | 0 | 0 | 0
Swansea North 132 kV | Llandarcy | Primary Substation | 11 | Consumer Transformation | Headroom (MW) | 5.6949 | 5.5975 | 5.4333 | 5.102 | 4.772 | 4.4874 | 4.1759 | 3.5981 | 2.9424 | 2.1676 | 1.3199 | 0.40328 | 0 | 0 | 0 | 0 | 0
Swansea North 132 kV | Llandarcy | Primary Substation | 11 | Falling Short | Headroom (MW) | 5.6949 | 5.6551 | 5.5918 | 5.5083 | 5.4583 | 5.5495 | 5.6187 | 5.5455 | 5.4156 | 5.198 | 4.9179 | 4.6103 | 4.225 | 3.934 | 3.3651 | 2.8961 | 2.1783
Swansea North 132 kV | Llandarcy | Primary Substation | 11 | Leading the Way | Headroom (MW) | 5.6949 | 5.5983 | 5.4368 | 5.0854 | 4.7266 | 4.5211 | 4.2212 | 3.6974 | 3.0569 | 2.4078 | 1.6019 | 0.64398 | 0 | 0 | 0 | 0 | 0
Swansea North 132 kV | Llandarcy | Primary Substation | 11 | System Transformation | Headroom (MW) | 5.6949 | 5.6487 | 5.5685 | 5.4325 | 5.2713 | 5.2105 | 5.1457 | 4.8419 | 4.4362 | 3.9315 | 3.361 | 2.7903 | 2.1303 | 1.6292 | 0.038255 | 0 | 0
Swansea North 132 kV | Llandeilo | Primary Substation | 11 | Best View | Headroom (MW) | 7.9872 | 7.881 | 7.8176 | 7.6918 | 7.6207 | 7.2959 | 7.1034 | 6.8829 | 6.6665 | 0 | 0 | 0 | 0 | 0 | 0 | 0 | 0
Swansea North 132 kV | Llandeilo | Primary Substation | 11 | Consumer Transformation | Headroom (MW) | 7.9872 | 7.8815 | 7.82 | 7.7002 | 7.6357 | 7.3238 | 7.1607 | 6.9604 | 6.7725 | 0 | 0 | 0 | 0 | 0 | 0 | 0 | 0
Swansea North 132 kV | Llandeilo | Primary Substation | 11 | Falling Short | Headroom (MW) | 7.9872 | 7.91 | 7.8954 | 7.8857 | 7.8971 | 7.8719 | 7.8432 | 7.8147 | 7.7808 | 7.7506 | 7.7159 | 7.6838 | 7.6603 | 3.0366 | 5.622 | 0 | 0
Swansea North 132 kV | Llandeilo | Primary Substation | 11 | Leading the Way | Headroom (MW) | 7.9872 | 7.8816 | 7.8199 | 7.6948 | 7.627 | 7.3217 | 7.1705 | 6.9973 | 6.7963 | 6.6364 | 3.4824 | 0 | 0 | 0 | 0 | 0 | 0
Swansea North 132 kV | Llandeilo | Primary Substation | 11 | System Transformation | Headroom (MW) | 7.9872 | 7.8991 | 7.8696 | 7.829 | 7.8176 | 7.7497 | 7.6834 | 7.6243 | 7.3684 | 7.343 | 6.5035 | 0 | 0 | 0 | 0 | 0 | 0
Cardiff East & Aberthaw 132 kV | Llandough | Primary Substation | 11 | Best View | Headroom (MW) | 13.2627 | 13.1827 | 13.0741 | 12.8406 | 12.6321 | 12.3317 | 11.9992 | 11.6101 | 11.1308 | 10.6082 | 10.0275 | 9.4387 | 8.7907 | 8.3264 | 5.1454 | 0.058537 | 0
Cardiff East & Aberthaw 132 kV | Llandough | Primary Substation | 11 | Consumer Transformation | Headroom (MW) | 13.2627 | 13.1829 | 13.07 | 12.833 | 12.6355 | 12.3427 | 12.0232 | 11.6379 | 11.165 | 10.6832 | 10.1316 | 9.5386 | 8.9008 | 8.4305 | 4.55 | 0 | 0
Cardiff East & Aberthaw 132 kV | Llandough | Primary Substation | 11 | Falling Short | Headroom (MW) | 13.2627 | 13.2376 | 13.203 | 13.1598 | 13.1162 | 13.066 | 13.0081 | 12.9363 | 12.8197 | 12.6508 | 12.4378 | 12.2216 | 11.9534 | 11.7838 | 11.6407 | 11.4392 | 10.9527
Cardiff East & Aberthaw 132 kV | Llandough | Primary Substation | 11 | Leading the Way | Headroom (MW) | 13.2627 | 13.1809 | 13.0664 | 12.808 | 12.5942 | 12.3221 | 12.0474 | 11.7853 | 11.4669 | 11.1077 | 10.6726 | 10.1513 | 9.5319 | 8.9997 | 4.7749 | 0 | 0
Cardiff East & Aberthaw 132 kV | Llandough | Primary Substation | 11 | System Transformation | Headroom (MW) | 13.2627 | 13.2175 | 13.1581 | 13.0597 | 12.9572 | 12.8288 | 12.6861 | 12.4955 | 12.2416 | 11.9354 | 11.597 | 11.2894 | 10.901 | 10.6828 | 9.9505 | 8.84 | 7.288
Swansea North 132 kV | Llandovery | Primary Substation | 11 | Best View | Headroom (MW) | 6.5838 | 6.5165 | 6.471 | 6.3776 | 6.3033 | 6.1 | 5.932 | 5.7508 | 5.5733 | 0 | 0 | 0 | 0 | 0 | 0 | 0 | 0
Swansea North 132 kV | Llandovery | Primary Substation | 11 | Consumer Transformation | Headroom (MW) | 6.5838 | 6.5161 | 6.4709 | 6.3802 | 6.3087 | 6.1155 | 5.9561 | 5.7791 | 5.6211 | 0 | 0 | 0 | 0 | 0 | 0 | 0 | 0
Swansea North 132 kV | Llandovery | Primary Substation | 11 | Falling Short | Headroom (MW) | 6.5838 | 6.5346 | 6.5232 | 6.5121 | 6.4953 | 6.4769 | 6.4576 | 6.4356 | 6.4029 | 6.3582 | 6.3157 | 6.1961 | 5.2132 | 0 | 0 | 0 | 0
Swansea North 132 kV | Llandovery | Primary Substation | 11 | Leading the Way | Headroom (MW) | 6.5838 | 6.5171 | 6.4732 | 6.3796 | 6.3072 | 6.1307 | 5.9955 | 5.8531 | 5.6827 | 5.55 | 0 | 0 | 0 | 0 | 0 | 0 | 0
Swansea North 132 kV | Llandovery | Primary Substation | 11 | System Transformation | Headroom (MW) | 6.5838 | 6.5298 | 6.5077 | 6.4718 | 6.4316 | 6.3869 | 6.3439 | 6.3013 | 6.1742 | 6.1196 | 0 | 0 | 0 | 0 | 0 | 0 | 0
Rassau 132 kV | Llandrindod Wells | Primary Substation | 11 | Best View | Headroom (MW) | 4.4763 | 4.314 | 4.0978 | 3.6337 | 3.1465 | 1.9836 | 0.67692 | 0 | 0 | 0 | 0 | 0 | 0 | 0 | 0 | 0 | 0
Rassau 132 kV | Llandrindod Wells | Primary Substation | 11 | Consumer Transformation | Headroom (MW) | 4.4763 | 4.299 | 4.0295 | 3.4609 | 2.9231 | 1.381 | 0 | 0 | 0 | 0 | 0 | 0 | 0 | 0 | 0 | 0 | 0
Rassau 132 kV | Llandrindod Wells | Primary Substation | 11 | Falling Short | Headroom (MW) | 4.4763 | 4.4132 | 4.3336 | 4.2376 | 4.1443 | 3.9569 | 3.6593 | 3.0432 | 1.8497 | 0 | 0 | 0 | 0 | 0 | 0 | 0 | 0
Rassau 132 kV | Llandrindod Wells | Primary Substation | 11 | Leading the Way | Headroom (MW) | 4.4763 | 4.3049 | 4.0432 | 3.461 | 2.8995 | 1.6604 | 0.29872 | 0 | 0 | 0 | 0 | 0 | 0 | 0 | 0 | 0 | 0
Rassau 132 kV | Llandrindod Wells | Primary Substation | 11 | System Transformation | Headroom (MW) | 4.4763 | 4.3867 | 4.2604 | 4.0462 | 3.7947 | 3.2747 | 2.4777 | 0.89718 | 0 | 0 | 0 | 0 | 0 | 0 | 0 | 0 | 0
Swansea North 132 kV | Llanelli Primary | Primary Substation | 11 | Best View | Headroom (MW) | 33.4539 | 33.2129 | 32.9149 | 32.2756 | 31.6426 | 30.8886 | 30.0756 | 29.1812 | 28.1605 | 26.9971 | 25.7654 | 24.5273 | 23.2069 | 22.0629 | 0 | 0 | 0
Swansea North 132 kV | Llanelli Primary | Primary Substation | 11 | Consumer Transformation | Headroom (MW) | 33.4539 | 33.2208 | 32.9368 | 32.333 | 31.7718 | 31.0843 | 30.358 | 29.5356 | 28.6306 | 27.6337 | 26.5866 | 25.4618 | 24.3129 | 23.3171 | 0 | 0 | 0
Swansea North 132 kV | Llanelli Primary | Primary Substation | 11 | Falling Short | Headroom (MW) | 33.4539 | 33.3415 | 33.254 | 33.1441 | 33.0335 | 32.9146 | 32.7773 | 32.6126 | 32.3867 | 32.0839 | 31.7261 | 31.3599 | 30.9395 | 30.64 | 30.1717 | 29.6178 | 28.4786
Swansea North 132 kV | Llanelli Primary | Primary Substation | 11 | Leading the Way | Headroom (MW) | 33.4539 | 33.216 | 32.9312 | 32.2873 | 31.693 | 31.0048 | 30.3043 | 29.6124 | 28.8484 | 28.0717 | 27.1768 | 26.1848 | 25.0607 | 23.9834 | 14.7497 | 0 | 0
Swansea North 132 kV | Llanelli Primary | Primary Substation | 11 | System Transformation | Headroom (MW) | 33.4539 | 33.3058 | 33.1615 | 32.917 | 32.6408 | 32.3144 | 31.9653 | 31.5475 | 31.0174 | 30.3935 | 29.735 | 29.1125 | 28.4284 | 27.9535 | 26.1352 | 23.3443 | 0
Swansea North 132 kV | Llanfihangel Ystrad | Primary Substation | 11 | Best View | Headroom (MW) | 8.7555 | 8.6953 | 8.6269 | 8.5084 | 8.3941 | 7.9762 | 7.3994 | 6.5902 | 5.1532 | 0 | 0 | 0 | 0 | 0 | 0 | 0 | 0
Swansea North 132 kV | Llanfihangel Ystrad | Primary Substation | 11 | Consumer Transformation | Headroom (MW) | 8.7555 | 8.6964 | 8.6297 | 8.5159 | 8.4114 | 8.0032 | 7.4389 | 6.6375 | 5.214 | 0 | 0 | 0 | 0 | 0 | 0 | 0 | 0
Swansea North 132 kV | Llanfihangel Ystrad | Primary Substation | 11 | Falling Short | Headroom (MW) | 8.7555 | 8.7174 | 8.6841 | 8.6494 | 8.6176 | 8.5592 | 8.4658 | 8.265 | 7.8812 | 7.2287 | 6.3676 | 5.4441 | 3.8506 | 0 | 0 | 0 | 0
Swansea North 132 kV | Llanfihangel Ystrad | Primary Substation | 11 | Leading the Way | Headroom (MW) | 8.7555 | 8.6979 | 8.633 | 8.5177 | 8.4127 | 8.0985 | 7.7402 | 7.3545 | 6.5571 | 5.6046 | 0 | 0 | 0 | 0 | 0 | 0 | 0
Swansea North 132 kV | Llanfihangel Ystrad | Primary Substation | 11 | System Transformation | Headroom (MW) | 8.7555 | 8.7117 | 8.6691 | 8.614 | 8.5583 | 8.4343 | 8.2193 | 7.7463 | 6.7077 | 5.2777 | 0 | 0 | 0 | 0 | 0 | 0 | 0
Swansea North 132 kV | Llanfyrnach | Primary Substation | 11 | Best View | Headroom (MW) | 3.7125 | 3.6932 | 3.6669 | 3.4675 | 3.0793 | 1.8192 | 0.20176 | 0 | 0 | 0 | 0 | 0 | 0 | 0 | 0 | 0 | 0
Swansea North 132 kV | Llanfyrnach | Primary Substation | 11 | Consumer Transformation | Headroom (MW) | 3.7125 | 3.6939 | 3.667 | 3.4872 | 3.1338 | 1.8343 | 0.15161 | 0 | 0 | 0 | 0 | 0 | 0 | 0 | 0 | 0 | 0
Swansea North 132 kV | Llanfyrnach | Primary Substation | 11 | Falling Short | Headroom (MW) | 3.7125 | 3.7034 | 3.6933 | 3.6823 | 3.6733 | 3.6614 | 3.5214 | 3.0201 | 2.052 | 0.41019 | 0 | 0 | 0 | 0 | 0 | 0 | 0
Swansea North 132 kV | Llanfyrnach | Primary Substation | 11 | Leading the Way | Headroom (MW) | 3.7125 | 3.694 | 3.6687 | 3.4991 | 3.133 | 2.133 | 0.99994 | 0 | 0 | 0 | 0 | 0 | 0 | 0 | 0 | 0 | 0
Swansea North 132 kV | Llanfyrnach | Primary Substation | 11 | System Transformation | Headroom (MW) | 3.7125 | 3.702 | 3.6883 | 3.6705 | 3.6501 | 3.337 | 2.7706 | 1.5494 | 0 | 0 | 0 | 0 | 0 | 0 | 0 | 0 | 0
Swansea North 132 kV | Llangadog | Primary Substation | 11 | Best View | Headroom (MW) | 6.6586 | 6.6888 | 6.6469 | 6.5816 | 6.5146 | 6.3865 | 6.2467 | 6.0929 | 5.9475 | 0 | 0 | 0 | 0 | 0 | 0 | 0 | 0
Swansea North 132 kV | Llangadog | Primary Substation | 11 | Consumer Transformation | Headroom (MW) | 6.6586 | 6.6854 | 6.6431 | 6.5798 | 6.5193 | 6.396 | 6.2589 | 6.1079 | 5.9771 | 0 | 0 | 0 | 0 | 0 | 0 | 0 | 0
Swansea North 132 kV | Llangadog | Primary Substation | 11 | Falling Short | Headroom (MW) | 6.6586 | 6.6833 | 6.6736 | 6.6634 | 6.6503 | 6.6371 | 6.6245 | 6.607 | 6.5787 | 6.5359 | 6.4884 | 6.44 | 6.4016 | 0 | 0 | 0 | 0
Swansea North 132 kV | Llangadog | Primary Substation | 11 | Leading the Way | Headroom (MW) | 6.6586 | 6.6895 | 6.6488 | 6.5831 | 6.5214 | 6.4177 | 6.3081 | 6.1913 | 6.0485 | 5.9372 | 0 | 0 | 0 | 0 | 0 | 0 | 0
Swansea North 132 kV | Llangadog | Primary Substation | 11 | System Transformation | Headroom (MW) | 6.6586 | 6.6945 | 6.6687 | 6.6436 | 6.6142 | 6.5808 | 6.5484 | 6.4995 | 6.437 | 6.3803 | 0 | 0 | 0 | 0 | 0 | 0 | 0
Pyle 132 kV | Llangewydd | Primary Substation | 11 | Best View | Headroom (MW) | 16.5868 | 16.2669 | 15.95 | 15.2151 | 14.4895 | 13.7681 | 13.0368 | 12.2806 | 11.4739 | 10.6279 | 9.7379 | 8.8554 | 7.9673 | 7.2059 | 2.84 | 0 | 0
Pyle 132 kV | Llangewydd | Primary Substation | 11 | Consumer Transformation | Headroom (MW) | 16.5868 | 16.2655 | 15.9378 | 15.2529 | 14.6078 | 13.9057 | 13.1912 | 12.4111 | 11.6214 | 10.8109 | 9.985 | 9.0748 | 6.7923 | 2.1586 | 0 | 0 | 0
Pyle 132 kV | Llangewydd | Primary Substation | 11 | Falling Short | Headroom (MW) | 16.5868 | 16.4362 | 16.3443 | 16.2411 | 16.1247 | 15.9974 | 15.8591 | 15.7015 | 15.4748 | 15.177 | 14.8079 | 14.4733 | 14.0915 | 13.8541 | 13.6271 | 13.196 | 11.96
Pyle 132 kV | Llangewydd | Primary Substation | 11 | Leading the Way | Headroom (MW) | 16.5868 | 16.2607 | 15.9366 | 15.214 | 14.5501 | 13.821 | 13.1083 | 12.4278 | 11.7215 | 11.0238 | 10.2525 | 9.4286 | 8.5106 | 5.1398 | 0 | 0 | 0
Pyle 132 kV | Llangewydd | Primary Substation | 11 | System Transformation | Headroom (MW) | 16.5868 | 16.3838 | 16.2268 | 15.9566 | 15.6552 | 15.3041 | 14.8845 | 14.4875 | 13.9646 | 13.3892 | 12.789 | 12.2335 | 11.6369 | 11.2803 | 9.1823 | 0 | 0
Cardiff East & Aberthaw 132 kV | Llanishen | Primary Substation | 11 | Best View | Headroom (MW) | 32.4722 | 32.3756 | 32.2242 | 31.8738 | 31.543 | 31.1541 | 30.7522 | 30.3309 | 29.8655 | 29.3876 | 28.8816 | 28.3727 | 27.8525 | 27.5183 | 25.9556 | 23.8951 | 20.408
Cardiff East & Aberthaw 132 kV | Llanishen | Primary Substation | 11 | Consumer Transformation | Headroom (MW) | 32.4722 | 32.282 | 31.9979 | 31.398 | 30.884 | 30.2521 | 29.5998 | 28.8675 | 28.1391 | 27.0835 | 26.4876 | 25.6411 | 24.7813 | 24.1098 | 20.4663 | 16.1978 | 10.0956
Cardiff East & Aberthaw 132 kV | Llanishen | Primary Substation | 11 | Falling Short | Headroom (MW) | 32.4722 | 32.4198 | 32.3368 | 32.2381 | 32.1398 | 32.0283 | 31.9071 | 31.7788 | 31.6016 | 31.3761 | 31.1232 | 30.8754 | 30.59 | 30.4186 | 30.43 | 30.2969 | 29.8493
Cardiff East & Aberthaw 132 kV | Llanishen | Primary Substation | 11 | Leading the Way | Headroom (MW) | 32.4722 | 32.28 | 31.994 | 31.349 | 30.8073 | 30.1766 | 29.5475 | 28.9479 | 28.3296 | 27.707 | 26.8788 | 26.1714 | 25.3461 | 24.6071 | 20.7084 | 15.8181 | 0
Cardiff East & Aberthaw 132 kV | Llanishen | Primary Substation | 11 | System Transformation | Headroom (MW) | 32.4722 | 32.374 | 32.2321 | 31.9923 | 31.7392 | 31.4347 | 31.1193 | 30.7647 | 30.3726 | 29.9467 | 29.5206 | 29.1253 | 28.7124 | 28.4658 | 27.0647 | 25.6587 | 23.1072
Swansea North 132 kV | Llanllwni | Primary Substation | 11 | Best View | Headroom (MW) | 4.656 | 4.4782 | 4.4313 | 4.3273 | 4.2202 | 3.7036 | 2.9865 | 1.9562 | 0.16854 | 0 | 0 | 0 | 0 | 0 | 0 | 0 | 0
Swansea North 132 kV | Llanllwni | Primary Substation | 11 | Consumer Transformation | Headroom (MW) | 4.656 | 4.4793 | 4.4332 | 4.333 | 4.2366 | 3.7293 | 3.0279 | 2.0079 | 0.23556 | 0 | 0 | 0 | 0 | 0 | 0 | 0 | 0
Swansea North 132 kV | Llanllwni | Primary Substation | 11 | Falling Short | Headroom (MW) | 4.656 | 4.6422 | 4.6296 | 4.6142 | 4.5976 | 4.5473 | 4.4542 | 4.2236 | 3.75 | 2.9264 | 1.8298 | 0.64767 | 0 | 0 | 0 | 0 | 0
Swansea North 132 kV | Llanllwni | Primary Substation | 11 | Leading the Way | Headroom (MW) | 4.656 | 4.6242 | 4.4393 | 4.3413 | 4.2467 | 3.8752 | 3.4379 | 2.9687 | 2.0006 | 0.78436 | 0 | 0 | 0 | 0 | 0 | 0 | 0
Swansea North 132 kV | Llanllwni | Primary Substation | 11 | System Transformation | Headroom (MW) | 4.656 | 4.6378 | 4.6175 | 4.5808 | 4.5397 | 4.413 | 4.1696 | 3.5896 | 2.3143 | 0.54611 | 0 | 0 | 0 | 0 | 0 | 0 | 0
Swansea North 132 kV | Llanrhidian | Primary Substation | 11 | Best View | Headroom (MW) | 0 | 0 | 0 | 0 | 0 | 0 | 0 | 0 | 0 | 0 | 0 | 0 | 0 | 0 | 0 | 0 | 0
Swansea North 132 kV | Llanrhidian | Primary Substation | 11 | Consumer Transformation | Headroom (MW) | 0 | 0 | 0 | 0 | 0 | 0 | 0 | 0 | 0 | 0 | 0 | 0 | 0 | 0 | 0 | 0 | 0
Swansea North 132 kV | Llanrhidian | Primary Substation | 11 | Falling Short | Headroom (MW) | 0 | 0 | 0 | 0 | 0 | 0 | 0 | 0 | 0 | 0 | 0 | 0 | 0 | 0 | 0 | 0 | 0
Swansea North 132 kV | Llanrhidian | Primary Substation | 11 | Leading the Way | Headroom (MW) | 0 | 0 | 0 | 0 | 0 | 0 | 0 | 0 | 0 | 0 | 0 | 0 | 0 | 0 | 0 | 0 | 0
Swansea North 132 kV | Llanrhidian | Primary Substation | 11 | System Transformation | Headroom (MW) | 0 | 0 | 0 | 0 | 0 | 0 | 0 | 0 | 0 | 0 | 0 | 0 | 0 | 0 | 0 | 0 | 0
Uskmouth 132 kV | Llantarnam Bsp | Bulk Supply Point | 66 | Best View | Headroom (MW) | 43.7759 | 43.6523 | 43.0393 | 42.814 | 42.605 | 42.3395 | 42.0457 | 41.6062 | 41.0298 | 40.4091 | 39.741 | 38.9608 | 38.0747 | 37.3954 | 35.3386 | 33.1413 | 28.7166
Uskmouth 132 kV | Llantarnam Bsp | Bulk Supply Point | 66 | Consumer Transformation | Headroom (MW) | 43.7759 | 43.5479 | 42.7955 | 42.2787 | 41.8389 | 41.2016 | 40.5448 | 39.6727 | 38.6364 | 37.4633 | 36.156 | 34.7657 | 33.2798 | 32.0483 | 26.8532 | 18.1324 | 11.3179
Uskmouth 132 kV | Llantarnam Bsp | Bulk Supply Point | 66 | Falling Short | Headroom (MW) | 43.7759 | 43.6779 | 43.5784 | 43.1093 | 43.0733 | 43.0081 | 42.9325 | 42.7517 | 42.4623 | 42.059 | 41.5515 | 41.0261 | 40.3788 | 39.9491 | 39.3692 | 39.032 | 37.6112
Uskmouth 132 kV | Llantarnam Bsp | Bulk Supply Point | 66 | Leading the Way | Headroom (MW) | 43.7759 | 43.5466 | 42.7936 | 42.2547 | 41.7837 | 41.1814 | 40.5768 | 39.8973 | 39.0715 | 38.2454 | 37.1876 | 35.9621 | 34.503 | 33.1335 | 24.465 | 16.8295 | 7.2627
Uskmouth 132 kV | Llantarnam Bsp | Bulk Supply Point | 66 | System Transformation | Headroom (MW) | 43.7759 | 43.6349 | 43.0251 | 42.869 | 42.704 | 42.4321 | 42.1547 | 41.6928 | 41.0359 | 40.2476 | 39.3479 | 38.477 | 37.4886 | 36.8623 | 35.0107 | 30.458 | 26.094
Uskmouth 132 kV | Llantarnam Primary | Primary Substation | 11 | Best View | Headroom (MW) | 30.5021 | 30.3479 | 30.1051 | 29.587 | 29.1077 | 28.5679 | 27.9357 | 27.1953 | 26.2589 | 25.2982 | 24.1417 | 22.9659 | 21.638 | 20.5761 | 17.6264 | 13.6663 | 7.6575
Uskmouth 132 kV | Llantarnam Primary | Primary Substation | 11 | Consumer Transformation | Headroom (MW) | 30.5021 | 30.256 | 29.8861 | 29.1438 | 28.4781 | 27.6713 | 26.81 | 25.7568 | 24.463 | 23.0764 | 21.5447 | 19.8845 | 18.1152 | 16.655 | 10.4295 | 0.70106 | 0
Uskmouth 132 kV | Llantarnam Primary | Primary Substation | 11 | Falling Short | Headroom (MW) | 30.5021 | 30.4181 | 30.2937 | 30.1645 | 30.0364 | 29.897 | 29.7089 | 29.4436 | 29.0524 | 28.552 | 27.9192 | 27.2259 | 26.3676 | 25.7887 | 25.0916 | 24.0232 | 22.2971
Uskmouth 132 kV | Llantarnam Primary | Primary Substation | 11 | Leading the Way | Headroom (MW) | 30.5021 | 30.2523 | 29.8831 | 29.0956 | 28.3751 | 27.5501 | 26.6907 | 25.8243 | 24.739 | 23.7273 | 22.3897 | 20.861 | 19.0445 | 17.3427 | 6.9531 | 0 | 0
Uskmouth 132 kV | Llantarnam Primary | Primary Substation | 11 | System Transformation | Headroom (MW) | 30.5021 | 30.3646 | 30.1735 | 29.8755 | 29.5581 | 29.1405 | 28.6567 | 28.0097 | 27.0985 | 26.0952 | 24.9508 | 23.795 | 22.4687 | 21.6012 | 18.6331 | 13.0843 | 7.6638
Margam 66 kV | Llynfi | Primary Substation | 11 | Best View | Headroom (MW) | 18.0049 | 17.9297 | 17.833 | 17.587 | 17.3431 | 16.9553 | 16.5427 | 16.1133 | 15.599 | 15 | 13.1604 | 10.5141 | 7.4174 | 4.5364 | 0 | 0 | 0
Margam 66 kV | Llynfi | Primary Substation | 11 | Consumer Transformation | Headroom (MW) | 18.0049 | 17.9234 | 17.8153 | 17.577 | 17.3499 | 16.9483 | 16.4919 | 15.9344 | 15.2555 | 13.7151 | 11.0027 | 8.1238 | 4.9224 | 2.1117 | 0 | 0 | 0
Margam 66 kV | Llynfi | Primary Substation | 11 | Falling Short | Headroom (MW) | 18.0049 | 17.9816 | 17.9605 | 17.9293 | 17.9033 | 17.8638 | 17.8075 | 17.7047 | 17.5686 | 17.3118 | 16.9521 | 16.5726 | 16.1072 | 15.7912 | 15.2325 | 13.3111 | 10.0395
Margam 66 kV | Llynfi | Primary Substation | 11 | Leading the Way | Headroom (MW) | 18.0049 | 17.9252 | 17.8194 | 17.5675 | 17.3326 | 16.9639 | 16.5827 | 16.2044 | 15.698 | 15.1409 | 13.6397 | 11.1238 | 8.0896 | 5.0952 | 0 | 0 | 0
Margam 66 kV | Llynfi | Primary Substation | 11 | System Transformation | Headroom (MW) | 18.0049 | 17.9673 | 17.9243 | 17.8419 | 17.742 | 17.5958 | 17.4167 | 17.1263 | 16.7037 | 16.111 | 15.3989 | 14.7044 | 12.6579 | 11.1359 | 6.0427 | 0 | 0
Swansea North 132 kV | Maerdy | Primary Substation | 11 | Best View | Headroom (MW) | 7.0642 | 7.0404 | 6.9377 | 6.7096 | 6.4779 | 6.1428 | 5.7604 | 5.3791 | 0 | 0 | 0 | 0 | 0 | 0 | 0 | 0 | 0
Swansea North 132 kV | Maerdy | Primary Substation | 11 | Consumer Transformation | Headroom (MW) | 7.0642 | 7.0374 | 6.9356 | 6.7284 | 6.5293 | 6.1851 | 3.0081 | 2.6076 | 2.2762 | 1.6024 | 0 | 0 | 0 | 0 | 0 | 0 | 0
Swansea North 132 kV | Maerdy | Primary Substation | 11 | Falling Short | Headroom (MW) | 7.0642 | 7.0709 | 7.0392 | 7.0033 | 6.9674 | 6.9349 | 6.8904 | 6.8388 | 6.79 | 6.7062 | 6.617 | 6.5292 | 6.4627 | 6.3981 | 4.333 | 0.70908 | 0
Swansea North 132 kV | Maerdy | Primary Substation | 11 | Leading the Way | Headroom (MW) | 7.0642 | 7.0416 | 6.9416 | 6.7215 | 6.5082 | 6.2016 | 5.8565 | 5.5229 | 0.010202 | 0 | 0 | 0 | 0 | 0 | 0 | 0 | 0
Swansea North 132 kV | Maerdy | Primary Substation | 11 | System Transformation | Headroom (MW) | 7.0642 | 7.068 | 7.0191 | 6.9385 | 6.8432 | 6.7402 | 6.6241 | 6.4881 | 6.3676 | 3.3496 | 3.2068 | 3.0041 | 0 | 0 | 0 | 0 | 0
Swansea North 132 kV | Maesarddafen | Primary Substation | 11 | Best View | Headroom (MW) | 13.6188 | 13.2767 | 13.1546 | 12.9286 | 12.7063 | 12.4123 | 12.0821 | 11.7101 | 11.3065 | 10.8015 | 10.2822 | 9.7677 | 9.2035 | 8.776 | 0 | 0 | 0
Swansea North 132 kV | Maesarddafen | Primary Substation | 11 | Consumer Transformation | Headroom (MW) | 13.6188 | 13.2779 | 13.1603 | 12.942 | 12.7365 | 12.4618 | 12.1578 | 11.8057 | 11.4353 | 10.9682 | 10.5178 | 10.0382 | 9.527 | 9.1479 | 0 | 0 | 0
Swansea North 132 kV | Maesarddafen | Primary Substation | 11 | Falling Short | Headroom (MW) | 13.6188 | 13.5638 | 13.2702 | 13.2196 | 13.1632 | 13.0973 | 13.0227 | 12.9313 | 12.8051 | 12.632 | 12.4261 | 12.2101 | 11.9549 | 11.7755 | 11.4454 | 11.0622 | 10.5999
Swansea North 132 kV | Maesarddafen | Primary Substation | 11 | Leading the Way | Headroom (MW) | 13.6188 | 13.2791 | 13.1613 | 12.9334 | 12.7202 | 12.4621 | 12.1932 | 11.9285 | 11.6426 | 11.3344 | 10.9186 | 10.5108 | 10.0174 | 9.1287 | 0 | 0 | 0
Swansea North 132 kV | Maesarddafen | Primary Substation | 11 | System Transformation | Headroom (MW) | 13.6188 | 13.3061 | 13.236 | 13.1382 | 13.0266 | 12.8924 | 12.7416 | 12.5505 | 12.3117 | 12.0229 | 11.7057 | 11.4093 | 11.0333 | 10.8444 | 9.8488 | 6.0959 | 0
Uskmouth 132 kV | Magor Primary | Primary Substation | 11 | Best View | Headroom (MW) | 14.5104 | 14.6353 | 14.7291 | 14.7275 | 15.2585 | 15.0971 | 14.7839 | 14.2677 | 13.4218 | 12.395 | 11.0813 | 9.6854 | 8.0218 | 6.8083 | 16.2875 | 0 | 0
Uskmouth 132 kV | Magor Primary | Primary Substation | 11 | Consumer Transformation | Headroom (MW) | 14.5104 | 14.5817 | 14.6001 | 14.447 | 14.8482 | 14.1634 | 13.2604 | 11.9899 | 10.1441 | 8.0272 | 5.5879 | 2.8044 | 0 | 0 | 0 | 0 | 0
Uskmouth 132 kV | Magor Primary | Primary Substation | 11 | Falling Short | Headroom (MW) | 14.5104 | 14.6413 | 14.7453 | 14.9409 | 15.475 | 15.5617 | 15.5422 | 15.3607 | 14.9264 | 14.215 | 13.2583 | 12.2316 | 10.9134 | 10.0037 | 25.2939 | 23.2759 | 20.8135
Uskmouth 132 kV | Magor Primary | Primary Substation | 11 | Leading the Way | Headroom (MW) | 14.5104 | 14.6092 | 14.6379 | 14.5231 | 14.9266 | 14.4345 | 13.7185 | 12.8777 | 11.5509 | 10.2309 | 8.331 | 6.0187 | 0 | 0 | 0 | 0 | 0
Uskmouth 132 kV | Magor Primary | Primary Substation | 11 | System Transformation | Headroom (MW) | 14.5104 | 14.658 | 14.7897 | 14.9086 | 15.5325 | 15.3593 | 15.0328 | 14.3698 | 13.1494 | 11.6541 | 9.8649 | 8.1132 | 6.0187 | 4.5199 | 0 | 0 | 0
Swansea North 132 kV | Meinciau | Primary Substation | 11 | Best View | Headroom (MW) | 5.4034 | 5.3208 | 5.2071 | 4.9857 | 4.7664 | 4.134 | 3.3253 | 2.217 | 0.49488 | 0 | 0 | 0 | 0 | 0 | 0 | 0 | 0
Swansea North 132 kV | Meinciau | Primary Substation | 11 | Consumer Transformation | Headroom (MW) | 5.4034 | 5.3237 | 5.2132 | 5.0009 | 4.8023 | 4.194 | 3.4115 | 2.3239 | 0.64464 | 0 | 0 | 0 | 0 | 0 | 0 | 0 | 0
Swansea North 132 kV | Meinciau | Primary Substation | 11 | Falling Short | Headroom (MW) | 5.4034 | 5.3735 | 5.3438 | 5.3127 | 5.2735 | 5.2023 | 5.0916 | 4.8532 | 4.3866 | 3.5974 | 2.5632 | 1.4559 | 0.071192 | 0 | 0 | 0 | 0
Swansea North 132 kV | Meinciau | Primary Substation | 11 | Leading the Way | Headroom (MW) | 5.4034 | 5.3271 | 5.2227 | 5.0084 | 4.8079 | 4.3371 | 3.8186 | 3.2633 | 2.2888 | 1.1116 | 0 | 0 | 0 | 0 | 0 | 0 | 0
Swansea North 132 kV | Meinciau | Primary Substation | 11 | System Transformation | Headroom (MW) | 5.4034 | 5.36 | 5.3036 | 5.2224 | 5.1305 | 4.9539 | 4.6767 | 4.0897 | 2.9283 | 1.3513 | 0 | 0 | 0 | 0 | 0 | 0 | 0
Pembroke 132 kV | Merlins Bridge | Primary Substation | 11 | Best View | Headroom (MW) | 11.4821 | 11.4608 | 11.3842 | 11.0172 | 10.7312 | 10.3101 | 9.8521 | 9.7403 | 9.5163 | 8.8089 | 7.8584 | 0.45309 | 0 | 0 | 0 | 0 | 0
Pembroke 132 kV | Merlins Bridge | Primary Substation | 11 | Consumer Transformation | Headroom (MW) | 11.4821 | 11.4593 | 11.3894 | 11.0438 | 10.803 | 10.3817 | 9.888 | 9.6437 | 9.2988 | 8.3214 | 7.0321 | 0 | 0 | 0 | 0 | 0 | 0
Pembroke 132 kV | Merlins Bridge | Primary Substation | 11 | Falling Short | Headroom (MW) | 11.4821 | 11.4983 | 11.4977 | 11.4445 | 11.3999 | 11.344 | 11.1267 | 11.3486 | 11.4101 | 11.1006 | 10.8081 | 10.4504 | 9.9738 | 9.6616 | 8.9709 | 8.0136 | 6.8046
Pembroke 132 kV | Merlins Bridge | Primary Substation | 11 | Leading the Way | Headroom (MW) | 11.4821 | 11.4611 | 11.3869 | 11.0287 | 10.769 | 10.3736 | 9.9498 | 9.8849 | 9.7175 | 9.0801 | 8.2089 | 7.0567 | 0 | 0 | 0 | 0 | 0
Pembroke 132 kV | Merlins Bridge | Primary Substation | 11 | System Transformation | Headroom (MW) | 11.4821 | 11.4991 | 11.4958 | 11.387 | 11.1257 | 11.0285 | 10.8263 | 10.8707 | 10.8069 | 10.1336 | 9.348 | 8.5789 | 7.6643 | 7.0241 | 0 | 0 | 0
Upper Boat 132 kV | Merthyr East Primary | Primary Substation | 11 | Best View | Headroom (MW) | 34.3498 | 34.1595 | 33.849 | 33.1929 | 32.6063 | 31.9691 | 31.385 | 30.7818 | 29.5351 | 28.8532 | 27.8776 | 26.8392 | 25.7519 | 24.7247 | 20.5211 | 0 | 0
Upper Boat 132 kV | Merthyr East Primary | Primary Substation | 11 | Consumer Transformation | Headroom (MW) | 34.3498 | 34.1638 | 33.8631 | 33.2345 | 32.7086 | 32.027 | 31.3916 | 30.6923 | 29.4347 | 28.5476 | 27.4702 | 26.2723 | 25.046 | 23.8622 | 14.1741 | 0 | 0
Upper Boat 132 kV | Merthyr East Primary | Primary Substation | 11 | Falling Short | Headroom (MW) | 34.3498 | 34.2845 | 34.1886 | 34.0847 | 34.0134 | 33.9208 | 33.8717 | 33.7607 | 33.5534 | 33.3004 | 32.9891 | 32.6647 | 32.2973 | 32.0157 | 31.4101 | 30.7697 | 29.3552
Upper Boat 132 kV | Merthyr East Primary | Primary Substation | 11 | Leading the Way | Headroom (MW) | 34.3498 | 34.1624 | 33.8631 | 33.205 | 32.6513 | 31.9831 | 31.3692 | 30.7612 | 29.5029 | 28.8018 | 27.8173 | 26.6814 | 25.4195 | 24.1082 | 17.8371 | 0 | 0
Upper Boat 132 kV | Merthyr East Primary | Primary Substation | 11 | System Transformation | Headroom (MW) | 34.3498 | 34.2451 | 34.0885 | 33.8403 | 33.6179 | 33.3173 | 33.0746 | 32.7499 | 32.1899 | 31.5991 | 30.9528 | 30.374 | 29.3797 | 28.8971 | 26.5768 | 23.0179 | 19.0741
Upper Boat 132 kV | Middle Fan | Primary Substation | 11 | Best View | Headroom (MW) | 6.7964 | 6.6723 | 6.6051 | 6.4712 | 6.3314 | 6.0692 | 5.8308 | 5.5734 | 4.266 | 2.0549 | 0 | 0 | 0 | 0 | 0 | 0 | 0
Upper Boat 132 kV | Middle Fan | Primary Substation | 11 | Consumer Transformation | Headroom (MW) | 6.7964 | 6.6726 | 6.6056 | 6.4823 | 6.3556 | 6.0843 | 5.8148 | 5.4751 | 4.1455 | 0 | 0 | 0 | 0 | 0 | 0 | 0 | 0
Upper Boat 132 kV | Middle Fan | Primary Substation | 11 | Falling Short | Headroom (MW) | 6.7964 | 6.7025 | 6.6835 | 6.6776 | 6.6546 | 6.6215 | 6.577 | 6.5076 | 6.3924 | 6.1658 | 5.9649 | 5.7217 | 5.4212 | 5.2192 | 4.8798 | 3.8067 | 0
Upper Boat 132 kV | Middle Fan | Primary Substation | 11 | Leading the Way | Headroom (MW) | 6.7964 | 6.6727 | 6.6073 | 6.4789 | 6.3478 | 6.1002 | 5.8806 | 5.6463 | 5.0822 | 3.419 | 0 | 0 | 0 | 0 | 0 | 0 | 0
Upper Boat 132 kV | Middle Fan | Primary Substation | 11 | System Transformation | Headroom (MW) | 6.7964 | 6.6933 | 6.6617 | 6.623 | 6.5598 | 6.473 | 6.3687 | 6.1557 | 5.9232 | 5.6184 | 5.3081 | 4.5416 | 1.3582 | 0 | 0 | 0 | 0
Pembroke 132 kV | Milford Haven | Primary Substation | 11 | Best View | Headroom (MW) | 5.6248 | 5.8519 | 5.7984 | 5.6949 | 5.5598 | 5.3866 | 5.196 | 4.9963 | 4.7881 | 5.0549 | 2.3283 | 0.24898 | 0 | 0 | 0 | 0 | 0
Pembroke 132 kV | Milford Haven | Primary Substation | 11 | Consumer Transformation | Headroom (MW) | 5.6248 | 5.8369 | 5.7823 | 5.684 | 5.572 | 5.405 | 5.224 | 5.026 | 4.8619 | 4.4073 | 1.3525 | 0 | 0 | 0 | 0 | 0 | 0
Pembroke 132 kV | Milford Haven | Primary Substation | 11 | Falling Short | Headroom (MW) | 5.6248 | 5.805 | 5.7932 | 5.7926 | 5.777 | 5.7581 | 5.7338 | 5.7094 | 5.6845 | 5.9144 | 6.0593 | 6.2312 | 6.3175 | 6.404 | 6.5903 | 6.4896 | 4.5972
Pembroke 132 kV | Milford Haven | Primary Substation | 11 | Leading the Way | Headroom (MW) | 5.6248 | 5.8522 | 5.7999 | 5.7013 | 5.5771 | 5.4144 | 5.2372 | 5.0567 | 4.874 | 5.178 | 3.2308 | 1.3573 | 0 | 0 | 0 | 0 | 0
Pembroke 132 kV | Milford Haven | Primary Substation | 11 | System Transformation | Headroom (MW) | 5.6248 | 5.8524 | 5.8254 | 5.7982 | 5.7441 | 5.6805 | 5.611 | 5.5348 | 5.4597 | 5.9075 | 6.1501 | 6.3757 | 4.6099 | 3.4193 | 0 | 0 | 0
Pembroke 132 kV | Milford Haven Bsp | Bulk Supply Point | 33 | Best View | Headroom (MW) | 11.5355 | 11.2441 | 10.8882 | 10.9826 | 10.944 | 10.8872 | 11.2735 | 12.5304 | 13.1592 | 13.4925 | 14.6798 | 15.1881 | 13.3163 | 0 | 0 | 0 | 0
Pembroke 132 kV | Milford Haven Bsp | Bulk Supply Point | 33 | Consumer Transformation | Headroom (MW) | 11.5355 | 11.2633 | 10.8823 | 10.9948 | 10.8441 | 10.9391 | 11.297 | 12.4852 | 13.1313 | 13.5087 | 14.6356 | 15.086 | 12.7495 | 0 | 0 | 0 | 0
Pembroke 132 kV | Milford Haven Bsp | Bulk Supply Point | 33 | Falling Short | Headroom (MW) | 11.5355 | 11.2883 | 10.9576 | 10.8316 | 10.5549 | 10.2025 | 10.1243 | 10.1199 | 10.219 | 10.2082 | 10.2261 | 10.2257 | 10.3153 | 10.3798 | 10.5281 | 11.0839 | 11.9062
Pembroke 132 kV | Milford Haven Bsp | Bulk Supply Point | 33 | Leading the Way | Headroom (MW) | 11.5355 | 11.2437 | 10.884 | 10.968 | 10.9046 | 10.8227 | 11.1771 | 12.3935 | 12.9748 | 13.2435 | 14.3545 | 14.7837 | 14.1519 | 0 | 0 | 0 | 0
Pembroke 132 kV | Milford Haven Bsp | Bulk Supply Point | 33 | System Transformation | Headroom (MW) | 11.5355 | 11.2285 | 10.7823 | 10.727 | 10.4776 | 10.3093 | 10.392 | 10.5718 | 10.9755 | 11.1075 | 11.9831 | 12.1216 | 12.8091 | 13.0931 | 13.8919 | 0 | 0
Upper Boat 132 & 33 kV | Mill St Tonyrefail | Primary Substation | 11 | Best View | Headroom (MW) | 17.2655 | 16.8693 | 16.0216 | 15.2579 | 14.4792 | 13.4827 | 12.4252 | 11.2015 | 7.7395 | 2.7655 | 0 | 0 | 0 | 0 | 0 | 0 | 0
Upper Boat 132 & 33 kV | Mill St Tonyrefail | Primary Substation | 11 | Consumer Transformation | Headroom (MW) | 17.2655 | 16.3566 | 16.0276 | 15.335 | 14.6665 | 13.6954 | 12.6362 | 11.2834 | 7.5208 | 0 | 0 | 0 | 0 | 0 | 0 | 0 | 0
Upper Boat 132 & 33 kV | Mill St Tonyrefail | Primary Substation | 11 | Falling Short | Headroom (MW) | 17.2655 | 17.1764 | 16.9259 | 16.8131 | 16.6953 | 16.031 | 15.8511 | 15.5958 | 15.1898 | 14.5911 | 13.8561 | 13.0844 | 12.1672 | 11.5317 | 9.4582 | 6.3434 | 0
Upper Boat 132 & 33 kV | Mill St Tonyrefail | Primary Substation | 11 | Leading the Way | Headroom (MW) | 17.2655 | 16.8709 | 16.0333 | 15.2997 | 14.591 | 13.6557 | 12.683 | 11.7158 | 9.2202 | 5.5933 | 0 | 0 | 0 | 0 | 0 | 0 | 0
Upper Boat 132 & 33 kV | Mill St Tonyrefail | Primary Substation | 11 | System Transformation | Headroom (MW) | 17.2655 | 16.9777 | 16.8271 | 16.0481 | 15.7301 | 15.3088 | 14.8292 | 14.1816 | 13.2775 | 12.2061 | 11.0299 | 8.2395 | 1.828 | 0 | 0 | 0 | 0
Rassau 132 kV | Monmouth | Primary Substation | 11 | Best View | Headroom (MW) | 19.2421 | 18.9541 | 18.6248 | 17.6462 | 16.9084 | 15.6765 | 14.2683 | 12.6871 | 10.2513 | 7.2134 | 0 | 0 | 0 | 0 | 0 | 0 | 0
Rassau 132 kV | Monmouth | Primary Substation | 11 | Consumer Transformation | Headroom (MW) | 19.2421 | 18.9521 | 18.6192 | 17.6303 | 17.0976 | 15.2357 | 13.1234 | 10.932 | 7.8297 | 0 | 0 | 0 | 0 | 0 | 0 | 0 | 0
Rassau 132 kV | Monmouth | Primary Substation | 11 | Falling Short | Headroom (MW) | 19.2421 | 19.1008 | 18.9988 | 18.8915 | 18.7764 | 18.5886 | 18.3666 | 17.6642 | 17.0264 | 15.8644 | 14.346 | 12.7298 | 10.7155 | 7.4428 | 0 | 0 | 0
Rassau 132 kV | Monmouth | Primary Substation | 11 | Leading the Way | Headroom (MW) | 19.2421 | 18.9517 | 18.6227 | 17.6155 | 16.4082 | 14.53 | 12.5742 | 11.0328 | 8.8939 | 6.5528 | 0 | 0 | 0 | 0 | 0 | 0 | 0
Rassau 132 kV | Monmouth | Primary Substation | 11 | System Transformation | Headroom (MW) | 19.2421 | 19.0509 | 18.8753 | 18.609 | 18.2715 | 17.2193 | 16.3484 | 15.1864 | 13.1547 | 10.5083 | 2.5623 | 0 | 0 | 0 | 0 | 0 | 0
Upper Boat 132 & 33 kV | Morlanga | Primary Substation | 11 | Best View | Headroom (MW) | 4.3678 | 4.3404 | 4.3032 | 4.2372 | 4.4215 | 4.2654 | 3.9942 | 3.6168 | 2.9876 | 2.1997 | 1.1897 | 0.096116 | 0 | 0 | 0 | 0 | 0
Upper Boat 132 & 33 kV | Morlanga | Primary Substation | 11 | Consumer Transformation | Headroom (MW) | 4.3678 | 4.3366 | 4.2916 | 4.2138 | 4.3909 | 4.197 | 3.8849 | 3.4121 | 2.6858 | 1.7561 | 0.65691 | 0 | 0 | 0 | 0 | 0 | 0
Upper Boat 132 & 33 kV | Morlanga | Primary Substation | 11 | Falling Short | Headroom (MW) | 4.3678 | 4.3532 | 4.3343 | 4.3153 | 4.4772 | 4.4883 | 4.4465 | 4.339 | 4.119 | 3.7547 | 3.2518 | 2.709 | 2.0019 | 1.5343 | 0.814 | 0 | 0
Upper Boat 132 & 33 kV | Morlanga | Primary Substation | 11 | Leading the Way | Headroom (MW) | 4.3678 | 4.3344 | 4.2889 | 4.208 | 4.3844 | 4.2726 | 4.0892 | 3.8897 | 3.4902 | 3.0211 | 2.2405 | 1.2372 | 0 | 0 | 0 | 0 | 0
Upper Boat 132 & 33 kV | Morlanga | Primary Substation | 11 | System Transformation | Headroom (MW) | 4.3678 | 4.3489 | 4.3244 | 4.2904 | 4.5017 | 4.4588 | 4.3282 | 4.0471 | 3.5444 | 2.8802 | 2.0632 | 1.2605 | 0.27715 | 0 | 0 | 0 | 0
Swansea North 132 kV | Morriston Primary | Primary Substation | 11 | Best View | Headroom (MW) | 33.173 | 32.9602 | 32.6793 | 32.1159 | 31.572 | 30.6739 | 29.7001 | 28.7095 | 27.6684 | 26.3845 | 24.7616 | 22.8848 | 20.7077 | 18.5653 | 10.2341 | 0 | 0
Swansea North 132 kV | Morriston Primary | Primary Substation | 11 | Consumer Transformation | Headroom (MW) | 33.173 | 32.8509 | 32.4214 | 31.5734 | 30.8279 | 29.7058 | 28.5222 | 27.1273 | 25.6392 | 23.7516 | 21.713 | 19.5394 | 17.246 | 15.1493 | 0 | 0 | 0
Swansea North 132 kV | Morriston Primary | Primary Substation | 11 | Falling Short | Headroom (MW) | 33.173 | 33.0573 | 32.8561 | 32.6871 | 32.5352 | 32.3155 | 32.0675 | 31.7566 | 31.3955 | 30.8016 | 30.1012 | 29.3495 | 28.5014 | 27.8735 | 26.6293 | 24.8681 | 22.4255
Swansea North 132 kV | Morriston Primary | Primary Substation | 11 | Leading the Way | Headroom (MW) | 33.173 | 32.8503 | 32.422 | 31.5338 | 30.7489 | 29.6565 | 28.5688 | 27.462 | 26.2585 | 24.8992 | 23.2334 | 21.3234 | 19.0948 | 16.8394 | 0 | 0 | 0
Swansea North 132 kV | Morriston Primary | Primary Substation | 11 | System Transformation | Headroom (MW) | 33.173 | 32.9664 | 32.7337 | 32.3806 | 32.0298 | 31.5429 | 30.9983 | 30.2846 | 29.4156 | 28.1793 | 26.8141 | 25.4973 | 24.0204 | 22.9383 | 19.0174 | 13.2867 | 6.1233
Upper Boat 132 kV | Mountain Ash | Bulk Supply Point | 33 | Best View | Headroom (MW) | 31.8397 | 31.1618 | 24.2803 | 22.2448 | 20.2314 | 17.5754 | 14.7481 | 10.0428 | 6.3852 | 1.7881 | 0 | 0 | 0 | 0 | 0 | 0 | 0
Upper Boat 132 kV | Mountain Ash | Bulk Supply Point | 33 | Consumer Transformation | Headroom (MW) | 31.8397 | 29.8173 | 24.193 | 22.2246 | 20.4171 | 16.0967 | 13.1239 | 9.4734 | 5.3154 | 0 | 0 | 0 | 0 | 0 | 0 | 0 | 0
Upper Boat 132 kV | Mountain Ash | Bulk Supply Point | 33 | Falling Short | Headroom (MW) | 31.8397 | 31.7122 | 31.2324 | 26.3276 | 26.0434 | 24.3662 | 23.8546 | 23.1091 | 21.874 | 19.9989 | 17.6551 | 15.189 | 12.1665 | 10.1518 | 7.0694 | 4.1015 | 0
Upper Boat 132 kV | Mountain Ash | Bulk Supply Point | 33 | Leading the Way | Headroom (MW) | 31.8397 | 31.1275 | 24.2196 | 22.1462 | 20.2274 | 17.7405 | 15.1411 | 10.7472 | 7.5838 | 3.6165 | 0 | 0 | 0 | 0 | 0 | 0 | 0
Upper Boat 132 kV | Mountain Ash | Bulk Supply Point | 33 | System Transformation | Headroom (MW) | 31.8397 | 31.4115 | 26.2937 | 24.2643 | 23.4387 | 22.3071 | 20.9596 | 19.0271 | 16.3261 | 12.8964 | 9.1108 | 5.4168 | 1.1819 | 0 | 0 | 0 | 0
Upper Boat 132 kV | Mountain Ash | Primary Substation | 11 | Best View | Headroom (MW) | 8.9783 | 8.8656 | 8.684 | 8.2944 | 7.9013 | 7.4387 | 6.9667 | 4.6998 | 4.072 | 1.7966 | 0 | 0 | 0 | 0 | 0 | 0 | 0
Upper Boat 132 kV | Mountain Ash | Primary Substation | 11 | Consumer Transformation | Headroom (MW) | 8.9783 | 8.8641 | 8.6873 | 8.3318 | 7.9994 | 5.8969 | 5.4256 | 4.8339 | 4.1533 | 0 | 0 | 0 | 0 | 0 | 0 | 0 | 0
Upper Boat 132 kV | Mountain Ash | Primary Substation | 11 | Falling Short | Headroom (MW) | 8.9783 | 8.9982 | 8.857 | 8.7931 | 8.7208 | 8.6308 | 8.5207 | 8.3817 | 8.1805 | 7.8968 | 7.5421 | 7.1666 | 6.7079 | 6.3844 | 5.8941 | 4.1209 | 0
Upper Boat 132 kV | Mountain Ash | Primary Substation | 11 | Leading the Way | Headroom (MW) | 8.9783 | 8.8662 | 8.6891 | 8.3139 | 7.9534 | 7.5235 | 7.0954 | 4.8865 | 4.3332 | 3.6336 | 0 | 0 | 0 | 0 | 0 | 0 | 0
Upper Boat 132 kV | Mountain Ash | Primary Substation | 11 | System Transformation | Headroom (MW) | 8.9783 | 8.911 | 8.8153 | 8.6708 | 8.5026 | 8.2903 | 8.0496 | 7.715 | 7.255 | 6.7027 | 6.0832 | 5.4425 | 1.1875 | 0 | 0 | 0 | 0
Swansea North 132 kV | Nantgaredig | Primary Substation | 11 | Best View | Headroom (MW) | 6.364 | 6.3417 | 6.3189 | 6.2846 | 6.231 | 6.1537 | 6.046 | 5.9035 | 5.7028 | 5.4508 | 0 | 0 | 0 | 0 | 0 | 0 | 0
Swansea North 132 kV | Nantgaredig | Primary Substation | 11 | Consumer Transformation | Headroom (MW) | 6.364 | 6.3421 | 6.3196 | 6.2863 | 6.2648 | 6.1631 | 6.0602 | 5.9211 | 5.727 | 5.4818 | 0 | 0 | 0 | 0 | 0 | 0 | 0
Swansea North 132 kV | Nantgaredig | Primary Substation | 11 | Falling Short | Headroom (MW) | 6.364 | 6.3499 | 6.3447 | 6.3396 | 6.3334 | 6.323 | 6.3081 | 6.2804 | 6.2159 | 6.125 | 6.0034 | 5.8732 | 5.7119 | 5.5998 | 5.4022 | 0 | 0
Swansea North 132 kV | Nantgaredig | Primary Substation | 11 | Leading the Way | Headroom (MW) | 6.364 | 6.3422 | 6.3204 | 6.2862 | 6.2648 | 6.1788 | 6.1087 | 6.0349 | 5.9189 | 5.7808 | 5.5771 | 3.2877 | 0 | 0 | 0 | 0 | 0
Swansea North 132 kV | Nantgaredig | Primary Substation | 11 | System Transformation | Headroom (MW) | 6.364 | 6.3474 | 6.3333 | 6.3198 | 6.3041 | 6.2797 | 6.2288 | 6.1635 | 6.0357 | 5.8643 | 5.6642 | 5.4683 | 0 | 0 | 0 | 0 | 0
Upper Boat 132 kV | Nantgarw Primary | Primary Substation | 11 | Best View | Headroom (MW) | 33.1771 | 33.0304 | 32.9183 | 32.8085 | 32.5946 | 32.3517 | 32.0935 | 31.9125 | 31.6069 | 31.2454 | 30.8323 | 30.4181 | 29.7956 | 29.511 | 28.2189 | 26.4045 | 24.0672
Upper Boat 132 kV | Nantgarw Primary | Primary Substation | 11 | Consumer Transformation | Headroom (MW) | 33.1771 | 33.0088 | 32.8668 | 32.6875 | 32.4399 | 32.0306 | 31.5792 | 31.1557 | 30.6172 | 29.7966 | 29.2279 | 28.4874 | 27.6698 | 26.9954 | 23.9181 | 20.0963 | 17.3746
Upper Boat 132 kV | Nantgarw Primary | Primary Substation | 11 | Falling Short | Headroom (MW) | 33.1771 | 33.1456 | 33.0173 | 33.0624 | 33.0073 | 32.9315 | 32.8446 | 32.7885 | 32.6465 | 32.4437 | 32.1958 | 31.9421 | 31.6384 | 31.4412 | 31.1269 | 30.5761 | 29.7748
Upper Boat 132 kV | Nantgarw Primary | Primary Substation | 11 | Leading the Way | Headroom (MW) | 33.1771 | 33.0097 | 32.8694 | 32.6972 | 32.4236 | 32.0328 | 31.624 | 31.3156 | 30.8409 | 30.398 | 29.7454 | 29.169 | 28.4387 | 27.7724 | 24.4536 | 20.7467 | 18.0739
Upper Boat 132 kV | Nantgarw Primary | Primary Substation | 11 | System Transformation | Headroom (MW) | 33.1771 | 33.0447 | 32.97 | 32.9593 | 32.8367 | 32.6759 | 32.4895 | 32.3426 | 32.0424 | 31.6672 | 31.2628 | 30.8697 | 30.4198 | 30.1623 | 28.806 | 27.1183 | 25.2617
Upper Boat 132 kV | Nantwen | Primary Substation | 11 | Best View | Headroom (MW) | 10.9569 | 10.9496 | 10.9243 | 10.834 | 10.7138 | 10.5711 | 10.4215 | 10.2199 | 9.8988 | 9.4936 | 8.9686 | 8.413 | 7.7471 | 7.2546 | 6.0038 | 0 | 0
Upper Boat 132 kV | Nantwen | Primary Substation | 11 | Consumer Transformation | Headroom (MW) | 10.9569 | 10.9529 | 10.9311 | 10.844 | 10.7347 | 10.4316 | 10.0677 | 9.561 | 8.8874 | 8.0552 | 7.109 | 6.1311 | 4.9977 | 4.0853 | 0 | 0 | 0
Upper Boat 132 kV | Nantwen | Primary Substation | 11 | Falling Short | Headroom (MW) | 10.9569 | 10.9705 | 10.9767 | 10.9786 | 10.9626 | 10.932 | 10.8837 | 10.7847 | 10.5948 | 10.2765 | 9.8445 | 9.4017 | 8.8406 | 8.4532 | 7.763 | 6.9112 | 5.9437
Upper Boat 132 kV | Nantwen | Primary Substation | 11 | Leading the Way | Headroom (MW) | 10.9569 | 10.956 | 10.9351 | 10.8496 | 10.738 | 10.4995 | 10.2475 | 10.0131 | 9.5176 | 9.0422 | 8.3531 | 7.5059 | 6.4451 | 5.451 | 0 | 0 | 0
Upper Boat 132 kV | Nantwen | Primary Substation | 11 | System Transformation | Headroom (MW) | 10.9569 | 10.9747 | 10.9853 | 10.967 | 10.9162 | 10.8263 | 10.6999 | 10.4474 | 10.0174 | 9.3766 | 8.6675 | 7.9752 | 7.1408 | 6.6087 | 5.1946 | 3.2372 | 0
Upper Boat 132 & 33 kV | Nelson | Primary Substation | 11 | Best View | Headroom (MW) | 16.753 | 16.8393 | 16.7155 | 16.441 | 16.1804 | 15.7886 | 15.2827 | 10.4068 | 6.6166 | 1.8529 | 0 | 0 | 0 | 0 | 0 | 0 | 0
Upper Boat 132 & 33 kV | Nelson | Primary Substation | 11 | Consumer Transformation | Headroom (MW) | 16.753 | 16.819 | 16.6776 | 16.3828 | 16.1233 | 15.6724 | 13.5996 | 9.8168 | 5.5081 | 0 | 0 | 0 | 0 | 0 | 0 | 0 | 0
Upper Boat 132 & 33 kV | Nelson | Primary Substation | 11 | Falling Short | Headroom (MW) | 16.753 | 16.8525 | 16.8247 | 16.7916 | 16.7728 | 16.7141 | 16.6233 | 16.4665 | 16.2064 | 15.8092 | 15.2969 | 14.7504 | 12.6075 | 10.5198 | 7.3256 | 4.2501 | 0
Upper Boat 132 & 33 kV | Nelson | Primary Substation | 11 | Leading the Way | Headroom (MW) | 16.753 | 16.8281 | 16.6919 | 16.3809 | 16.1084 | 15.7077 | 15.2805 | 11.1367 | 7.8587 | 3.7476 | 0 | 0 | 0 | 0 | 0 | 0 | 0
Upper Boat 132 & 33 kV | Nelson | Primary Substation | 11 | System Transformation | Headroom (MW) | 16.753 | 16.8655 | 16.8011 | 16.6937 | 16.5821 | 16.3932 | 16.15 | 15.7338 | 15.1583 | 13.3639 | 9.441 | 5.6132 | 1.2248 | 0 | 0 | 0 | 0
Pembroke 132 kV | Nevern | Primary Substation | 11 | Best View | Headroom (MW) | 6.4921 | 6.4742 | 6.4347 | 6.3478 | 6.2622 | 6.1932 | 6.0722 | 5.273 | 4.6888 | 4.4713 | 0.78245 | 0.40321 | 0 | 0 | 0 | 0 | 0
Pembroke 132 kV | Nevern | Primary Substation | 11 | Consumer Transformation | Headroom (MW) | 6.4921 | 6.4731 | 6.4336 | 6.3505 | 6.2698 | 6.1739 | 6.0387 | 5.2573 | 4.801 | 4.6762 | 1.1084 | 0 | 0 | 0 | 0 | 0 | 0
Pembroke 132 kV | Nevern | Primary Substation | 11 | Falling Short | Headroom (MW) | 6.4921 | 6.4857 | 6.4757 | 6.4652 | 6.4494 | 6.4661 | 6.4503 | 6.4327 | 6.4108 | 6.3844 | 6.3607 | 6.3386 | 6.3207 | 6.3035 | 6.2311 | 6.1655 | 6.0379
Pembroke 132 kV | Nevern | Primary Substation | 11 | Leading the Way | Headroom (MW) | 6.4921 | 6.4742 | 6.4354 | 6.3503 | 6.2684 | 6.2039 | 6.0887 | 5.4514 | 4.9398 | 4.8135 | 1.2236 | 0.94639 | 0 | 0 | 0 | 0 | 0
Pembroke 132 kV | Nevern | Primary Substation | 11 | System Transformation | Headroom (MW) | 6.4921 | 6.4816 | 6.4621 | 6.4303 | 6.3934 | 6.3827 | 6.3414 | 6.2925 | 6.2393 | 6.1915 | 6.1436 | 6.0997 | 6.0562 | 6.0215 | 0 | 0 | 0
Swansea North 132 kV | New Lodge | Primary Substation | 11 | Best View | Headroom (MW) | 8.7231 | 8.5429 | 8.3245 | 7.8747 | 7.4142 | 6.3823 | 5.1011 | 3.4339 | 0.90062 | 0 | 0 | 0 | 0 | 0 | 0 | 0 | 0
Swansea North 132 kV | New Lodge | Primary Substation | 11 | Consumer Transformation | Headroom (MW) | 8.7231 | 8.5503 | 8.3417 | 7.9097 | 7.4955 | 6.5159 | 5.2972 | 3.6834 | 1.2482 | 0 | 0 | 0 | 0 | 0 | 0 | 0 | 0
Swansea North 132 kV | New Lodge | Primary Substation | 11 | Falling Short | Headroom (MW) | 8.7231 | 8.6486 | 8.5939 | 8.5272 | 8.4524 | 8.3322 | 8.1552 | 7.822 | 7.1649 | 6.0752 | 4.6557 | 3.1377 | 1.2498 | 0 | 0 | 0 | 0
Swansea North 132 kV | New Lodge | Primary Substation | 11 | Leading the Way | Headroom (MW) | 8.7231 | 8.5535 | 8.3518 | 7.9091 | 7.4856 | 6.6801 | 5.8003 | 4.8937 | 3.3917 | 1.6313 | 0 | 0 | 0 | 0 | 0 | 0 | 0
Swansea North 132 kV | New Lodge | Primary Substation | 11 | System Transformation | Headroom (MW) | 8.7231 | 8.6213 | 8.5225 | 8.3569 | 8.1638 | 7.8429 | 7.3833 | 6.5287 | 4.874 | 2.6688 | 0.094739 | 0 | 0 | 0 | 0 | 0 | 0
Swansea North 132 kV | Newcastle Emlyn South | Primary Substation | 11 | Best View | Headroom (MW) | 10.9737 | 10.9488 | 10.8909 | 10.7351 | 10.5605 | 10.1591 | 9.6615 | 9.0202 | 7.3907 | 0 | 0 | 0 | 0 | 0 | 0 | 0 | 0
Swansea North 132 kV | Newcastle Emlyn South | Primary Substation | 11 | Consumer Transformation | Headroom (MW) | 10.9737 | 10.9493 | 10.8924 | 10.744 | 10.5845 | 10.1839 | 9.684 | 9.033 | 8.1665 | 0 | 0 | 0 | 0 | 0 | 0 | 0 | 0
Swansea North 132 kV | Newcastle Emlyn South | Primary Substation | 11 | Falling Short | Headroom (MW) | 10.9737 | 10.9683 | 10.9579 | 10.9447 | 10.925 | 10.889 | 10.8356 | 10.7246 | 10.5047 | 10.132 | 9.6432 | 9.1202 | 4.9939 | 0 | 0 | 0 | 0
Swansea North 132 kV | Newcastle Emlyn South | Primary Substation | 11 | Leading the Way | Headroom (MW) | 10.9737 | 10.9499 | 10.8955 | 10.7435 | 10.5827 | 10.2654 | 9.9159 | 9.5447 | 8.9759 | 8.3512 | 0 | 0 | 0 | 0 | 0 | 0 | 0
Swansea North 132 kV | Newcastle Emlyn South | Primary Substation | 11 | System Transformation | Headroom (MW) | 10.9737 | 10.9624 | 10.9393 | 10.895 | 10.8332 | 10.7241 | 10.5661 | 10.2622 | 9.7284 | 9.021 | 0 | 0 | 0 | 0 | 0 | 0 | 0
Uskmouth 132 kV | Newhouse Primary S/S | Primary Substation | 11 | Best View | Headroom (MW) | 11.3766 | 11.3107 | 11.2132 | 11.0287 | 10.9745 | 10.7265 | 10.339 | 9.9441 | 9.3992 | 8.7719 | 8.0821 | 6.7396 | 2.3718 | 0 | 0 | 0 | 0
Uskmouth 132 kV | Newhouse Primary S/S | Primary Substation | 11 | Consumer Transformation | Headroom (MW) | 11.3766 | 11.3132 | 11.2179 | 11.0302 | 10.9881 | 9.0252 | 6.9337 | 5.6818 | 4.383 | 3.0364 | 0 | 0 | 0 | 0 | 0 | 0 | 0
Uskmouth 132 kV | Newhouse Primary S/S | Primary Substation | 11 | Falling Short | Headroom (MW) | 11.3766 | 11.3515 | 11.3156 | 11.2767 | 11.3339 | 11.3682 | 11.377 | 11.3348 | 11.1693 | 10.9046 | 10.5686 | 10.1784 | 9.6915 | 9.3872 | 8.9384 | 8.4595 | 7.6772
Uskmouth 132 kV | Newhouse Primary S/S | Primary Substation | 11 | Leading the Way | Headroom (MW) | 11.3766 | 11.3129 | 11.2187 | 11.0217 | 9.1275 | 6.8428 | 4.4844 | 3.275 | 2.0505 | 0.88808 | 0 | 0 | 0 | 0 | 0 | 0 | 0
Uskmouth 132 kV | Newhouse Primary S/S | Primary Substation | 11 | System Transformation | Headroom (MW) | 11.3766 | 11.3401 | 11.2868 | 11.2086 | 10.4369 | 9.5087 | 8.5752 | 8.0574 | 7.4161 | 6.6651 | 5.9194 | 5.3236 | 4.5745 | 3.9444 | 0 | 0 | 0
Uskmouth 132 kV | Newport East Primary | Primary Substation | 11 | Best View | Headroom (MW) | 23.9941 | 23.9141 | 23.7003 | 23.19 | 22.719 | 22.1846 | 21.6165 | 21.1196 | 20.5988 | 20.1708 | 19.7257 | 19.3128 | 18.9691 | 18.6257 | 16.9059 | 14.0959 | 0
Uskmouth 132 kV | Newport East Primary | Primary Substation | 11 | Consumer Transformation | Headroom (MW) | 23.9941 | 23.7022 | 23.2 | 22.1183 | 21.1059 | 20.0201 | 18.9437 | 17.9265 | 17.0254 | 16.1831 | 15.3848 | 14.4454 | 13.6189 | 12.7618 | 7.1033 | 0 | 0
Uskmouth 132 kV | Newport East Primary | Primary Substation | 11 | Falling Short | Headroom (MW) | 23.9941 | 23.9208 | 23.7899 | 23.6437 | 23.4885 | 23.3041 | 23.1067 | 22.9613 | 22.7993 | 22.678 | 22.5793 | 22.5164 | 22.4943 | 22.5046 | 22.7873 | 22.7474 | 21.7109
Uskmouth 132 kV | Newport East Primary | Primary Substation | 11 | Leading the Way | Headroom (MW) | 23.9941 | 23.698 | 23.1945 | 22.0509 | 20.972 | 19.7922 | 18.5944 | 17.5407 | 16.5501 | 15.6694 | 14.7984 | 13.954 | 13.1513 | 12.2971 | 0 | 0 | 0
Uskmouth 132 kV | Newport East Primary | Primary Substation | 11 | System Transformation | Headroom (MW) | 23.9941 | 23.8532 | 23.6102 | 23.2032 | 22.7303 | 22.169 | 21.5991 | 21.137 | 20.7175 | 20.3494 | 20.0383 | 19.7676 | 19.5048 | 19.3022 | 17.3659 | 14.2234 | 6.8595
Uskmouth 132 kV | Newport South Primary | Primary Substation | 11 | Best View | Headroom (MW) | 26.7114 | 26.6542 | 26.6478 | 26.5767 | 26.505 | 26.5075 | 26.3635 | 26.1664 | 25.9354 | 25.5077 | 24.9448 | 24.3292 | 23.5926 | 22.9995 | 21.2289 | 19.0302 | 3.4191
Uskmouth 132 kV | Newport South Primary | Primary Substation | 11 | Consumer Transformation | Headroom (MW) | 26.7114 | 26.6421 | 26.6257 | 26.5126 | 26.409 | 26.2801 | 26.059 | 25.7501 | 25.3751 | 24.6962 | 23.8621 | 23.007 | 22.0219 | 21.2381 | 18.5469 | 0 | 0
Uskmouth 132 kV | Newport South Primary | Primary Substation | 11 | Falling Short | Headroom (MW) | 26.7114 | 26.6561 | 26.6552 | 26.6583 | 26.6454 | 26.6742 | 26.6122 | 26.4963 | 26.3457 | 26.0691 | 25.6868 | 25.2641 | 24.7224 | 24.3088 | 23.1099 | 21.5539 | 20.2045
Uskmouth 132 kV | Newport South Primary | Primary Substation | 11 | Leading the Way | Headroom (MW) | 26.7114 | 26.6429 | 26.621 | 26.5215 | 26.398 | 26.3311 | 26.1312 | 25.9048 | 25.6112 | 25.191 | 24.5492 | 23.7573 | 22.7834 | 21.8981 | 0 | 0 | 0
Uskmouth 132 kV | Newport South Primary | Primary Substation | 11 | System Transformation | Headroom (MW) | 26.7114 | 26.6537 | 26.6705 | 26.6477 | 26.6235 | 26.5891 | 26.4612 | 26.2539 | 25.9768 | 25.4287 | 24.7262 | 24.0144 | 23.1646 | 22.5425 | 20.292 | 16.0848 | 6.8719
Uskmouth 132 kV | Newport West Primary | Primary Substation | 11 | Best View | Headroom (MW) | 24.696 | 23.1439 | 22.9399 | 22.5988 | 22.3049 | 21.9459 | 21.5415 | 21.098 | 21.6971 | 21.228 | 20.704 | 20.1193 | 19.5003 | 18.9747 | 17.2724 | 16.2394 | 3.4181
Uskmouth 132 kV | Newport West Primary | Primary Substation | 11 | Consumer Transformation | Headroom (MW) | 24.696 | 22.9946 | 22.5812 | 21.845 | 21.1602 | 20.4001 | 19.6458 | 18.8152 | 18.3257 | 17.4518 | 16.5714 | 15.5277 | 14.4893 | 13.555 | 8.978 | 0 | 0
Uskmouth 132 kV | Newport West Primary | Primary Substation | 11 | Falling Short | Headroom (MW) | 24.696 | 23.2077 | 22.9705 | 22.8428 | 22.7253 | 22.5702 | 22.387 | 22.1791 | 22.101 | 21.8581 | 21.58 | 21.2734 | 20.9151 | 20.6672 | 20.1842 | 20.9418 | 19.608
Uskmouth 132 kV | Newport West Primary | Primary Substation | 11 | Leading the Way | Headroom (MW) | 24.696 | 22.9931 | 22.5796 | 21.8021 | 21.0567 | 20.2601 | 19.4737 | 18.7033 | 18.2255 | 17.5077 | 16.6909 | 15.7608 | 14.7447 | 9.7135 | 0 | 0 | 0
Uskmouth 132 kV | Newport West Primary | Primary Substation | 11 | System Transformation | Headroom (MW) | 24.696 | 23.1023 | 22.8741 | 22.5941 | 22.2834 | 21.8796 | 21.4596 | 20.9876 | 20.8096 | 20.2474 | 19.6831 | 19.0751 | 18.4008 | 17.909 | 15.6588 | 12.3871 | 6.8698
Pembroke 132 kV | Neyland | Primary Substation | 11 | Best View | Headroom (MW) | 6.0859 | 6.1477 | 6.1423 | 6.0769 | 5.928 | 5.6933 | 5.433 | 5.2119 | 5.0129 | 4.7652 | 4.2186 | 3.552 | 2.7422 | 0 | 0 | 0 | 0
Pembroke 132 kV | Neyland | Primary Substation | 11 | Consumer Transformation | Headroom (MW) | 6.0859 | 6.1417 | 6.1409 | 6.0739 | 5.947 | 5.6975 | 5.3987 | 5.0717 | 4.7658 | 4.3418 | 3.6724 | 2.9738 | 2.1724 | 0 | 0 | 0 | 0
Pembroke 132 kV | Neyland | Primary Substation | 11 | Falling Short | Headroom (MW) | 6.0859 | 6.1489 | 6.1759 | 6.2215 | 6.2037 | 6.1705 | 6.1224 | 6.0744 | 6.0314 | 5.9202 | 5.68 | 5.4177 | 5.0746 | 4.8496 | 4.4357 | 3.8333 | 3.1144
Pembroke 132 kV | Neyland | Primary Substation | 11 | Leading the Way | Headroom (MW) | 6.0859 | 6.1479 | 6.144 | 6.0844 | 5.9486 | 5.7254 | 5.4809 | 5.2823 | 5.1119 | 4.9015 | 4.3943 | 3.7699 | 2.995 | 0 | 0 | 0 | 0
Pembroke 132 kV | Neyland | Primary Substation | 11 | System Transformation | Headroom (MW) | 6.0859 | 6.161 | 6.1919 | 6.2078 | 6.1475 | 6.0523 | 5.9236 | 5.7711 | 5.6248 | 5.3738 | 4.8885 | 4.4132 | 3.8431 | 3.4651 | 2.1829 | 0 | 0
Cardiff East & Aberthaw 132 kV | Northcote St. | Primary Substation | 11 | Best View | Headroom (MW) | 22.9611 | 22.8721 | 22.7194 | 22.3889 | 22.0608 | 21.6938 | 21.3226 | 20.9547 | 20.5907 | 20.2561 | 19.9283 | 19.613 | 19.3304 | 19.0615 | 17.6137 | 16.1571 | 13.2578
Cardiff East & Aberthaw 132 kV | Northcote St. | Primary Substation | 11 | Consumer Transformation | Headroom (MW) | 22.9611 | 22.8077 | 22.5653 | 22.0561 | 21.5963 | 21.1156 | 20.6505 | 20.1791 | 19.7564 | 19.3423 | 18.9586 | 18.5456 | 18.2219 | 17.5726 | 15.3122 | 12.0701 | 8.4564
Cardiff East & Aberthaw 132 kV | Northcote St. | Primary Substation | 11 | Falling Short | Headroom (MW) | 22.9611 | 22.9142 | 22.8464 | 22.7754 | 22.6851 | 22.5862 | 22.4821 | 22.3859 | 22.2827 | 22.1868 | 22.1077 | 22.0399 | 21.9913 | 21.9589 | 22.0571 | 22.0795 | 21.6919
Cardiff East & Aberthaw 132 kV | Northcote St. | Primary Substation | 11 | Leading the Way | Headroom (MW) | 22.9611 | 22.8047 | 22.5609 | 22.0234 | 21.5375 | 21.0189 | 20.5138 | 20.0381 | 19.5879 | 19.1729 | 18.7855 | 18.4344 | 18.089 | 17.4811 | 14.9088 | 11.4876 | 0
Cardiff East & Aberthaw 132 kV | Northcote St. | Primary Substation | 11 | System Transformation | Headroom (MW) | 22.9611 | 22.8767 | 22.7534 | 22.5567 | 22.3327 | 22.0738 | 21.8209 | 21.5811 | 21.3555 | 21.1387 | 20.9508 | 20.7855 | 20.6504 | 20.5512 | 19.7598 | 18.5213 | 16.6214
Pyle 132 kV | Nottage | Primary Substation | 11 | Best View | Headroom (MW) | 18.0532 | 17.8131 | 17.461 | 16.7114 | 15.9874 | 15.1958 | 14.3329 | 13.3998 | 12.3604 | 11.2314 | 10.0735 | 8.9558 | 7.8064 | 6.8391 | 5.4959 | 0 | 0
Pyle 132 kV | Nottage | Primary Substation | 11 | Consumer Transformation | Headroom (MW) | 18.0532 | 17.8023 | 17.4197 | 16.6561 | 15.9501 | 14.9823 | 13.9177 | 12.7005 | 11.3788 | 9.9454 | 8.4868 | 6.9645 | 5.3983 | 3.9402 | 0 | 0 | 0
Pyle 132 kV | Nottage | Primary Substation | 11 | Falling Short | Headroom (MW) | 18.0532 | 17.9682 | 17.8388 | 17.6898 | 17.5455 | 17.3768 | 17.183 | 16.9493 | 16.6161 | 16.1483 | 15.5977 | 15.0339 | 14.4034 | 13.9571 | 15.6698 | 14.7121 | 12.966
Pyle 132 kV | Nottage | Primary Substation | 11 | Leading the Way | Headroom (MW) | 18.0532 | 17.798 | 17.4082 | 16.59 | 15.8367 | 14.8792 | 13.8356 | 0 | 0 | 0 | 0 | 0 | 0 | 0 | 0 | 0 | 0
Pyle 132 kV | Nottage | Primary Substation | 11 | System Transformation | Headroom (MW) | 18.0532 | 17.9189 | 17.7181 | 17.4063 | 17.0505 | 16.6027 | 16.0973 | 15.4719 | 14.6447 | 13.6892 | 12.6826 | 11.7555 | 10.7236 | 10.0143 | 9.7799 | 5.3482 | 0.24947
Margam 66 kV | Ogmore Vale | Primary Substation | 11 | Best View | Headroom (MW) | 1.5784 | 1.5249 | 1.4517 | 1.2897 | 1.1272 | 0.87655 | 0.60934 | 0.35275 | 0 | 0 | 0 | 0 | 0 | 0 | 0 | 0 | 0
Margam 66 kV | Ogmore Vale | Primary Substation | 11 | Consumer Transformation | Headroom (MW) | 1.5784 | 1.5228 | 1.4392 | 1.266 | 1.1033 | 0.81305 | 0.49038 | 0.12103 | 0 | 0 | 0 | 0 | 0 | 0 | 0 | 0 | 0
Margam 66 kV | Ogmore Vale | Primary Substation | 11 | Falling Short | Headroom (MW) | 1.5784 | 1.562 | 1.5392 | 1.5149 | 1.4846 | 1.4442 | 1.3947 | 1.3321 | 1.1997 | 1.0152 | 0.76523 | 0.50647 | 0.20391 | 0 | 0 | 0 | 0
Margam 66 kV | Ogmore Vale | Primary Substation | 11 | Leading the Way | Headroom (MW) | 1.5784 | 1.5225 | 1.4399 | 1.2593 | 1.0898 | 0.8281 | 0.55751 | 0.29755 | 0 | 0 | 0 | 0 | 0 | 0 | 0 | 0 | 0
Margam 66 kV | Ogmore Vale | Primary Substation | 11 | System Transformation | Headroom (MW) | 1.5784 | 1.55 | 1.5101 | 1.4451 | 1.3685 | 1.2681 | 1.1461 | 0.97919 | 0.6599 | 0.309 | 0 | 0 | 0 | 0 | 0 | 0 | 0
Uskmouth 132 kV | Panteg 132/66 | Bulk Supply Point | 66 | Best View | Headroom (MW) | 66.1543 | 65.0053 | 63.6476 | 60.9761 | 57.7676 | 52.0234 | 45.6497 | 38.9732 | 27.787 | 14.362 | 0 | 0 | 0 | 0 | 0 | 0 | 0
Uskmouth 132 kV | Panteg 132/66 | Bulk Supply Point | 66 | Consumer Transformation | Headroom (MW) | 66.1543 | 64.9015 | 63.4422 | 60.4463 | 57.7289 | 50.3485 | 41.5588 | 30.8407 | 13.8487 | 0 | 0 | 0 | 0 | 0 | 0 | 0 | 0
Uskmouth 132 kV | Panteg 132/66 | Bulk Supply Point | 66 | Falling Short | Headroom (MW) | 66.1543 | 65.6795 | 65.0527 | 64.5627 | 64.0385 | 63.133 | 61.8449 | 59.5071 | 55.1762 | 48.0759 | 38.8056 | 28.8797 | 16.5197 | 7.439 | 0 | 0 | 0
Uskmouth 132 kV | Panteg 132/66 | Bulk Supply Point | 66 | Leading the Way | Headroom (MW) | 66.1543 | 64.9087 | 63.4756 | 60.3767 | 56.27 | 49.482 | 42.266 | 35.6289 | 24.8637 | 10.8238 | 0 | 0 | 0 | 0 | 0 | 0 | 0
Uskmouth 132 kV | Panteg 132/66 | Bulk Supply Point | 66 | System Transformation | Headroom (MW) | 66.1543 | 65.3229 | 64.5755 | 63.4034 | 61.7321 | 58.9989 | 55.3536 | 49.3394 | 37.3682 | 21.2901 | 2.561 | 0 | 0 | 0 | 0 | 0 | 0
Uskmouth 132 kV | Panteg Primary | Primary Substation | 11 | Best View | Headroom (MW) | 38.2914 | 37.9206 | 37.4087 | 36.2349 | 35.0976 | 33.9351 | 32.7547 | 31.4328 | 29.2294 | 28.6197 | 26.7227 | 24.6773 | 22.3988 | 20.5108 | 13.974 | 5.9419 | 0
Uskmouth 132 kV | Panteg Primary | Primary Substation | 11 | Consumer Transformation | Headroom (MW) | 38.2914 | 37.9229 | 37.4329 | 36.3538 | 35.3488 | 34.1855 | 33.0028 | 31.5464 | 29.2083 | 27.4601 | 25.2166 | 22.8119 | 20.2248 | 18.084 | 9.4566 | 0 | 0
Uskmouth 132 kV | Panteg Primary | Primary Substation | 11 | Falling Short | Headroom (MW) | 38.2914 | 38.1188 | 37.9187 | 37.6466 | 37.3673 | 37.0856 | 36.7984 | 36.3463 | 35.7068 | 34.8409 | 33.8026 | 32.7236 | 31.4444 | 30.632 | 28.6462 | 26.6834 | 23.9138
Uskmouth 132 kV | Panteg Primary | Primary Substation | 11 | Leading the Way | Headroom (MW) | 38.2914 | 37.9213 | 37.4223 | 36.289 | 35.2132 | 34.0255 | 32.8702 | 31.6902 | 30.4645 | 28.497 | 26.6955 | 24.5598 | 22.0222 | 19.6514 | 0 | 0 | 0
Uskmouth 132 kV | Panteg Primary | Primary Substation | 11 | System Transformation | Headroom (MW) | 38.2914 | 38.0594 | 37.8022 | 37.3148 | 36.7728 | 36.136 | 35.4617 | 34.5021 | 33.2039 | 31.6217 | 29.2269 | 27.9177 | 25.9818 | 24.667 | 20.3317 | 14.1421 | 7.1034
Swansea North 132 kV | Pantyffynon | Primary Substation | 11 | Best View | Headroom (MW) | 13.0432 | 12.9122 | 12.8229 | 12.3683 | 11.9188 | 11.215 | 10.4598 | 9.5344 | 8.1705 | 6.4808 | 4.5266 | 2.5007 | 0.14042 | 0 | 0 | 0 | 0
Swansea North 132 kV | Pantyffynon | Primary Substation | 11 | Consumer Transformation | Headroom (MW) | 13.0432 | 12.9143 | 12.8321 | 12.3959 | 11.9923 | 11.3144 | 10.5778 | 9.621 | 8.2464 | 6.5373 | 4.6168 | 2.6286 | 0.3686 | 0 | 0 | 0 | 0
Swansea North 132 kV | Pantyffynon | Primary Substation | 11 | Falling Short | Headroom (MW) | 13.0432 | 13.0011 | 13.0239 | 12.9557 | 12.8775 | 12.7699 | 12.6688 | 12.4744 | 12.1145 | 11.5227 | 10.7634 | 9.9577 | 8.9587 | 8.2521 | 7.0421 | 5.3336 | 3.2424
Swansea North 132 kV | Pantyffynon | Primary Substation | 11 | Leading the Way | Headroom (MW) | 13.0432 | 12.9148 | 12.8282 | 12.3762 | 11.9601 | 11.3459 | 10.7635 | 10.1547 | 9.236 | 8.1801 | 6.7077 | 4.9314 | 2.7384 | 0.6209 | 0 | 0 | 0
Swansea North 132 kV | Pantyffynon | Primary Substation | 11 | System Transformation | Headroom (MW) | 13.0432 | 12.9739 | 12.9937 | 12.8233 | 12.6263 | 12.3515 | 12.055 | 11.5485 | 10.6227 | 9.3867 | 7.9662 | 6.5846 | 4.942 | 3.8037 | 0.57022 | 0 | 0
Cardiff East & Aberthaw 132 kV | Park Lane SWAE | Primary Substation | 11 | Best View | Headroom (MW) | 34.7499 | 34.7121 | 34.653 | 34.5942 | 34.5396 | 34.4824 | 34.4259 | 34.3701 | 34.3149 | 34.2603 | 34.2063 | 34.1529 | 34.1228 | 34.0707 | 33.82 | 33.5844 | 33.3629
Cardiff East & Aberthaw 132 kV | Park Lane SWAE | Primary Substation | 11 | Consumer Transformation | Headroom (MW) | 34.7499 | 34.7121 | 34.653 | 34.5946 | 34.5394 | 34.4822 | 34.4257 | 34.3699 | 34.3147 | 34.2603 | 34.2065 | 34.1533 | 34.1009 | 34.049 | 33.7983 | 33.5626 | 10.0837
Cardiff East & Aberthaw 132 kV | Park Lane SWAE | Primary Substation | 11 | Falling Short | Headroom (MW) | 34.7499 | 34.7121 | 34.653 | 34.5946 | 34.5392 | 34.4824 | 34.4263 | 34.3709 | 34.3158 | 34.2613 | 34.2075 | 34.1544 | 34.1019 | 34.05 | 33.7994 | 33.5637 | 33.3421
Cardiff East & Aberthaw 132 kV | Park Lane SWAE | Primary Substation | 11 | Leading the Way | Headroom (MW) | 34.7499 | 34.7121 | 34.653 | 34.5942 | 34.5396 | 34.4824 | 34.4259 | 34.3701 | 34.3149 | 34.2603 | 34.2063 | 34.1529 | 34.1002 | 34.0482 | 33.7975 | 33.5844 | 0
Cardiff East & Aberthaw 132 kV | Park Lane SWAE | Primary Substation | 11 | System Transformation | Headroom (MW) | 34.7499 | 34.7121 | 34.653 | 34.5946 | 34.5394 | 34.4822 | 34.4257 | 34.3699 | 34.3147 | 34.2603 | 34.2065 | 34.1533 | 34.1009 | 34.049 | 33.7983 | 33.5626 | 33.3636
Cardiff East & Aberthaw 132 kV | Penarth | Primary Substation | 11 | Best View | Headroom (MW) | 19.6063 | 19.4706 | 19.3059 | 18.9111 | 18.4144 | 17.9838 | 17.5406 | 17.0991 | 16.6757 | 15.5443 | 14.3195 | 13.0913 | 11.8154 | 10.7963 | 6.1091 | 0.0695 | 0
Cardiff East & Aberthaw 132 kV | Penarth | Primary Substation | 11 | Consumer Transformation | Headroom (MW) | 19.6063 | 19.4697 | 19.2892 | 18.8624 | 18.3673 | 17.9339 | 17.5006 | 17.048 | 16.6457 | 15.6405 | 14.4846 | 13.2278 | 11.9657 | 10.9132 | 5.4021 | 0 | 0
Cardiff East & Aberthaw 132 kV | Penarth | Primary Substation | 11 | Falling Short | Headroom (MW) | 19.6063 | 19.5656 | 19.5232 | 19.455 | 19.3998 | 19.3339 | 19.2628 | 19.201 | 19.1429 | 19.1038 | 19.0911 | 19.0906 | 19.1199 | 19.1368 | 19.2317 | 19.2329 | 18.6418
Cardiff East & Aberthaw 132 kV | Penarth | Primary Substation | 11 | Leading the Way | Headroom (MW) | 19.6063 | 19.4697 | 19.2873 | 18.8304 | 18.2731 | 17.8185 | 17.3686 | 16.9204 | 16.45 | 16.0451 | 15.0209 | 13.9095 | 12.6969 | 11.6012 | 5.6692 | 0 | 0
Cardiff East & Aberthaw 132 kV | Penarth | Primary Substation | 11 | System Transformation | Headroom (MW) | 19.6063 | 19.5374 | 19.4623 | 19.2983 | 19.0584 | 18.8493 | 18.644 | 18.449 | 18.276 | 18.1298 | 18.0071 | 17.9031 | 17.5183 | 17.1164 | 15.3101 | 12.6605 | 8.9499
Pembroke 132 kV | Penblewin | Primary Substation | 11 | Best View | Headroom (MW) | 3.138 | 3.2235 | 3.3788 | 3.2442 | 3.0734 | 2.6539 | 2.5035 | 1.2967 | 0.41312 | 0 | 0 | 0 | 0 | 0 | 0 | 0 | 0
Pembroke 132 kV | Penblewin | Primary Substation | 11 | Consumer Transformation | Headroom (MW) | 3.138 | 3.2115 | 3.38 | 3.2408 | 3.0921 | 2.5961 | 2.2577 | 1.5803 | 0.15932 | 0 | 0 | 0 | 0 | 0 | 0 | 0 | 0
Pembroke 132 kV | Penblewin | Primary Substation | 11 | Falling Short | Headroom (MW) | 3.138 | 3.2215 | 3.3792 | 3.4128 | 3.409 | 3.3823 | 3.5528 | 3.5128 | 3.191 | 2.6175 | 1.8442 | 1.0138 | 0 | 0 | 0 | 0 | 0
Pembroke 132 kV | Penblewin | Primary Substation | 11 | Leading the Way | Headroom (MW) | 3.138 | 3.2242 | 3.3832 | 3.2567 | 3.1078 | 2.7266 | 2.6256 | 1.4765 | 0.62278 | 0 | 0 | 0 | 0 | 0 | 0 | 0 | 0
Pembroke 132 kV | Penblewin | Primary Substation | 11 | System Transformation | Headroom (MW) | 3.138 | 3.2429 | 3.4643 | 3.4493 | 3.3984 | 3.27 | 3.3517 | 3.0878 | 2.0931 | 0.75149 | 0 | 0 | 0 | 0 | 0 | 0 | 0
Upper Boat 132 kV | Pencoed Grid | Bulk Supply Point | 33 | Best View | Headroom (MW) | 63.8171 | 63.6792 | 63.4077 | 62.8487 | 62.3132 | 61.789 | 61.1691 | 60.569 | 59.8074 | 58.9441 | 57.9525 | 56.8831 | 55.7385 | 54.8197 | 51.6377 | 47.5358 | 42.1644
Upper Boat 132 kV | Pencoed Grid | Bulk Supply Point | 33 | Consumer Transformation | Headroom (MW) | 63.8171 | 63.6422 | 63.405 | 62.8829 | 62.3997 | 61.7652 | 61.0259 | 60.1574 | 59.1839 | 58.0487 | 56.805 | 55.4213 | 53.9554 | 52.7697 | 46.9422 | 40.7306 | 34.8002
Upper Boat 132 kV | Pencoed Grid | Bulk Supply Point | 33 | Falling Short | Headroom (MW) | 63.8171 | 63.7736 | 63.6628 | 63.5533 | 63.4495 | 63.358 | 63.2054 | 63.014 | 62.7285 | 62.3262 | 61.8295 | 61.2823 | 60.6389 | 60.1885 | 59.4754 | 58.4753 | 57.0201
Upper Boat 132 kV | Pencoed Grid | Bulk Supply Point | 33 | Leading the Way | Headroom (MW) | 63.8171 | 63.6435 | 63.4068 | 62.8575 | 62.3432 | 61.7457 | 61.064 | 60.3897 | 59.6309 | 58.8385 | 57.8195 | 56.594 | 55.1742 | 40.9775 | 35.3106 | 28.8058 | 23.5447
Upper Boat 132 kV | Pencoed Grid | Bulk Supply Point | 33 | System Transformation | Headroom (MW) | 63.8171 | 63.7184 | 63.6081 | 63.3838 | 63.1341 | 62.8565 | 62.4953 | 62.0252 | 61.3974 | 60.6381 | 59.7902 | 58.9091 | 57.922 | 57.2745 | 54.1248 | 51.076 | 47.1987
Upper Boat 132 kV | Pencoed Primary | Primary Substation | 11 | Best View | Headroom (MW) | 35.5964 | 35.5315 | 35.3319 | 34.9376 | 34.5501 | 34.1165 | 33.6344 | 33.0924 | 32.3652 | 31.529 | 30.5629 | 29.3395 | 28.2963 | 27.4928 | 24.9543 | 21.6627 | 17.4591
Upper Boat 132 kV | Pencoed Primary | Primary Substation | 11 | Consumer Transformation | Headroom (MW) | 35.5964 | 35.4526 | 35.3228 | 34.9409 | 34.5811 | 34.0137 | 33.3639 | 32.5899 | 31.5508 | 30.4219 | 28.8962 | 27.4905 | 25.9499 | 24.6651 | 19.4599 | 13.1694 | 8.2133
Upper Boat 132 kV | Pencoed Primary | Primary Substation | 11 | Falling Short | Headroom (MW) | 35.5964 | 35.5856 | 35.4722 | 35.3651 | 35.2693 | 35.1523 | 35.0195 | 34.8523 | 34.5463 | 34.0916 | 33.5062 | 32.8834 | 32.1678 | 31.6409 | 30.6658 | 29.3177 | 27.7962
Upper Boat 132 kV | Pencoed Primary | Primary Substation | 11 | Leading the Way | Headroom (MW) | 35.5964 | 35.4566 | 35.3255 | 34.9281 | 34.5543 | 34.0268 | 33.453 | 32.8805 | 32.0815 | 31.254 | 30.2673 | 28.6952 | 27.189 | 25.8225 | 20.4867 | 14.3317 | 10.3075
Upper Boat 132 kV | Pencoed Primary | Primary Substation | 11 | System Transformation | Headroom (MW) | 35.5964 | 35.5084 | 35.4651 | 35.2857 | 35.0851 | 34.8253 | 34.51 | 34.0786 | 33.3493 | 32.4791 | 31.4687 | 30.5249 | 29.2438 | 28.5261 | 26.1724 | 23.0557 | 19.0812
Swansea North 132 kV | Pendine | Primary Substation | 11 | Best View | Headroom (MW) | 4.3739 | 4.2348 | 4.0302 | 3.6228 | 3.2173 | 1.9008 | 0.2108 | 0 | 0 | 0 | 0 | 0 | 0 | 0 | 0 | 0 | 0
Swansea North 132 kV | Pendine | Primary Substation | 11 | Consumer Transformation | Headroom (MW) | 4.3739 | 4.2372 | 4.0341 | 3.6435 | 3.2742 | 1.9165 | 0.1584 | 0 | 0 | 0 | 0 | 0 | 0 | 0 | 0 | 0 | 0
Swansea North 132 kV | Pendine | Primary Substation | 11 | Falling Short | Headroom (MW) | 4.3739 | 4.3136 | 4.2429 | 4.1623 | 4.0843 | 3.9282 | 3.6792 | 3.1554 | 2.1439 | 0.42858 | 0 | 0 | 0 | 0 | 0 | 0 | 0
Swansea North 132 kV | Pendine | Primary Substation | 11 | Leading the Way | Headroom (MW) | 4.3739 | 4.2421 | 4.0499 | 3.6559 | 3.2734 | 2.2286 | 1.0447 | 0 | 0 | 0 | 0 | 0 | 0 | 0 | 0 | 0 | 0
Swansea North 132 kV | Pendine | Primary Substation | 11 | System Transformation | Headroom (MW) | 4.3739 | 4.2929 | 4.1862 | 4.0278 | 3.852 | 3.4865 | 2.8947 | 1.6189 | 0 | 0 | 0 | 0 | 0 | 0 | 0 | 0 | 0
Rassau 132 kV | Pengam Grid | Primary Substation | 11 | Best View | Headroom (MW) | 36.897 | 36.7227 | 36.4596 | 36.0069 | 35.17 | 32.7517 | 30.5385 | 27.9049 | 23.5226 | 18.7971 | 12.9451 | 6.4707 | 0 | 0 | 0 | 0 | 0
Rassau 132 kV | Pengam Grid | Primary Substation | 11 | Consumer Transformation | Headroom (MW) | 36.897 | 36.6092 | 36.1978 | 27.136 | 24.3908 | 21.0949 | 17.9593 | 14.0275 | 8.4576 | 2.2402 | 0 | 0 | 0 | 0 | 0 | 0 | 0
Rassau 132 kV | Pengam Grid | Primary Substation | 11 | Falling Short | Headroom (MW) | 36.897 | 36.7794 | 36.6305 | 36.5317 | 36.3955 | 36.2656 | 36.124 | 35.917 | 35.6167 | 34.2472 | 31.6791 | 28.9609 | 25.6521 | 23.4021 | 19.2099 | 16.8099 | 8.5999
Rassau 132 kV | Pengam Grid | Primary Substation | 11 | Leading the Way | Headroom (MW) | 36.897 | 36.6032 | 36.1912 | 34.8374 | 31.9173 | 28.8438 | 25.9662 | 22.8334 | 18.1169 | 13.5863 | 7.7272 | 0.90279 | 0 | 0 | 0 | 0 | 0
Rassau 132 kV | Pengam Grid | Primary Substation | 11 | System Transformation | Headroom (MW) | 36.897 | 36.7239 | 36.4976 | 36.2228 | 35.8807 | 35.3209 | 34.1763 | 32.3931 | 28.8436 | 24.5823 | 19.6796 | 14.8629 | 9.369 | 5.6765 | 0 | 0 | 0
Upper Boat 132 kV | Pentrebach | Primary Substation | 11 | Best View | Headroom (MW) | 11.3501 | 11.3522 | 11.2959 | 11.1773 | 11.0566 | 10.925 | 10.7805 | 10.6137 | 10.4338 | 10.2093 | 9.946 | 9.6816 | 9.385 | 9.1439 | 8.3189 | 0 | 0
Upper Boat 132 kV | Pentrebach | Primary Substation | 11 | Consumer Transformation | Headroom (MW) | 11.3501 | 11.3519 | 11.2955 | 11.182 | 11.0719 | 10.8863 | 10.675 | 10.419 | 10.1434 | 9.8251 | 9.4812 | 9.117 | 8.7177 | 7.7554 | 0 | 0 | 0
Upper Boat 132 kV | Pentrebach | Primary Substation | 11 | Falling Short | Headroom (MW) | 11.3501 | 11.365 | 11.3444 | 11.3222 | 11.2992 | 11.2698 | 11.2332 | 11.1803 | 11.0962 | 10.9696 | 10.8152 | 10.6521 | 10.4582 | 10.3199 | 10.0305 | 9.6951 | 9.2802
Upper Boat 132 kV | Pentrebach | Primary Substation | 11 | Leading the Way | Headroom (MW) | 11.3501 | 11.3544 | 11.2994 | 11.18 | 11.064 | 10.9004 | 10.7239 | 10.5397 | 10.3082 | 10.0983 | 9.827 | 9.5107 | 9.1364 | 8.7878 | 0 | 0 | 0
Upper Boat 132 kV | Pentrebach | Primary Substation | 11 | System Transformation | Headroom (MW) | 11.3501 | 11.3661 | 11.3342 | 11.2865 | 11.2315 | 11.1599 | 11.0731 | 10.942 | 10.757 | 10.5277 | 10.2708 | 10.0223 | 9.7227 | 9.532 | 8.9308 | 5.4539 | 0
Swansea North 132 kV | Pont Ar Annell | Primary Substation | 11 | Best View | Headroom (MW) | 6.3768 | 6.351 | 6.3304 | 6.2921 | 6.2224 | 6.0702 | 5.8562 | 5.5832 | 5.171 | 0 | 0 | 0 | 0 | 0 | 0 | 0 | 0
Swansea North 132 kV | Pont Ar Annell | Primary Substation | 11 | Consumer Transformation | Headroom (MW) | 6.3768 | 6.3511 | 6.3309 | 6.2943 | 6.2732 | 6.0797 | 5.871 | 5.6024 | 5.2675 | 0 | 0 | 0 | 0 | 0 | 0 | 0 | 0
Swansea North 132 kV | Pont Ar Annell | Primary Substation | 11 | Falling Short | Headroom (MW) | 6.3768 | 6.3592 | 6.3528 | 6.3463 | 6.3386 | 6.3258 | 6.3068 | 6.2745 | 6.1721 | 6.0339 | 5.8523 | 5.6575 | 3.4941 | 0 | 0 | 0 | 0
Swansea North 132 kV | Pont Ar Annell | Primary Substation | 11 | Leading the Way | Headroom (MW) | 6.3768 | 6.3523 | 6.3344 | 6.2968 | 6.2733 | 6.133 | 6.0023 | 5.8601 | 5.6236 | 5.386 | 0 | 0 | 0 | 0 | 0 | 0 | 0
Swansea North 132 kV | Pont Ar Annell | Primary Substation | 11 | System Transformation | Headroom (MW) | 6.3768 | 6.3576 | 6.3483 | 6.3333 | 6.3174 | 6.2919 | 6.2215 | 6.1309 | 5.9507 | 5.7099 | 0 | 0 | 0 | 0 | 0 | 0 | 0
Swansea North 132 kV | Pontardawe | Primary Substation | 11 | Best View | Headroom (MW) | 13.6864 | 13.6329 | 13.5439 | 13.3697 | 13.1878 | 12.8069 | 12.3543 | 11.7887 | 10.8853 | 9.8643 | 5.1244 | 0 | 0 | 0 | 0 | 0 | 0
Swansea North 132 kV | Pontardawe | Primary Substation | 11 | Consumer Transformation | Headroom (MW) | 13.6864 | 13.5919 | 13.4474 | 13.1557 | 12.8857 | 12.4156 | 11.8658 | 11.0405 | 10.1359 | 8.2259 | 3.2084 | 0 | 0 | 0 | 0 | 0 | 0
Swansea North 132 kV | Pontardawe | Primary Substation | 11 | Falling Short | Headroom (MW) | 13.6864 | 13.6555 | 13.6109 | 13.5625 | 13.5087 | 13.4317 | 13.3282 | 13.1577 | 12.8598 | 12.3923 | 11.7979 | 10.6301 | 7.0956 | 4.7545 | 0.75149 | 0 | 0
Swansea North 132 kV | Pontardawe | Primary Substation | 11 | Leading the Way | Headroom (MW) | 13.6864 | 13.5927 | 13.4499 | 13.1448 | 12.8646 | 12.4408 | 12.0038 | 11.5702 | 10.8548 | 10.1466 | 8.4182 | 0.48751 | 0 | 0 | 0 | 0 | 0
Swansea North 132 kV | Pontardawe | Primary Substation | 11 | System Transformation | Headroom (MW) | 13.6864 | 13.637 | 13.5632 | 13.4486 | 13.3167 | 13.1272 | 12.8829 | 12.4762 | 11.8016 | 10.8514 | 9.8391 | 6.9128 | 2.1682 | 0 | 0 | 0 | 0
Rassau 132 kV | Pontllanffraith | Primary Substation | 11 | Best View | Headroom (MW) | 17.4746 | 17.4087 | 17.3166 | 17.088 | 16.8499 | 16.5579 | 16.2875 | 15.9874 | 15.6415 | 15.2837 | 13.0569 | 6.5266 | 0 | 0 | 0 | 0 | 0
Rassau 132 kV | Pontllanffraith | Primary Substation | 11 | Consumer Transformation | Headroom (MW) | 17.4746 | 17.3512 | 17.1888 | 16.8252 | 16.4905 | 16.1105 | 15.7422 | 14.1486 | 8.5306 | 2.2596 | 0 | 0 | 0 | 0 | 0 | 0 | 0
Rassau 132 kV | Pontllanffraith | Primary Substation | 11 | Falling Short | Headroom (MW) | 17.4746 | 17.4291 | 17.381 | 17.3173 | 17.2504 | 17.1657 | 17.0831 | 16.9724 | 16.8171 | 16.6075 | 16.3568 | 16.1017 | 15.7922 | 15.5886 | 15.3854 | 15.0971 | 8.6742
Rassau 132 kV | Pontllanffraith | Primary Substation | 11 | Leading the Way | Headroom (MW) | 17.4746 | 17.3476 | 17.1862 | 16.7982 | 16.438 | 16.0326 | 15.6629 | 15.2673 | 14.8473 | 13.7036 | 7.7939 | 0.91058 | 0 | 0 | 0 | 0 | 0
Rassau 132 kV | Pontllanffraith | Primary Substation | 11 | System Transformation | Headroom (MW) | 17.4746 | 17.41 | 17.3331 | 17.1894 | 17.0261 | 16.8158 | 16.6014 | 16.3255 | 15.9915 | 15.582 | 15.1528 | 14.7574 | 9.45 | 5.7256 | 0 | 0 | 0
Swansea North 132 kV | Pontyates | Primary Substation | 11 | Best View | Headroom (MW) | 4.8554 | 4.7811 | 4.679 | 4.4801 | 4.2829 | 3.7147 | 2.988 | 1.9921 | 0.44469 | 0 | 0 | 0 | 0 | 0 | 0 | 0 | 0
Swansea North 132 kV | Pontyates | Primary Substation | 11 | Consumer Transformation | Headroom (MW) | 4.8554 | 4.7838 | 4.6844 | 4.4937 | 4.3152 | 3.7686 | 3.0655 | 2.0882 | 0.57926 | 0 | 0 | 0 | 0 | 0 | 0 | 0 | 0
Swansea North 132 kV | Pontyates | Primary Substation | 11 | Falling Short | Headroom (MW) | 4.8554 | 4.8285 | 4.8018 | 4.7739 | 4.7386 | 4.6747 | 4.5752 | 4.361 | 3.9417 | 3.2325 | 2.3032 | 1.3082 | 0.063972 | 0 | 0 | 0 | 0
Swansea North 132 kV | Pontyates | Primary Substation | 11 | Leading the Way | Headroom (MW) | 4.8554 | 4.7868 | 4.693 | 4.5004 | 4.3203 | 3.8972 | 3.4313 | 2.9323 | 2.0567 | 0.99883 | 0 | 0 | 0 | 0 | 0 | 0 | 0
Swansea North 132 kV | Pontyates | Primary Substation | 11 | System Transformation | Headroom (MW) | 4.8554 | 4.8163 | 4.7656 | 4.6927 | 4.6102 | 4.4514 | 4.2024 | 3.6749 | 2.6313 | 1.2142 | 0 | 0 | 0 | 0 | 0 | 0 | 0
Upper Boat 132 kV | Pontyclun 132/11kV | Primary Substation | 11 | Best View | Headroom (MW) | 7.1925 | 7.0767 | 6.8856 | 6.4856 | 6.1095 | 5.7712 | 5.358 | 4.9989 | 4.5669 | 4.0895 | 3.5671 | 2.9891 | 2.3598 | 1.8216 | 0 | 0 | 0
Upper Boat 132 kV | Pontyclun 132/11kV | Primary Substation | 11 | Consumer Transformation | Headroom (MW) | 7.1925 | 7.0769 | 6.8873 | 6.5206 | 6.1862 | 5.7982 | 5.3441 | 4.8208 | 4.33 | 3.7535 | 3.1537 | 2.446 | 1.7175 | 1.1506 | 0 | 0 | 0
Upper Boat 132 kV | Pontyclun 132/11kV | Primary Substation | 11 | Falling Short | Headroom (MW) | 7.1925 | 7.1511 | 7.0893 | 7.0257 | 6.9626 | 6.9237 | 6.8272 | 6.7066 | 6.5562 | 6.3572 | 6.1256 | 5.8615 | 5.546 | 5.3412 | 5.1049 | 4.668 | 3.9527
Upper Boat 132 kV | Pontyclun 132/11kV | Primary Substation | 11 | Leading the Way | Headroom (MW) | 7.1925 | 7.0762 | 6.8879 | 6.4998 | 6.1394 | 5.7708 | 5.339 | 4.9176 | 4.5266 | 4.1218 | 3.6353 | 3.0407 | 2.3446 | 0 | 0 | 0 | 0
Upper Boat 132 kV | Pontyclun 132/11kV | Primary Substation | 11 | System Transformation | Headroom (MW) | 7.1925 | 7.1307 | 7.0339 | 6.8835 | 6.717 | 6.5512 | 6.3249 | 6.0424 | 5.7459 | 5.3855 | 5.0103 | 4.591 | 4.1291 | 3.8384 | 1.7795 | 0.23072 | 0
Uskmouth 132 kV | Pontypool North Primary | Primary Substation | 11 | Best View | Headroom (MW) | 15.2575 | 15.2019 | 15.0366 | 14.737 | 14.3913 | 13.989 | 13.6245 | 13.1154 | 12.4885 | 11.9659 | 11.2367 | 10.4848 | 9.6434 | 9.0105 | 7.2308 | 4.8992 | 0
Uskmouth 132 kV | Pontypool North Primary | Primary Substation | 11 | Consumer Transformation | Headroom (MW) | 15.2575 | 15.1993 | 15.0335 | 14.7421 | 14.4228 | 14.0004 | 13.618 | 13.0481 | 12.3497 | 11.6339 | 10.7189 | 9.7798 | 8.7405 | 7.9936 | 5.3601 | 0 | 0
Uskmouth 132 kV | Pontypool North Primary | Primary Substation | 11 | Falling Short | Headroom (MW) | 15.2575 | 15.2437 | 15.1805 | 15.1405 | 15.0756 | 14.9736 | 14.9156 | 14.7631 | 14.5245 | 14.2261 | 13.792 | 13.332 | 12.7549 | 12.3634 | 11.7188 | 10.8472 | 10.0423
Uskmouth 132 kV | Pontypool North Primary | Primary Substation | 11 | Leading the Way | Headroom (MW) | 15.2575 | 15.201 | 15.0367 | 14.7326 | 14.3578 | 13.896 | 13.4965 | 12.99 | 12.3429 | 11.8973 | 11.1709 | 10.3221 | 9.3314 | 8.5537 | 0 | 0 | 0
Uskmouth 132 kV | Pontypool North Primary | Primary Substation | 11 | System Transformation | Headroom (MW) | 15.2575 | 15.2359 | 15.1488 | 15.0443 | 14.8844 | 14.6517 | 14.4523 | 14.0912 | 13.6063 | 13.109 | 12.4171 | 11.7387 | 10.954 | 10.4549 | 8.6318 | 5.3314 | 0.74068
Pyle 132 kV | Pyle 132/33 | Bulk Supply Point | 33 | Best View | Headroom (MW) | 52.9989 | 52.5916 | 52.2846 | 51.6384 | 51.0101 | 50.328 | 49.578 | 48.221 | 47.2896 | 46.1944 | 44.9395 | 43.627 | 42.188 | 41.0462 | 38.0742 | 32.2842 | 24.8346
Pyle 132 kV | Pyle 132/33 | Bulk Supply Point | 33 | Consumer Transformation | Headroom (MW) | 52.9989 | 52.5777 | 52.23 | 51.5358 | 50.8912 | 49.9442 | 48.8719 | 47.0818 | 45.6286 | 43.952 | 42.117 | 40.1201 | 37.9558 | 36.0406 | 28.73 | 16.8152 | 8.1771
Pyle 132 kV | Pyle 132/33 | Bulk Supply Point | 33 | Falling Short | Headroom (MW) | 52.9989 | 52.7258 | 52.6068 | 52.4761 | 52.3362 | 52.1709 | 51.9583 | 51.7045 | 51.3024 | 50.7087 | 49.948 | 49.1298 | 48.1538 | 47.4788 | 47.4792 | 45.8235 | 43.5153
Pyle 132 kV | Pyle 132/33 | Bulk Supply Point | 33 | Leading the Way | Headroom (MW) | 52.9989 | 52.5749 | 52.2245 | 51.4891 | 50.8007 | 49.89 | 48.9058 | 23.4324 | 22.279 | 21.0999 | 19.602 | 17.8442 | 15.7585 | 13.722 | 2.8298 | 0 | 0
Pyle 132 kV | Pyle 132/33 | Bulk Supply Point | 33 | System Transformation | Headroom (MW) | 52.9989 | 52.6801 | 52.4952 | 52.2094 | 51.8864 | 51.4709 | 50.9675 | 50.3332 | 49.3807 | 48.2088 | 46.8694 | 45.5204 | 43.9663 | 42.9176 | 40.4439 | 34.0862 | 27.7442
Pyle 132 kV | Pyle Primary | Primary Substation | 11 | Best View | Headroom (MW) | 16.471 | 15.8924 | 15.6253 | 15.0716 | 14.5286 | 13.9448 | 13.2955 | 11.4998 | 10.6617 | 9.5843 | 8.2156 | 6.6921 | 4.9467 | 3.6165 | 0 | 0 | 0
Pyle 132 kV | Pyle Primary | Primary Substation | 11 | Consumer Transformation | Headroom (MW) | 16.471 | 15.8751 | 15.5569 | 14.921 | 14.3274 | 13.3871 | 12.2915 | 9.9094 | 8.3054 | 6.3648 | 4.1318 | 1.6381 | 0 | 0 | 0 | 0 | 0
Pyle 132 kV | Pyle Primary | Primary Substation | 11 | Falling Short | Headroom (MW) | 16.471 | 16.0078 | 15.8974 | 15.7828 | 15.6453 | 15.4808 | 15.2465 | 14.9692 | 14.4929 | 13.766 | 12.7867 | 11.7051 | 10.3735 | 9.4627 | 7.7706 | 5.4015 | 2.5052
Pyle 132 kV | Pyle Primary | Primary Substation | 11 | Leading the Way | Headroom (MW) | 16.471 | 15.8737 | 15.5571 | 14.8925 | 14.2582 | 13.3805 | 12.4405 | 0 | 0 | 0 | 0 | 0 | 0 | 0 | 0 | 0 | 0
Pyle 132 kV | Pyle Primary | Primary Substation | 11 | System Transformation | Headroom (MW) | 16.471 | 15.965 | 15.7932 | 15.5288 | 15.2335 | 14.8436 | 14.3348 | 13.6824 | 12.5922 | 11.1894 | 9.5017 | 7.7164 | 5.6243 | 4.2253 | 0 | 0 | 0
Rassau 132 kV | Rassau West Primary | Primary Substation | 11 | Best View | Headroom (MW) | 32.8302 | 31.8066 | 23.4717 | 23.2995 | 23.2573 | 22.9651 | 22.8166 | 22.5474 | 22.1566 | 18.6356 | 12.8339 | 6.4151 | 0 | 0 | 0 | 0 | 0
Rassau 132 kV | Rassau West Primary | Primary Substation | 11 | Consumer Transformation | Headroom (MW) | 32.8302 | 31.7804 | 23.3968 | 23.1287 | 23.0049 | 20.9137 | 17.8051 | 13.907 | 8.3849 | 2.221 | 0 | 0 | 0 | 0 | 0 | 0 | 0
Rassau 132 kV | Rassau West Primary | Primary Substation | 11 | Falling Short | Headroom (MW) | 32.8302 | 31.8221 | 23.5245 | 23.4491 | 23.4738 | 23.3894 | 23.4343 | 23.3839 | 23.2842 | 23.1142 | 22.8788 | 22.5961 | 22.2513 | 22.0139 | 19.0449 | 16.6655 | 8.526
Rassau 132 kV | Rassau West Primary | Primary Substation | 11 | Leading the Way | Headroom (MW) | 32.8302 | 31.7805 | 23.3982 | 23.1182 | 22.978 | 22.6107 | 22.4237 | 22.1493 | 17.9613 | 13.4696 | 7.6608 | 0.89503 | 0 | 0 | 0 | 0 | 0
Rassau 132 kV | Rassau West Primary | Primary Substation | 11 | System Transformation | Headroom (MW) | 32.8302 | 31.8088 | 23.487 | 23.3603 | 23.3579 | 23.1705 | 23.1372 | 22.977 | 22.6852 | 22.3172 | 19.5105 | 14.7353 | 9.2886 | 5.6278 | 0 | 0 | 0
Swansea North 132 kV | Ravenhill | Primary Substation | 11 | Best View | Headroom (MW) | 17.3613 | 17.3115 | 17.1848 | 16.8837 | 16.5611 | 16.1575 | 15.7381 | 15.3093 | 14.8224 | 14.3595 | 13.5628 | 13.1427 | 12.5745 | 12.03 | 9.6699 | 7.0017 | 3.5796
Swansea North 132 kV | Ravenhill | Primary Substation | 11 | Consumer Transformation | Headroom (MW) | 17.3613 | 17.2295 | 16.9994 | 16.5055 | 16.0373 | 15.5103 | 14.9714 | 14.3869 | 13.5274 | 13.014 | 12.3978 | 11.7075 | 11.035 | 10.4396 | 7.279 | 2.8976 | 0
Swansea North 132 kV | Ravenhill | Primary Substation | 11 | Falling Short | Headroom (MW) | 17.3613 | 17.3187 | 17.2472 | 17.1572 | 17.0817 | 16.9825 | 16.8697 | 16.7473 | 16.5762 | 16.3677 | 16.133 | 15.897 | 15.6201 | 15.4401 | 15.2082 | 14.9968 | 14.3277
Swansea North 132 kV | Ravenhill | Primary Substation | 11 | Leading the Way | Headroom (MW) | 17.3613 | 17.2309 | 17.001 | 16.4753 | 15.9766 | 15.4262 | 14.8851 | 14.3672 | 13.5341 | 13.1134 | 12.5754 | 11.9813 | 11.3376 | 10.7032 | 7.0646 | 2.4253 | 0
Swansea North 132 kV | Ravenhill | Primary Substation | 11 | System Transformation | Headroom (MW) | 17.3613 | 17.3053 | 17.1968 | 17.0083 | 16.7882 | 16.5286 | 16.2495 | 15.9376 | 15.57 | 15.173 | 14.7742 | 14.4105 | 13.8762 | 13.5488 | 12.5818 | 10.7774 | 8.2962
Rassau 132 kV | Rhayader | Primary Substation | 11 | Best View | Headroom (MW) | 1.9289 | 1.8755 | 1.8018 | 1.6491 | 1.49 | 0.99435 | 0.43754 | 0 | 0 | 0 | 0 | 0 | 0 | 0 | 0 | 0 | 0
Rassau 132 kV | Rhayader | Primary Substation | 11 | Consumer Transformation | Headroom (MW) | 1.9289 | 1.8691 | 1.7747 | 1.5806 | 1.3977 | 0.65085 | 0 | 0 | 0 | 0 | 0 | 0 | 0 | 0 | 0 | 0 | 0
Rassau 132 kV | Rhayader | Primary Substation | 11 | Falling Short | Headroom (MW) | 1.9289 | 1.9072 | 1.8775 | 1.8432 | 1.8078 | 1.7336 | 1.6108 | 1.3428 | 0.81652 | 0 | 0 | 0 | 0 | 0 | 0 | 0 | 0
Rassau 132 kV | Rhayader | Primary Substation | 11 | Leading the Way | Headroom (MW) | 1.9289 | 1.8722 | 1.7818 | 1.5855 | 1.3969 | 0.87153 | 0.29442 | 0 | 0 | 0 | 0 | 0 | 0 | 0 | 0 | 0 | 0
Rassau 132 kV | Rhayader | Primary Substation | 11 | System Transformation | Headroom (MW) | 1.9289 | 1.8978 | 1.8518 | 1.7772 | 1.6918 | 1.4534 | 1.0911 | 0.37592 | 0 | 0 | 0 | 0 | 0 | 0 | 0 | 0 | 0
Swansea North 132 kV | Rhos Primary | Primary Substation | 11 | Best View | Headroom (MW) | 11.4464 | 11.4051 | 11.1114 | 10.9875 | 10.8047 | 10.0509 | 9.0114 | 7.5088 | 4.8682 | 0 | 0 | 0 | 0 | 0 | 0 | 0 | 0
Swansea North 132 kV | Rhos Primary | Primary Substation | 11 | Consumer Transformation | Headroom (MW) | 11.4464 | 11.4048 | 11.1116 | 10.9963 | 10.8296 | 10.0748 | 9.0324 | 7.5197 | 4.9168 | 0 | 0 | 0 | 0 | 0 | 0 | 0 | 0
Swansea North 132 kV | Rhos Primary | Primary Substation | 11 | Falling Short | Headroom (MW) | 11.4464 | 11.4222 | 11.4044 | 11.3899 | 11.3826 | 11.1019 | 11.0005 | 10.6814 | 10.0086 | 8.8454 | 7.3034 | 5.6465 | 3.5583 | 0 | 0 | 0 | 0
Swansea North 132 kV | Rhos Primary | Primary Substation | 11 | Leading the Way | Headroom (MW) | 11.4464 | 11.4085 | 11.1134 | 11.0075 | 10.8409 | 10.2823 | 9.6137 | 8.8736 | 7.3806 | 5.5748 | 0 | 0 | 0 | 0 | 0 | 0 | 0
Swansea North 132 kV | Rhos Primary | Primary Substation | 11 | System Transformation | Headroom (MW) | 11.4464 | 11.4202 | 11.3953 | 11.1139 | 11.0796 | 10.9231 | 10.5753 | 9.7385 | 7.8866 | 5.3375 | 0 | 0 | 0 | 0 | 0 | 0 | 0
Uskmouth 132 kV | Ringland Newport | Primary Substation | 11 | Best View | Headroom (MW) | 19.5899 | 19.5127 | 19.3653 | 19.0525 | 18.8125 | 18.5218 | 18.1857 | 17.5191 | 17.1718 | 16.7162 | 16.1116 | 15.3848 | 14.5565 | 13.8569 | 11.8999 | 9.7962 | 3.4181
Uskmouth 132 kV | Ringland Newport | Primary Substation | 11 | Consumer Transformation | Headroom (MW) | 19.5899 | 19.3988 | 19.0911 | 18.4244 | 17.533 | 17.0003 | 16.3135 | 15.5274 | 14.6624 | 13.8641 | 13.0119 | 12.0676 | 11.0559 | 9.9465 | 2.4615 | 0 | 0
Uskmouth 132 kV | Ringland Newport | Primary Substation | 11 | Falling Short | Headroom (MW) | 19.5899 | 19.5109 | 19.3715 | 19.2021 | 19.0877 | 18.9522 | 18.792 | 18.5964 | 18.3135 | 17.5529 | 17.2861 | 16.8265 | 16.2207 | 15.758 | 14.7826 | 13.9754 | 12.5718
Uskmouth 132 kV | Ringland Newport | Primary Substation | 11 | Leading the Way | Headroom (MW) | 19.5899 | 19.4128 | 19.1313 | 18.4326 | 17.5359 | 17.066 | 16.4425 | 15.8261 | 15.0909 | 14.5424 | 11.6126 | 10.1779 | 8.5456 | 6.9404 | 0 | 0 | 0
Uskmouth 132 kV | Ringland Newport | Primary Substation | 11 | System Transformation | Headroom (MW) | 19.5899 | 19.4989 | 19.3465 | 19.0848 | 18.7909 | 18.4127 | 18.0277 | 17.3766 | 16.8234 | 16.1904 | 15.4853 | 14.811 | 14.0152 | 13.3922 | 9.3391 | 5.9679 | 1.6593
Uskmouth 132 kV | Rogerstone | Primary Substation | 11 | Best View | Headroom (MW) | 38.7693 | 38.5328 | 37.2308 | 36.8998 | 36.6236 | 36.253 | 35.8022 | 35.1093 | 34.1818 | 33.1094 | 32.0423 | 30.7509 | 29.2837 | 28.157 | 24.6983 | 21.2468 | 0
Uskmouth 132 kV | Rogerstone | Primary Substation | 11 | Consumer Transformation | Headroom (MW) | 38.7693 | 38.3187 | 36.7129 | 35.7439 | 34.9539 | 33.791 | 32.5694 | 30.984 | 29.1191 | 26.9807 | 24.6682 | 22.2039 | 19.6005 | 17.394 | 7.8986 | 0 | 0
Uskmouth 132 kV | Rogerstone | Primary Substation | 11 | Falling Short | Headroom (MW) | 38.7693 | 38.5669 | 38.3891 | 37.3272 | 37.2837 | 37.197 | 37.0665 | 36.7567 | 36.2537 | 35.5332 | 34.6557 | 33.7542 | 32.6518 | 31.9266 | 31.0123 | 30.7329 | 28.1115
Uskmouth 132 kV | Rogerstone | Primary Substation | 11 | Leading the Way | Headroom (MW) | 38.7693 | 38.3153 | 36.7073 | 35.6967 | 34.8674 | 33.7997 | 32.6992 | 31.4948 | 30.052 | 28.5133 | 26.6285 | 24.4581 | 21.8765 | 19.388 | 0 | 0 | 0
Uskmouth 132 kV | Rogerstone | Primary Substation | 11 | System Transformation | Headroom (MW) | 38.7693 | 38.4798 | 37.1465 | 36.8661 | 36.5918 | 36.1225 | 35.6239 | 34.8078 | 33.6347 | 32.1892 | 30.6083 | 29.0888 | 27.3789 | 26.3003 | 23.3033 | 15.4141 | 0.73927
Cardiff East & Aberthaw 132 kV | Rover Way Primary | Primary Substation | 11 | Best View | Headroom (MW) | 25.0087 | 24.9657 | 24.9442 | 24.9018 | 24.8209 | 24.8031 | 24.7763 | 24.7441 | 24.7111 | 24.6268 | 24.5433 | 24.4555 | 24.3684 | 24.2819 | 23.8851 | 23.4443 | 23.0596
Cardiff East & Aberthaw 132 kV | Rover Way Primary | Primary Substation | 11 | Consumer Transformation | Headroom (MW) | 25.0087 | 24.9657 | 24.9465 | 24.8975 | 24.8147 | 24.7696 | 24.7343 | 24.6984 | 24.6711 | 24.5751 | 24.4773 | 24.4065 | 24.3368 | 24.2641 | 23.8779 | 23.1055 | 10.254
Cardiff East & Aberthaw 132 kV | Rover Way Primary | Primary Substation | 11 | Falling Short | Headroom (MW) | 25.0087 | 24.9673 | 24.9394 | 24.9099 | 24.8465 | 24.825 | 24.8002 | 24.7665 | 24.7385 | 24.6886 | 24.6387 | 24.589 | 24.5388 | 24.4862 | 24.1738 | 23.8281 | 23.5426
Cardiff East & Aberthaw 132 kV | Rover Way Primary | Primary Substation | 11 | Leading the Way | Headroom (MW) | 25.0087 | 24.9657 | 24.9442 | 24.9022 | 24.8145 | 24.7848 | 24.7645 | 24.7398 | 24.7153 | 24.6395 | 24.5645 | 24.4852 | 24.4076 | 19.0515 | 18.5141 | 17.9821 | 0
Cardiff East & Aberthaw 132 kV | Rover Way Primary | Primary Substation | 11 | System Transformation | Headroom (MW) | 25.0087 | 24.9665 | 24.9522 | 24.9175 | 24.8461 | 24.8172 | 24.796 | 24.7757 | 24.7623 | 24.6871 | 24.6121 | 24.5529 | 24.4948 | 24.3814 | 23.9394 | 23.5007 | 23.1682
Cardiff East & Aberthaw 132 kV | Sanatorium | Primary Substation | 11 | Best View | Headroom (MW) | 11.7809 | 11.7487 | 11.6777 | 11.5205 | 11.3565 | 11.1667 | 10.9999 | 10.8189 | 10.6228 | 10.4453 | 10.2605 | 10.0747 | 9.9211 | 9.7759 | 9.1255 | 8.2923 | 6.8482
Cardiff East & Aberthaw 132 kV | Sanatorium | Primary Substation | 11 | Consumer Transformation | Headroom (MW) | 11.7809 | 11.7109 | 11.5915 | 11.3423 | 11.1034 | 10.8538 | 10.6353 | 10.3997 | 10.1751 | 9.9535 | 9.7379 | 9.494 | 9.3048 | 9.1149 | 7.9303 | 6.3367 | 4.5474
Cardiff East & Aberthaw 132 kV | Sanatorium | Primary Substation | 11 | Falling Short | Headroom (MW) | 11.7809 | 11.7645 | 11.7313 | 11.6927 | 11.6571 | 11.6186 | 11.5917 | 11.5617 | 11.5221 | 11.4828 | 11.4458 | 11.412 | 11.3889 | 11.3746 | 11.4621 | 11.5244 | 11.3626
Cardiff East & Aberthaw 132 kV | Sanatorium | Primary Substation | 11 | Leading the Way | Headroom (MW) | 11.7809 | 11.7107 | 11.5892 | 11.3203 | 11.0599 | 10.7886 | 10.5514 | 10.311 | 10.0637 | 9.8351 | 9.6064 | 9.3804 | 9.1922 | 9.0064 | 7.7312 | 6.0461 | 0
Cardiff East & Aberthaw 132 kV | Sanatorium | Primary Substation | 11 | System Transformation | Headroom (MW) | 11.7809 | 11.7474 | 11.688 | 11.5898 | 11.4739 | 11.3435 | 11.2379 | 11.1281 | 11.0099 | 10.8971 | 10.7921 | 10.6966 | 10.6284 | 10.581 | 10.2013 | 9.5892 | 8.7045
Cardiff East & Aberthaw 132 kV | Sandon St. | Primary Substation | 11 | Best View | Headroom (MW) | 21.187 | 21.1546 | 21.0963 | 20.9892 | 20.8719 | 20.7274 | 20.5918 | 20.4743 | 20.3485 | 20.2355 | 20.1202 | 20.0113 | 19.9629 | 19.8665 | 19.4706 | 18.9134 | 18.0112
Cardiff East & Aberthaw 132 kV | Sandon St. | Primary Substation | 11 | Consumer Transformation | Headroom (MW) | 21.187 | 21.1349 | 21.051 | 20.8987 | 20.7452 | 20.5666 | 20.4045 | 20.2475 | 20.1048 | 19.9606 | 19.8262 | 19.677 | 19.5525 | 19.4248 | 18.7445 | 17.684 | 10.1116
Cardiff East & Aberthaw 132 kV | Sandon St. | Primary Substation | 11 | Falling Short | Headroom (MW) | 21.187 | 21.1602 | 21.1214 | 21.083 | 21.0401 | 20.9849 | 20.9421 | 20.9135 | 20.8748 | 20.8374 | 20.7986 | 20.7653 | 20.7355 | 20.7114 | 20.7187 | 20.6948 | 20.5194
Cardiff East & Aberthaw 132 kV | Sandon St. | Primary Substation | 11 | Leading the Way | Headroom (MW) | 21.187 | 21.134 | 21.051 | 20.8934 | 20.7228 | 20.5252 | 20.338 | 20.1727 | 20.0091 | 19.8608 | 19.7255 | 19.5973 | 19.4925 | 19.3919 | 18.6358 | 17.5834 | 0
Cardiff East & Aberthaw 132 kV | Sandon St. | Primary Substation | 11 | System Transformation | Headroom (MW) | 21.187 | 21.1546 | 21.1057 | 21.0392 | 20.9532 | 20.845 | 20.7498 | 20.6666 | 20.5796 | 20.4959 | 20.419 | 20.3496 | 20.2905 | 20.2428 | 19.9996 | 19.5561 | 18.9623
Pyle 132 kV | Schwyll | Primary Substation | 11 | Best View | Headroom (MW) | 6.967 | 6.935 | 6.8913 | 6.8096 | 6.7328 | 6.6441 | 6.5431 | 6.4034 | 6.197 | 5.8954 | 5.5206 | 5.1235 | 4.643 | 4.2919 | 3.4486 | 2.3456 | 1.0931
Pyle 132 kV | Schwyll | Primary Substation | 11 | Consumer Transformation | Headroom (MW) | 6.967 | 6.9339 | 6.8865 | 6.7965 | 6.7171 | 6.4984 | 6.2227 | 5.8492 | 5.3244 | 4.6553 | 3.8916 | 3.1055 | 2.1842 | 1.4726 | 0 | 0 | 0
Pyle 132 kV | Schwyll | Primary Substation | 11 | Falling Short | Headroom (MW) | 6.967 | 6.9543 | 6.9378 | 6.9216 | 6.9013 | 6.8716 | 6.8302 | 6.7501 | 6.6001 | 6.3483 | 6.0227 | 5.6756 | 5.2437 | 4.9411 | 4.4145 | 3.7343 | 2.9851
Pyle 132 kV | Schwyll | Primary Substation | 11 | Leading the Way | Headroom (MW) | 6.967 | 6.9354 | 6.8909 | 6.7996 | 6.7171 | 6.5481 | 6.3643 | 6.1715 | 5.8568 | 5.4825 | 4.9269 | 4.2299 | 3.35 | 2.57 | 0 | 0 | 0
Pyle 132 kV | Schwyll | Primary Substation | 11 | System Transformation | Headroom (MW) | 6.967 | 6.95 | 6.9247 | 6.8806 | 6.834 | 6.7631 | 6.661 | 6.465 | 6.1103 | 5.6389 | 5.0896 | 4.5512 | 3.902 | 3.4621 | 2.2775 | 0.69853 | 0
Cardiff East & Aberthaw 132 kV | Ship Hill Barry | Primary Substation | 11 | Best View | Headroom (MW) | 19.4349 | 19.2797 | 18.8728 | 18.4458 | 18.0122 | 17.6199 | 17.2375 | 16.8086 | 16.3973 | 16.0034 | 15.6306 | 15.2759 | 14.9657 | 12.4679 | 0 | 0 | 0
Cardiff East & Aberthaw 132 kV | Ship Hill Barry | Primary Substation | 11 | Consumer Transformation | Headroom (MW) | 19.4349 | 19.082 | 18.8323 | 18.3264 | 17.8503 | 17.4133 | 17.0006 | 16.5228 | 16.0981 | 15.7023 | 15.3328 | 14.9142 | 14.5748 | 10.8703 | 0 | 0 | 0
Cardiff East & Aberthaw 132 kV | Ship Hill Barry | Primary Substation | 11 | Falling Short | Headroom (MW) | 19.4349 | 19.3805 | 19.1173 | 19.0435 | 18.956 | 18.9069 | 18.8486 | 18.7577 | 18.6617 | 18.5747 | 18.5073 | 18.4526 | 18.4162 | 18.397 | 18.5042 | 18.5979 | 18.1646
Cardiff East & Aberthaw 132 kV | Ship Hill Barry | Primary Substation | 11 | Leading the Way | Headroom (MW) | 19.4349 | 19.0798 | 18.8295 | 18.2936 | 17.7904 | 17.3355 | 16.891 | 16.413 | 15.9615 | 15.5544 | 15.1733 | 14.8052 | 14.4375 | 14.047 | 0 | 0 | 0
Cardiff East & Aberthaw 132 kV | Ship Hill Barry | Primary Substation | 11 | System Transformation | Headroom (MW) | 19.4349 | 19.1543 | 19.0258 | 18.8282 | 18.5958 | 18.3782 | 18.1784 | 17.9337 | 17.7137 | 17.5121 | 17.3333 | 17.1916 | 17.0832 | 17.009 | 16.2881 | 5.0424 | 0
Swansea North 132 kV | Sketty Park | Primary Substation | 11 | Best View | Headroom (MW) | 15.8005 | 15.7171 | 15.6121 | 15.3834 | 15.1544 | 14.8586 | 14.5549 | 14.2516 | 13.8856 | 13.5413 | 13.1126 | 12.6301 | 12.0954 | 11.6031 | 9.759 | 7.4775 | 4.7253
Swansea North 132 kV | Sketty Park | Primary Substation | 11 | Consumer Transformation | Headroom (MW) | 15.8005 | 15.6514 | 15.4593 | 15.0571 | 14.6997 | 14.2779 | 13.8329 | 13.349 | 12.8368 | 12.2881 | 11.7175 | 11.0971 | 10.4767 | 9.945 | 7.1365 | 3.4723 | 0
Swansea North 132 kV | Sketty Park | Primary Substation | 11 | Falling Short | Headroom (MW) | 15.8005 | 15.7493 | 15.6969 | 15.6423 | 15.5764 | 15.5028 | 15.4194 | 15.3227 | 15.186 | 15.0023 | 14.787 | 14.5694 | 14.3106 | 14.1567 | 14.0842 | 13.866 | 13.2399
Swansea North 132 kV | Sketty Park | Primary Substation | 11 | Leading the Way | Headroom (MW) | 15.8005 | 15.6497 | 15.4574 | 15.0295 | 14.6576 | 14.2306 | 13.8045 | 13.4101 | 12.9793 | 12.5445 | 12.0421 | 11.4864 | 10.857 | 10.2414 | 7.0786 | 3.1815 | 0
Swansea North 132 kV | Sketty Park | Primary Substation | 11 | System Transformation | Headroom (MW) | 15.8005 | 15.7171 | 15.6217 | 15.4688 | 15.2962 | 15.0869 | 14.865 | 14.609 | 14.2948 | 13.9182 | 13.5504 | 13.1958 | 12.8081 | 12.5797 | 11.621 | 10.0866 | 7.8798
Uskmouth 132 kV | St Arvans | Primary Substation | 11 | Best View | Headroom (MW) | 4.8679 | 4.8454 | 4.8131 | 4.7446 | 4.6804 | 4.6135 | 4.5467 | 4.48 | 4.4183 | 4.3611 | 4.3072 | 4.2593 | 4.2148 | 4.1789 | 3.9772 | 3.6413 | 0
Uskmouth 132 kV | St Arvans | Primary Substation | 11 | Consumer Transformation | Headroom (MW) | 4.8679 | 4.8466 | 4.8145 | 4.7461 | 4.6882 | 4.6252 | 4.5653 | 4.5028 | 4.4325 | 4.0735 | 3.7573 | 3.4906 | 3.209 | 2.9989 | 0 | 0 | 0
Uskmouth 132 kV | St Arvans | Primary Substation | 11 | Falling Short | Headroom (MW) | 4.8679 | 4.8633 | 4.8569 | 4.8507 | 4.8413 | 4.8311 | 4.8203 | 4.8106 | 4.7989 | 4.7877 | 4.7799 | 4.7743 | 4.7732 | 4.774 | 4.8195 | 4.8456 | 4.7965
Uskmouth 132 kV | St Arvans | Primary Substation | 11 | Leading the Way | Headroom (MW) | 4.8679 | 4.8454 | 4.8133 | 4.742 | 4.6809 | 4.6154 | 4.4596 | 4.1371 | 3.8106 | 3.5007 | 3.2024 | 2.9231 | 2.6111 | 2.341 | 0 | 0 | 0
Uskmouth 132 kV | St Arvans | Primary Substation | 11 | System Transformation | Headroom (MW) | 4.8679 | 4.8576 | 4.8428 | 4.8164 | 4.7873 | 4.7534 | 4.7209 | 4.6882 | 4.6586 | 4.6336 | 4.6113 | 4.5935 | 4.5022 | 4.4018 | 4.0725 | 3.5975 | 0
Swansea North 132 kV | St Clears | Primary Substation | 11 | Best View | Headroom (MW) | 3.9769 | 3.8505 | 3.6644 | 3.294 | 2.9253 | 1.7282 | 0.19167 | 0 | 0 | 0 | 0 | 0 | 0 | 0 | 0 | 0 | 0
Swansea North 132 kV | St Clears | Primary Substation | 11 | Consumer Transformation | Headroom (MW) | 3.9769 | 3.8526 | 3.668 | 3.3128 | 2.977 | 1.7426 | 0.14403 | 0 | 0 | 0 | 0 | 0 | 0 | 0 | 0 | 0 | 0
Swansea North 132 kV | St Clears | Primary Substation | 11 | Falling Short | Headroom (MW) | 3.9769 | 3.9221 | 3.8578 | 3.7845 | 3.7136 | 3.5717 | 3.3452 | 2.869 | 1.9493 | 0.38968 | 0 | 0 | 0 | 0 | 0 | 0 | 0
Swansea North 132 kV | St Clears | Primary Substation | 11 | Leading the Way | Headroom (MW) | 3.9769 | 3.857 | 3.6823 | 3.3241 | 2.9763 | 2.0263 | 0.94992 | 0 | 0 | 0 | 0 | 0 | 0 | 0 | 0 | 0 | 0
Swansea North 132 kV | St Clears | Primary Substation | 11 | System Transformation | Headroom (MW) | 3.9769 | 3.9033 | 3.8062 | 3.6622 | 3.5023 | 3.1701 | 2.632 | 1.4719 | 0 | 0 | 0 | 0 | 0 | 0 | 0 | 0 | 0
Pembroke 132 kV | St Davids | Primary Substation | 11 | Best View | Headroom (MW) | 6.3599 | 6.5094 | 6.6628 | 6.7348 | 6.8262 | 6.88 | 6.7759 | 0.51367 | 0.36639 | 0.24486 | 0 | 0 | 0 | 0 | 0 | 0 | 0
Pembroke 132 kV | St Davids | Primary Substation | 11 | Consumer Transformation | Headroom (MW) | 6.3599 | 6.4996 | 6.6618 | 6.7148 | 6.8074 | 6.7992 | 6.687 | 0.40846 | 0.29739 | 0.17976 | 0 | 0 | 0 | 0 | 0 | 0 | 0
Pembroke 132 kV | St Davids | Primary Substation | 11 | Falling Short | Headroom (MW) | 6.3599 | 6.4742 | 6.6032 | 6.713 | 6.824 | 6.93 | 6.94 | 6.9475 | 6.949 | 6.9465 | 6.9442 | 6.9442 | 6.9444 | 6.9336 | 6.8193 | 6.7085 | 6.5537
Pembroke 132 kV | St Davids | Primary Substation | 11 | Leading the Way | Headroom (MW) | 6.3599 | 6.5096 | 6.6634 | 6.7373 | 6.8328 | 6.8903 | 6.7913 | 0.53599 | 0.40052 | 0.29232 | 0 | 0 | 0 | 0 | 0 | 0 | 0
Pembroke 132 kV | St Davids | Primary Substation | 11 | System Transformation | Headroom (MW) | 6.3599 | 6.5072 | 6.6862 | 6.7828 | 6.9117 | 6.9819 | 6.9584 | 6.9244 | 6.8837 | 6.8467 | 0.65405 | 0.61721 | 0.57947 | 0.54752 | 0 | 0 | 0
Pembroke 132 kV | St Florence | Primary Substation | 11 | Best View | Headroom (MW) | 4.7463 | 4.7246 | 4.6866 | 4.6057 | 4.5268 | 4.38 | 4.2184 | 4.0452 | 3.7392 | 2.3542 | 0.49672 | 0 | 0 | 0 | 0 | 0 | 0
Pembroke 132 kV | St Florence | Primary Substation | 11 | Consumer Transformation | Headroom (MW) | 4.7463 | 4.7244 | 4.6858 | 4.6065 | 4.5317 | 4.35 | 4.1222 | 3.8144 | 2.8619 | 0.91412 | 0 | 0 | 0 | 0 | 0 | 0 | 0
Pembroke 132 kV | St Florence | Primary Substation | 11 | Falling Short | Headroom (MW) | 4.7463 | 4.7392 | 4.7281 | 4.7174 | 4.7022 | 4.6778 | 4.6419 | 4.5699 | 4.4362 | 4.214 | 3.924 | 3.6126 | 3.2203 | 2.951 | 2.1414 | 0.15747 | 0
Pembroke 132 kV | St Florence | Primary Substation | 11 | Leading the Way | Headroom (MW) | 4.7463 | 4.7246 | 4.6873 | 4.6086 | 4.5353 | 4.3934 | 4.2385 | 4.0749 | 3.813 | 2.9927 | 1.3112 | 0 | 0 | 0 | 0 | 0 | 0
Pembroke 132 kV | St Florence | Primary Substation | 11 | System Transformation | Headroom (MW) | 4.7463 | 4.7343 | 4.7154 | 4.6844 | 4.6498 | 4.5908 | 4.5042 | 4.3343 | 4.0279 | 3.6164 | 3.1354 | 2.0153 | 0.1671 | 0 | 0 | 0 | 0
Cardiff East & Aberthaw 132 kV | St Mellons | Primary Substation | 11 | Best View | Headroom (MW) | 16.6713 | 16.5702 | 16.6165 | 16.4972 | 16.3958 | 16.3721 | 16.2146 | 15.9746 | 15.6339 | 15.1647 | 14.5766 | 13.9406 | 13.161 | 12.6324 | 11.4879 | 9.9561 | 7.6066
Cardiff East & Aberthaw 132 kV | St Mellons | Primary Substation | 11 | Consumer Transformation | Headroom (MW) | 16.6713 | 16.5311 | 16.5285 | 16.2888 | 16.085 | 15.8043 | 15.3829 | 14.7862 | 14.051 | 13.1407 | 12.1142 | 11.0367 | 9.8245 | 9.0116 | 5.7178 | 1.0497 | 0
Cardiff East & Aberthaw 132 kV | St Mellons | Primary Substation | 11 | Falling Short | Headroom (MW) | 16.6713 | 16.6459 | 16.6241 | 16.5946 | 16.5766 | 16.6106 | 16.5704 | 16.465 | 16.2659 | 15.9288 | 15.474 | 14.9783 | 14.3343 | 13.926 | 13.4534 | 12.8985 | 12.0555
Cardiff East & Aberthaw 132 kV | St Mellons | Primary Substation | 11 | Leading the Way | Headroom (MW) | 16.6713 | 16.5301 | 16.5201 | 16.2703 | 16.0585 | 15.8751 | 15.5564 | 15.2095 | 14.7318 | 14.1884 | 13.424 | 12.4806 | 11.3086 | 10.374 | 4.9442 | 0.91559 | 0
Cardiff East & Aberthaw 132 kV | St Mellons | Primary Substation | 11 | System Transformation | Headroom (MW) | 16.6713 | 16.5684 | 16.6247 | 16.5386 | 16.463 | 16.4098 | 16.2535 | 15.9549 | 15.4995 | 14.8862 | 14.1779 | 13.4813 | 12.6548 | 12.2064 | 10.9005 | 8.4022 | 6.0552
Pembroke 132 kV | St Twynells | Primary Substation | 11 | Best View | Headroom (MW) | 2.3773 | 2.5246 | 2.6626 | 3.5675 | 4.4153 | 5.1692 | 5.8065 | 6.3979 | 6.6416 | 6.8274 | 6.7904 | 6.0178 | 5.0581 | 0 | 0 | 0 | 0
Pembroke 132 kV | St Twynells | Primary Substation | 11 | Consumer Transformation | Headroom (MW) | 2.3773 | 2.5149 | 2.6591 | 3.4425 | 4.269 | 4.678 | 5.1496 | 5.5238 | 5.6626 | 5.6578 | 5.6809 | 4.9534 | 4.0598 | 0 | 0 | 0 | 0
Pembroke 132 kV | St Twynells | Primary Substation | 11 | Falling Short | Headroom (MW) | 2.3773 | 2.4899 | 2.6019 | 3.3568 | 3.9911 | 4.5989 | 5.1761 | 5.5998 | 5.9517 | 6.3278 | 6.5417 | 6.5539 | 6.4508 | 6.4386 | 5.9139 | 4.7334 | 3.515
Pembroke 132 kV | St Twynells | Primary Substation | 11 | Leading the Way | Headroom (MW) | 2.3773 | 2.5246 | 2.663 | 3.5692 | 4.4202 | 5.177 | 5.8183 | 6.4133 | 6.6663 | 6.8609 | 6.8335 | 6.068 | 5.1214 | 0 | 0 | 0 | 0
Pembroke 132 kV | St Twynells | Primary Substation | 11 | System Transformation | Headroom (MW) | 2.3773 | 2.5224 | 2.679 | 3.4883 | 4.3381 | 4.8788 | 5.5031 | 6.0153 | 6.3561 | 6.5 | 6.707 | 6.1508 | 5.5266 | 5.0865 | 3.5609 | 0 | 0
Pembroke 132 kV | Steynton | Primary Substation | 11 | Best View | Headroom (MW) | 9.8172 | 10.3408 | 10.8542 | 10.6739 | 10.5778 | 10.4339 | 9.5733 | 7.6798 | 6.2742 | 5.1941 | 2.3065 | 0.24665 | 0 | 0 | 0 | 0 | 0
Pembroke 132 kV | Steynton | Primary Substation | 11 | Consumer Transformation | Headroom (MW) | 9.8172 | 10.3048 | 10.8592 | 10.6481 | 10.7479 | 10.3653 | 9.5153 | 7.4969 | 5.8537 | 4.366 | 1.3399 | 0 | 0 | 0 | 0 | 0 | 0
Pembroke 132 kV | Steynton | Primary Substation | 11 | Falling Short | Headroom (MW) | 9.8172 | 10.2688 | 10.7784 | 11.0262 | 11.418 | 11.9106 | 11.9594 | 11.9039 | 11.7221 | 11.6547 | 11.3946 | 11.138 | 10.6602 | 10.2725 | 9.2297 | 7.2017 | 4.5541
Pembroke 132 kV | Steynton | Primary Substation | 11 | Leading the Way | Headroom (MW) | 9.8172 | 10.3416 | 10.862 | 10.7028 | 10.6561 | 10.5597 | 9.7608 | 8.0416 | 6.7753 | 5.8832 | 3.2005 | 1.3446 | 0 | 0 | 0 | 0 | 0
Pembroke 132 kV | Steynton | Primary Substation | 11 | System Transformation | Headroom (MW) | 9.8172 | 10.3752 | 11.0557 | 11.1716 | 11.4773 | 11.6334 | 11.3548 | 10.9124 | 10.2038 | 9.8315 | 7.8516 | 6.7265 | 4.5667 | 3.3872 | 0 | 0 | 0
Swansea North 132 kV | Strand Swansea | Primary Substation | 11 | Best View | Headroom (MW) | 20.6361 | 20.5719 | 20.4487 | 20.1852 | 19.9133 | 19.6036 | 19.2827 | 18.955 | 18.6238 | 18.3258 | 18.0375 | 17.7574 | 17.5194 | 17.3237 | 7.89 | 0 | 0
Swansea North 132 kV | Strand Swansea | Primary Substation | 11 | Consumer Transformation | Headroom (MW) | 20.6361 | 20.5237 | 20.3379 | 19.9532 | 19.5944 | 19.2217 | 18.8516 | 18.4564 | 18.0852 | 17.7462 | 17.4415 | 16.8434 | 16.6428 | 16.363 | 0 | 0 | 0
Swansea North 132 kV | Strand Swansea | Primary Substation | 11 | Falling Short | Headroom (MW) | 20.6361 | 20.5943 | 20.5324 | 20.4656 | 20.3908 | 20.3048 | 20.2106 | 20.1249 | 20.031 | 19.9455 | 19.8701 | 19.8009 | 19.7422 | 19.6975 | 19.6472 | 19.6208 | 19.2403
Swansea North 132 kV | Strand Swansea | Primary Substation | 11 | Leading the Way | Headroom (MW) | 20.6361 | 20.5219 | 20.3363 | 19.9284 | 19.5455 | 19.1414 | 18.7337 | 18.3258 | 17.9222 | 17.5807 | 17.3187 | 16.7773 | 16.5587 | 16.2914 | 0 | 0 | 0
Swansea North 132 kV | Strand Swansea | Primary Substation | 11 | System Transformation | Headroom (MW) | 20.6361 | 20.5739 | 20.4757 | 20.3193 | 20.1398 | 19.9375 | 19.7294 | 19.5244 | 19.323 | 19.1401 | 18.9791 | 18.8396 | 18.7253 | 18.6309 | 18.081 | 16.8463 | 5.7108
Uskmouth 132 kV | Sudbrook Bsp | Bulk Supply Point | 33 | Best View | Headroom (MW) | 30.2834 | 29.9222 | 29.5031 | 28.6074 | 27.9161 | 27.0934 | 26.2395 | 25.2987 | 24.1463 | 22.7386 | 21.1524 | 19.5026 | 17.486 | 15.9961 | 11.2532 | 4.6765 | 0
Uskmouth 132 kV | Sudbrook Bsp | Bulk Supply Point | 33 | Consumer Transformation | Headroom (MW) | 30.2834 | 29.9269 | 29.5095 | 28.6019 | 27.9666 | 26.0475 | 24.0353 | 22.195 | 20.0778 | 17.6215 | 15.0796 | 12.5119 | 9.5839 | 7.3767 | 0 | 0 | 0
Uskmouth 132 kV | Sudbrook Bsp | Bulk Supply Point | 33 | Falling Short | Headroom (MW) | 30.2834 | 30.1744 | 30.0244 | 29.9128 | 29.907 | 29.8316 | 29.6896 | 29.4214 | 28.9166 | 28.1515 | 27.1793 | 26.1602 | 24.8231 | 23.9742 | 22.91 | 21.3714 | 19.1421
Uskmouth 132 kV | Sudbrook Bsp | Bulk Supply Point | 33 | Leading the Way | Headroom (MW) | 30.2834 | 29.9326 | 29.5261 | 28.5773 | 26.9699 | 24.9952 | 23.0048 | 21.5791 | 19.9034 | 18.1739 | 16.0735 | 13.7001 | 10.7861 | 6.1333 | 0 | 0 | 0
Uskmouth 132 kV | Sudbrook Bsp | Bulk Supply Point | 33 | System Transformation | Headroom (MW) | 30.2834 | 30.0626 | 29.8704 | 29.5333 | 28.9538 | 28.077 | 27.1513 | 26.2243 | 24.9651 | 23.414 | 21.7588 | 20.2053 | 18.2773 | 17.1096 | 12.0891 | 5.399 | 0
Uskmouth 132 kV | Sudbrook Primary | Primary Substation | 11 | Best View | Headroom (MW) | 16.5525 | 16.2641 | 15.9552 | 15.3068 | 14.8622 | 14.304 | 13.7086 | 13.0018 | 12.1244 | 10.9767 | 9.6608 | 8.2583 | 4.6913 | 1.7079 | 0 | 0 | 0
Uskmouth 132 kV | Sudbrook Primary | Primary Substation | 11 | Consumer Transformation | Headroom (MW) | 16.5525 | 16.2649 | 15.9548 | 15.2862 | 14.8689 | 13.9582 | 12.9043 | 11.5464 | 9.8207 | 4.9625 | 0 | 0 | 0 | 0 | 0 | 0 | 0
Uskmouth 132 kV | Sudbrook Primary | Primary Substation | 11 | Falling Short | Headroom (MW) | 16.5525 | 16.4916 | 16.3064 | 16.2099 | 16.2433 | 16.2268 | 16.1393 | 15.9117 | 15.4816 | 14.7882 | 13.8855 | 12.9387 | 11.633 | 10.7818 | 9.4622 | 7.4597 | 5.067
Uskmouth 132 kV | Sudbrook Primary | Primary Substation | 11 | Leading the Way | Headroom (MW) | 16.5525 | 16.2751 | 15.9779 | 15.2811 | 14.806 | 14.0542 | 13.2045 | 12.3171 | 9.5318 | 6.0687 | 1.8627 | 0 | 0 | 0 | 0 | 0 | 0
Uskmouth 132 kV | Sudbrook Primary | Primary Substation | 11 | System Transformation | Headroom (MW) | 16.5525 | 16.3584 | 16.2151 | 15.9603 | 15.874 | 15.5988 | 15.2332 | 14.5966 | 13.5755 | 12.2042 | 10.6702 | 9.1511 | 6.2758 | 3.9377 | 0 | 0 | 0
Cardiff East & Aberthaw 132 kV | Sully Grid | Bulk Supply Point | 33 | Best View | Headroom (MW) | 205.1079 | 204.378 | 203.8146 | 202.8432 | 200.5973 | 199.3042 | 198.009 | 196.2594 | 193.9141 | 191.0605 | 187.8403 | 182.7661 | 179.1205 | 179.1342 | 168.2609 | 151.6186 | 101.3152
Cardiff East & Aberthaw 132 kV | Sully Grid | Bulk Supply Point | 33 | Consumer Transformation | Headroom (MW) | 205.1079 | 204.2275 | 203.7563 | 202.6551 | 200.3559 | 198.9881 | 197.6424 | 195.7947 | 193.4591 | 190.6082 | 187.3968 | 184.0162 | 180.2878 | 177.3752 | 164.8014 | 99.1448 | 10.5949
Cardiff East & Aberthaw 132 kV | Sully Grid | Bulk Supply Point | 33 | Falling Short | Headroom (MW) | 205.1079 | 204.5894 | 204.3235 | 204.1333 | 203.9183 | 203.7511 | 203.6496 | 203.3013 | 202.7139 | 201.8093 | 200.6484 | 199.4269 | 197.925 | 196.886 | 193.3643 | 190.9907 | 187.7099
Cardiff East & Aberthaw 132 kV | Sully Grid | Bulk Supply Point | 33 | Leading the Way | Headroom (MW) | 205.1079 | 204.235 | 203.7666 | 202.607 | 201.4008 | 200.1312 | 199.0191 | 195.565 | 193.842 | 191.9847 | 189.4661 | 184.6404 | 181.0297 | 180.5934 | 164.4144 | 79.0511 | 0
Cardiff East & Aberthaw 132 kV | Sully Grid | Bulk Supply Point | 33 | System Transformation | Headroom (MW) | 205.1079 | 204.3847 | 204.174 | 203.7067 | 203.1219 | 202.5385 | 202.0327 | 201.0805 | 199.6303 | 197.7356 | 195.5376 | 193.4013 | 190.9229 | 189.2828 | 183.7855 | 174.8273 | 164.6954
Cardiff East & Aberthaw 132 kV | Sully Grid Primary | Primary Substation | 11 | Best View | Headroom (MW) | 30.228 | 30.2257 | 30.2011 | 30.0156 | 29.7926 | 29.6027 | 29.4985 | 29.2574 | 28.9672 | 28.5682 | 28.1089 | 27.6522 | 27.1518 | 26.8096 | 25.5312 | 22.5738 | 20.4803
Cardiff East & Aberthaw 132 kV | Sully Grid Primary | Primary Substation | 11 | Consumer Transformation | Headroom (MW) | 30.228 | 30.2229 | 30.1727 | 29.9049 | 29.6575 | 29.4226 | 29.2805 | 28.9928 | 28.6738 | 28.2455 | 27.7566 | 27.2431 | 26.6989 | 26.2985 | 24.5453 | 21.2054 | 10.5949
Cardiff East & Aberthaw 132 kV | Sully Grid Primary | Primary Substation | 11 | Falling Short | Headroom (MW) | 30.228 | 30.253 | 30.2618 | 30.2103 | 30.1492 | 30.1227 | 30.1528 | 30.0883 | 29.9751 | 29.8331 | 29.6349 | 29.4284 | 29.1714 | 28.9984 | 28.6755 | 28.2439 | 27.7332
Cardiff East & Aberthaw 132 kV | Sully Grid Primary | Primary Substation | 11 | Leading the Way | Headroom (MW) | 30.228 | 30.2307 | 30.1779 | 29.9003 | 29.6289 | 29.3936 | 29.263 | 29.0313 | 28.7536 | 28.4536 | 28.054 | 27.5848 | 27.0375 | 26.594 | 22.4473 | 19.9807 | 0
Cardiff East & Aberthaw 132 kV | Sully Grid Primary | Primary Substation | 11 | System Transformation | Headroom (MW) | 30.228 | 30.2527 | 30.2577 | 30.1429 | 30.0207 | 29.8984 | 29.87 | 29.7126 | 29.5224 | 29.2456 | 28.9147 | 28.5965 | 28.2393 | 28.0054 | 27.0021 | 24.8756 | 23.5159
Swansea North 132 kV | Swansea North Local | Primary Substation | 11 | Best View | Headroom (MW) | 23.0278 | 22.9337 | 22.787 | 22.6422 | 22.4991 | 22.3579 | 22.2184 | 22.0807 | 21.9447 | 21.8104 | 21.6778 | 21.5469 | 21.4175 | 21.2898 | 20.6751 | 20.098 | 19.5565
Swansea North 132 kV | Swansea North Local | Primary Substation | 11 | Consumer Transformation | Headroom (MW) | 23.0278 | 22.9337 | 22.787 | 22.6422 | 22.4991 | 22.3579 | 22.2184 | 22.0807 | 21.9447 | 21.8104 | 21.6778 | 21.5469 | 21.4175 | 21.2898 | 20.6751 | 20.098 | 18.3622
Swansea North 132 kV | Swansea North Local | Primary Substation | 11 | Falling Short | Headroom (MW) | 23.0278 | 22.9337 | 22.787 | 22.6422 | 22.4991 | 22.3579 | 22.2184 | 22.0807 | 21.9447 | 21.8104 | 21.6778 | 21.5469 | 21.4175 | 21.2898 | 20.6751 | 20.098 | 19.5565
Swansea North 132 kV | Swansea North Local | Primary Substation | 11 | Leading the Way | Headroom (MW) | 23.0278 | 22.9337 | 22.787 | 22.6422 | 22.4991 | 22.3579 | 22.2184 | 22.0807 | 21.9447 | 21.8104 | 21.6778 | 21.5469 | 21.4175 | 21.2898 | 20.6751 | 20.098 | 19.5565
Swansea North 132 kV | Swansea North Local | Primary Substation | 11 | System Transformation | Headroom (MW) | 23.0278 | 22.9337 | 22.787 | 22.6422 | 22.4991 | 22.3579 | 22.2184 | 22.0807 | 21.9447 | 21.8104 | 21.6778 | 21.5469 | 21.4175 | 21.2898 | 20.6751 | 20.098 | 19.5565
Upper Boat 132 kV | Swansea Road Merthyr | Primary Substation | 11 | Best View | Headroom (MW) | 19.8652 | 19.8073 | 19.7138 | 19.5254 | 19.338 | 19.1373 | 18.9357 | 18.7139 | 18.4596 | 18.1697 | 17.7533 | 17.4166 | 17.044 | 16.2741 | 11.3601 | 0 | 0
Upper Boat 132 kV | Swansea Road Merthyr | Primary Substation | 11 | Consumer Transformation | Headroom (MW) | 19.8652 | 19.8084 | 19.7157 | 19.5344 | 19.3622 | 19.0757 | 18.7635 | 18.41 | 18.0897 | 17.5584 | 16.3909 | 13.5483 | 10.3894 | 7.7384 | 0 | 0 | 0
Upper Boat 132 kV | Swansea Road Merthyr | Primary Substation | 11 | Falling Short | Headroom (MW) | 19.8652 | 19.8409 | 19.8073 | 19.7717 | 19.7317 | 19.6836 | 19.6275 | 19.5522 | 19.4392 | 19.2758 | 19.081 | 18.88 | 18.6597 | 18.4947 | 18.1133 | 17.5935 | 14.7222
Upper Boat 132 kV | Swansea Road Merthyr | Primary Substation | 11 | Leading the Way | Headroom (MW) | 19.8652 | 19.8098 | 19.7194 | 19.5294 | 19.3489 | 19.0872 | 18.8198 | 18.5488 | 18.2209 | 17.8192 | 17.4902 | 16.6253 | 13.6274 | 10.7962 | 0 | 0 | 0
Upper Boat 132 kV | Swansea Road Merthyr | Primary Substation | 11 | System Transformation | Headroom (MW) | 19.8652 | 19.8332 | 19.7833 | 19.7074 | 19.621 | 19.512 | 19.3925 | 19.2262 | 18.9904 | 18.714 | 18.4143 | 18.144 | 17.7387 | 16.5114 | 11.8864 | 5.4419 | 0
Swansea North 132 kV | Swansea Trading Estate | Primary Substation | 11 | Best View | Headroom (MW) | 0 | 0 | 0 | 0 | 0 | 0 | 0 | 0 | 0 | 0 | 0 | 0 | 0 | 0 | 0 | 0 | 0
Swansea North 132 kV | Swansea Trading Estate | Primary Substation | 11 | Consumer Transformation | Headroom (MW) | 0 | 0 | 0 | 0 | 0 | 0 | 0 | 0 | 0 | 0 | 0 | 0 | 0 | 0 | 0 | 0 | 0
Swansea North 132 kV | Swansea Trading Estate | Primary Substation | 11 | Falling Short | Headroom (MW) | 0 | 0 | 0 | 0 | 0 | 0 | 0 | 0 | 0 | 0 | 0 | 0 | 0 | 0 | 0 | 0 | 0
Swansea North 132 kV | Swansea Trading Estate | Primary Substation | 11 | Leading the Way | Headroom (MW) | 0 | 0 | 0 | 0 | 0 | 0 | 0 | 0 | 0 | 0 | 0 | 0 | 0 | 0 | 0 | 0 | 0
Swansea North 132 kV | Swansea Trading Estate | Primary Substation | 11 | System Transformation | Headroom (MW) | 0 | 0 | 0 | 0 | 0 | 0 | 0 | 0 | 0 | 0 | 0 | 0 | 0 | 0 | 0 | 0 | 0
Swansea North 132 kV | Swansea Waterfront | Primary Substation | 11 | Best View | Headroom (MW) | 31.5884 | 31.4792 | 31.4278 | 31.3231 | 31.216 | 31.049 | 30.8683 | 30.6663 | 30.4388 | 30.2647 | 29.7888 | 29.6001 | 29.2538 | 28.9585 | 7.9069 | 0 | 0
Swansea North 132 kV | Swansea Waterfront | Primary Substation | 11 | Consumer Transformation | Headroom (MW) | 31.5884 | 31.4577 | 31.377 | 31.2226 | 31.0746 | 30.8731 | 30.649 | 30.3689 | 30.0656 | 29.7098 | 29.4178 | 29.0717 | 28.6882 | 28.4021 | 0 | 0 | 0
Swansea North 132 kV | Swansea Waterfront | Primary Substation | 11 | Falling Short | Headroom (MW) | 31.5884 | 31.5513 | 31.451 | 31.4107 | 31.3765 | 31.3322 | 31.2804 | 31.2084 | 31.1073 | 30.9836 | 30.8038 | 30.6148 | 30.3869 | 30.2435 | 29.7894 | 29.6747 | 29.3519
Swansea North 132 kV | Swansea Waterfront | Primary Substation | 11 | Leading the Way | Headroom (MW) | 31.5884 | 31.4582 | 31.3776 | 31.2136 | 31.0599 | 30.8753 | 30.6871 | 30.478 | 30.2006 | 30.0264 | 29.6754 | 29.4039 | 29.0582 | 28.7566 | 0 | 0 | 0
Swansea North 132 kV | Swansea Waterfront | Primary Substation | 11 | System Transformation | Headroom (MW) | 31.5884 | 31.4791 | 31.4339 | 31.3664 | 31.2888 | 31.1947 | 31.0861 | 30.9252 | 30.721 | 30.5388 | 30.2793 | 30.0278 | 29.6677 | 29.5372 | 29.0389 | 28.1014 | 5.7231
Cardiff East & Aberthaw 132 kV | Taff Bank | Primary Substation | 11 | Best View | Headroom (MW) | 12.5302 | 12.5126 | 12.4664 | 12.3474 | 12.2131 | 12.0642 | 11.9237 | 11.8203 | 11.742 | 11.6769 | 11.6045 | 11.5265 | 11.4567 | 11.3794 | 11.1559 | 11.2699 | 10.4021
Cardiff East & Aberthaw 132 kV | Taff Bank | Primary Substation | 11 | Consumer Transformation | Headroom (MW) | 12.5302 | 12.4916 | 12.4147 | 12.2479 | 12.0731 | 11.884 | 11.7027 | 11.5423 | 11.4417 | 11.3539 | 11.2689 | 11.1919 | 11.1403 | 11.066 | 10.9036 | 9.8422 | 8.8074
Cardiff East & Aberthaw 132 kV | Taff Bank | Primary Substation | 11 | Falling Short | Headroom (MW) | 12.5302 | 12.5189 | 12.4917 | 12.4515 | 12.4098 | 12.3639 | 12.3266 | 12.3196 | 12.3202 | 12.3167 | 12.3158 | 12.3327 | 12.3572 | 12.3798 | 12.6215 | 13.2544 | 13.1153
Cardiff East & Aberthaw 132 kV | Taff Bank | Primary Substation | 11 | Leading the Way | Headroom (MW) | 12.5302 | 12.4917 | 12.4158 | 12.2369 | 12.0445 | 11.8529 | 11.6677 | 11.523 | 11.4229 | 11.3368 | 11.248 | 11.1565 | 11.0776 | 11.4304 | 10.7433 | 9.7372 | 0
Cardiff East & Aberthaw 132 kV | Taff Bank | Primary Substation | 11 | System Transformation | Headroom (MW) | 12.5302 | 12.5106 | 12.4723 | 12.3992 | 12.3028 | 12.1933 | 12.0936 | 12.0255 | 11.9889 | 11.9613 | 11.9424 | 11.9412 | 11.9505 | 11.9462 | 12.3001 | 11.8638 | 11.313
Upper Boat 132 kV | Talbot Green Grid | Bulk Supply Point | 33 | Best View | Headroom (MW) | 117.9489 | 116.9105 | 116.6501 | 113.5368 | 113.1442 | 112.7293 | 112.257 | 109.2601 | 108.5978 | 107.832 | 106.9402 | 105.9879 | 105.022 | 104.1997 | 101.4023 | 97.6982 | 92.7566
Upper Boat 132 kV | Talbot Green Grid | Bulk Supply Point | 33 | Consumer Transformation | Headroom (MW) | 117.9489 | 116.8877 | 116.6566 | 114.2894 | 113.942 | 113.457 | 112.8967 | 112.2739 | 111.4756 | 110.5297 | 109.4634 | 108.2844 | 107.0513 | 106.0199 | 101.2419 | 95.6187 | 91.2078
Upper Boat 132 kV | Talbot Green Grid | Bulk Supply Point | 33 | Falling Short | Headroom (MW) | 117.9489 | 116.9652 | 116.7593 | 113.9847 | 113.9079 | 113.8272 | 113.7137 | 111.1715 | 110.9302 | 110.5807 | 110.1385 | 109.6608 | 109.1227 | 108.7214 | 108.0984 | 107.1976 | 105.8699
Upper Boat 132 kV | Talbot Green Grid | Bulk Supply Point | 33 | Leading the Way | Headroom (MW) | 117.9489 | 116.8884 | 114.6035 | 111.1109 | 110.705 | 110.1979 | 109.6396 | 109.1422 | 108.4762 | 107.778 | 106.864 | 105.7689 | 104.5502 | 97.1391 | 92.0283 | 86.9346 | 82.0485
Upper Boat 132 kV | Talbot Green Grid | Bulk Supply Point | 33 | System Transformation | Headroom (MW) | 117.9489 | 116.9306 | 116.7729 | 116.6752 | 114.4526 | 114.2366 | 113.9677 | 113.662 | 113.1568 | 112.5351 | 111.8222 | 111.0925 | 110.298 | 109.7513 | 107.4975 | 104.8324 | 102.2671
Upper Boat 132 kV | Talbot Green Primary | Primary Substation | 11 | Best View | Headroom (MW) | 32.3077 | 28.6052 | 28.1497 | 19.9603 | 19.6976 | 19.4012 | 19.0993 | 12.7803 | 12.4035 | 11.9669 | 11.4787 | 10.9773 | 10.5653 | 10.1121 | 8.6075 | 6.6009 | 3.8989
Upper Boat 132 kV | Talbot Green Primary | Primary Substation | 11 | Consumer Transformation | Headroom (MW) | 32.3077 | 28.6058 | 28.1776 | 21.9396 | 21.6933 | 21.3576 | 21.0023 | 20.7132 | 20.2597 | 19.7351 | 19.1655 | 18.5598 | 18.0184 | 17.5532 | 15.6608 | 13.2177 | 12.5472
Upper Boat 132 kV | Talbot Green Primary | Primary Substation | 11 | Falling Short | Headroom (MW) | 32.3077 | 28.6602 | 28.167 | 20.1898 | 20.1459 | 20.0891 | 20.0187 | 13.8724 | 13.7436 | 13.5541 | 13.313 | 13.0688 | 12.8403 | 12.6441 | 12.4604 | 12.0524 | 11.3707
Upper Boat 132 kV | Talbot Green Primary | Primary Substation | 11 | Leading the Way | Headroom (MW) | 32.3077 | 28.6048 | 22.0529 | 13.8436 | 13.598 | 13.2808 | 12.9664 | 12.7967 | 12.4456 | 12.088 | 11.6391 | 11.1212 | 10.6482 | 10.126 | 7.9035 | 7.0804 | 4.5093
Upper Boat 132 kV | Talbot Green Primary | Primary Substation | 11 | System Transformation | Headroom (MW) | 32.3077 | 28.6403 | 28.2723 | 28.284 | 22.0537 | 21.8884 | 21.7025 | 21.5987 | 21.2934 | 20.9231 | 20.5207 | 20.1345 | 19.7952 | 19.5398 | 18.7585 | 17.466 | 17.7765
Pembroke 132 kV | Tenby | Primary Substation | 11 | Best View | Headroom (MW) | 9.8915 | 9.9066 | 9.2136 | 9.0116 | 8.4663 | 7.739 | 6.7885 | 5.7489 | 4.4339 | 2.7915 | 0.589 | 0 | 0 | 0 | 0 | 0 | 0
Pembroke 132 kV | Tenby | Primary Substation | 11 | Consumer Transformation | Headroom (MW) | 9.8915 | 9.9027 | 9.8164 | 8.9877 | 8.492 | 7.6409 | 6.5298 | 5.1126 | 3.3936 | 1.0839 | 0 | 0 | 0 | 0 | 0 | 0 | 0
Pembroke 132 kV | Tenby | Primary Substation | 11 | Falling Short | Headroom (MW) | 9.8915 | 9.9195 | 9.9005 | 9.8783 | 9.8456 | 9.8107 | 9.7702 | 9.7279 | 9.6059 | 8.8144 | 7.7794 | 6.6785 | 5.3046 | 4.3275 | 2.5392 | 0.18673 | 0
Pembroke 132 kV | Tenby | Primary Substation | 11 | Leading the Way | Headroom (MW) | 9.8915 | 9.9066 | 9.2164 | 9.0291 | 8.5208 | 7.8534 | 6.9922 | 6.1009 | 4.9594 | 3.5487 | 1.5549 | 0 | 0 | 0 | 0 | 0 | 0
Pembroke 132 kV | Tenby | Primary Substation | 11 | System Transformation | Headroom (MW) | 9.8915 | 9.9222 | 9.8819 | 9.8122 | 9.7289 | 9.629 | 9.4968 | 8.7691 | 7.7044 | 6.1032 | 4.2283 | 2.3897 | 0.19814 | 0 | 0 | 0 | 0
Swansea North 132 kV | Tir John Primary | Primary Substation | 6.6 | Best View | Headroom (MW) | 8.8111 | 8.8058 | 8.7974 | 8.7892 | 8.781 | 8.773 | 8.765 | 8.7572 | 8.7494 | 8.7417 | 8.7341 | 8.7266 | 8.7192 | 8.7119 | 7.9272 | 0 | 0
Swansea North 132 kV | Tir John Primary | Primary Substation | 6.6 | Consumer Transformation | Headroom (MW) | 8.8111 | 8.8058 | 8.7974 | 8.7892 | 8.781 | 8.773 | 8.765 | 8.7572 | 8.7494 | 8.7417 | 8.7341 | 8.7266 | 8.7192 | 8.7119 | 0 | 0 | 0
Swansea North 132 kV | Tir John Primary | Primary Substation | 6.6 | Falling Short | Headroom (MW) | 8.8111 | 8.8058 | 8.7974 | 8.7892 | 8.781 | 8.773 | 8.765 | 8.7572 | 8.7494 | 8.7417 | 8.7341 | 8.7266 | 8.7192 | 8.7119 | 8.6766 | 11.8255 | 11.7922
Swansea North 132 kV | Tir John Primary | Primary Substation | 6.6 | Leading the Way | Headroom (MW) | 8.8111 | 8.8058 | 8.7974 | 8.7892 | 8.781 | 8.773 | 8.765 | 8.7572 | 8.7494 | 8.7417 | 8.7341 | 8.7266 | 8.7192 | 8.7119 | 0 | 0 | 0
Swansea North 132 kV | Tir John Primary | Primary Substation | 6.6 | System Transformation | Headroom (MW) | 8.8111 | 8.8058 | 8.7974 | 8.7892 | 8.781 | 8.773 | 8.765 | 8.7572 | 8.7494 | 8.7417 | 8.7341 | 8.7266 | 8.7192 | 8.7119 | 8.6766 | 11.8255 | 5.7377
Upper Boat 132 & 33 kV | Tonypandy | Primary Substation | 11 | Best View | Headroom (MW) | 18.9519 | 18.3267 | 15.1233 | 13.7986 | 12.4451 | 10.7174 | 8.8927 | 7.0322 | 4.8588 | 2.5878 | 0 | 0 | 0 | 0 | 0 | 0 | 0
Upper Boat 132 & 33 kV | Tonypandy | Primary Substation | 11 | Consumer Transformation | Headroom (MW) | 18.9519 | 15.7101 | 15.1345 | 13.9277 | 12.7637 | 11.0708 | 9.2262 | 7.0836 | 4.7215 | 0 | 0 | 0 | 0 | 0 | 0 | 0 | 0
Upper Boat 132 & 33 kV | Tonypandy | Primary Substation | 11 | Falling Short | Headroom (MW) | 18.9519 | 18.7185 | 18.4277 | 18.2511 | 18.0363 | 15.1491 | 14.8286 | 14.3864 | 13.6944 | 12.693 | 11.4852 | 10.2138 | 8.7067 | 7.6755 | 5.9378 | 4.3356 | 0
Upper Boat 132 & 33 kV | Tonypandy | Primary Substation | 11 | Leading the Way | Headroom (MW) | 18.9519 | 18.3296 | 15.1439 | 13.8727 | 12.6421 | 11.0224 | 9.3446 | 7.691 | 5.7884 | 3.8941 | 0 | 0 | 0 | 0 | 0 | 0 | 0
Upper Boat 132 & 33 kV | Tonypandy | Primary Substation | 11 | System Transformation | Headroom (MW) | 18.9519 | 18.5148 | 18.2445 | 15.1716 | 14.6178 | 13.8924 | 13.0705 | 11.9801 | 10.521 | 8.8076 | 6.9687 | 5.1727 | 1.7973 | 0 | 0 | 0 | 0
Swansea North 132 kV | Travellers Rest Primary | Primary Substation | 11 | Best View | Headroom (MW) | 13.2084 | 13.1192 | 12.9984 | 12.7397 | 12.4648 | 11.9558 | 11.4149 | 10.5804 | 9.6027 | 8.4255 | 5.1088 | 0 | 0 | 0 | 0 | 0 | 0
Swansea North 132 kV | Travellers Rest Primary | Primary Substation | 11 | Consumer Transformation | Headroom (MW) | 13.2084 | 13.0922 | 12.9251 | 12.5765 | 12.2418 | 11.6893 | 10.9216 | 10.1445 | 9.059 | 7.7271 | 3.1986 | 0 | 0 | 0 | 0 | 0 | 0
Swansea North 132 kV | Travellers Rest Primary | Primary Substation | 11 | Falling Short | Headroom (MW) | 13.2084 | 13.1708 | 13.1243 | 13.0724 | 13.0127 | 12.9254 | 12.8113 | 12.6232 | 12.2955 | 11.792 | 10.9904 | 10.3999 | 7.0749 | 4.7407 | 0.7493 | 0 | 0
Swansea North 132 kV | Travellers Rest Primary | Primary Substation | 11 | Leading the Way | Headroom (MW) | 13.2084 | 13.094 | 12.9302 | 12.5651 | 12.2133 | 11.7103 | 10.9919 | 10.5645 | 9.8076 | 9.0059 | 7.8915 | 0.48571 | 0 | 0 | 0 | 0 | 0
Swansea North 132 kV | Travellers Rest Primary | Primary Substation | 11 | System Transformation | Headroom (MW) | 13.2084 | 13.1535 | 13.075 | 12.9445 | 12.788 | 12.5684 | 12.29 | 11.8399 | 10.9534 | 10.0228 | 8.8745 | 6.8927 | 2.1619 | 0 | 0 | 0 | 0
Rassau 132 kV | Tredegar | Primary Substation | 11 | Best View | Headroom (MW) | 0.79093 | 0.70365 | 0.54242 | 0.2148 | 0 | 0 | 0 | 0 | 0 | 0 | 0 | 0 | 0 | 0 | 0 | 0 | 0
Rassau 132 kV | Tredegar | Primary Substation | 11 | Consumer Transformation | Headroom (MW) | 0.79093 | 0.63508 | 0.37502 | 0 | 0 | 0 | 0 | 0 | 0 | 0 | 0 | 0 | 0 | 0 | 0 | 0 | 0
Rassau 132 kV | Tredegar | Primary Substation | 11 | Falling Short | Headroom (MW) | 0.79093 | 0.75015 | 0.68185 | 0.62041 | 0.53292 | 0.40904 | 0.25779 | 0.061809 | 0 | 0 | 0 | 0 | 0 | 0 | 0 | 0 | 0
Rassau 132 kV | Tredegar | Primary Substation | 11 | Leading the Way | Headroom (MW) | 0.79093 | 0.63737 | 0.38173 | 0 | 0 | 0 | 0 | 0 | 0 | 0 | 0 | 0 | 0 | 0 | 0 | 0 | 0
Rassau 132 kV | Tredegar | Primary Substation | 11 | System Transformation | Headroom (MW) | 0.79093 | 0.71317 | 0.59191 | 0.39752 | 0.15162 | 0 | 0 | 0 | 0 | 0 | 0 | 0 | 0 | 0 | 0 | 0 | 0
Swansea North 132 kV | Tregaron | Primary Substation | 11 | Best View | Headroom (MW) | 0 | 0 | 0 | 0 | 0 | 0 | 0 | 0 | 0 | 0 | 0 | 0 | 0 | 0 | 0 | 0 | 0
Swansea North 132 kV | Tregaron | Primary Substation | 11 | Consumer Transformation | Headroom (MW) | 0 | 0 | 0 | 0 | 0 | 0 | 0 | 0 | 0 | 0 | 0 | 0 | 0 | 0 | 0 | 0 | 0
Swansea North 132 kV | Tregaron | Primary Substation | 11 | Falling Short | Headroom (MW) | 0 | 0 | 0 | 0 | 0 | 0 | 0 | 0 | 0 | 0 | 0 | 0 | 0 | 0 | 0 | 0 | 0
Swansea North 132 kV | Tregaron | Primary Substation | 11 | Leading the Way | Headroom (MW) | 0 | 0 | 0 | 0 | 0 | 0 | 0 | 0 | 0 | 0 | 0 | 0 | 0 | 0 | 0 | 0 | 0
Swansea North 132 kV | Tregaron | Primary Substation | 11 | System Transformation | Headroom (MW) | 0 | 0 | 0 | 0 | 0 | 0 | 0 | 0 | 0 | 0 | 0 | 0 | 0 | 0 | 0 | 0 | 0
Upper Boat 132 & 33 kV | Trethomas | Primary Substation | 11 | Best View | Headroom (MW) | 12.3893 | 12.3817 | 12.3645 | 12.2612 | 12.1689 | 12.0197 | 11.8647 | 11.668 | 11.3937 | 7.8767 | 3.9077 | 0 | 0 | 0 | 0 | 0 | 0
Upper Boat 132 & 33 kV | Trethomas | Primary Substation | 11 | Consumer Transformation | Headroom (MW) | 12.3893 | 12.3542 | 12.3031 | 12.1297 | 11.9822 | 11.761 | 11.5193 | 11.1347 | 10.7225 | 7.7582 | 4.4702 | 1.1168 | 0 | 0 | 0 | 0 | 0
Upper Boat 132 & 33 kV | Trethomas | Primary Substation | 11 | Falling Short | Headroom (MW) | 12.3893 | 12.3869 | 12.3878 | 12.3681 | 12.3512 | 12.3255 | 12.2892 | 12.2302 | 12.1229 | 11.9542 | 11.7277 | 11.3772 | 10.8209 | 10.4348 | 8.8449 | 8.576 | 6.7292
Upper Boat 132 & 33 kV | Trethomas | Primary Substation | 11 | Leading the Way | Headroom (MW) | 12.3893 | 12.3557 | 12.3021 | 12.1205 | 11.9707 | 11.7684 | 11.5672 | 11.3204 | 10.9263 | 7.2168 | 3.1495 | 0 | 0 | 0 | 0 | 0 | 0
Upper Boat 132 & 33 kV | Trethomas | Primary Substation | 11 | System Transformation | Headroom (MW) | 12.3893 | 12.38 | 12.3714 | 12.3053 | 12.242 | 12.1561 | 12.0512 | 11.8707 | 11.5993 | 10.8454 | 9.7187 | 8.5761 | 7.3672 | 6.3725 | 5.3803 | 0 | 0
Swansea North 132 kV | Trevaughan | Primary Substation | 11 | Best View | Headroom (MW) | 20.8302 | 20.7941 | 20.5659 | 20.0975 | 19.6298 | 18.8712 | 18.0507 | 16.8996 | 15.2045 | 9.0671 | 0 | 0 | 0 | 0 | 0 | 0 | 0
Swansea North 132 kV | Trevaughan | Primary Substation | 11 | Consumer Transformation | Headroom (MW) | 20.8302 | 20.8014 | 20.5833 | 20.1374 | 19.7177 | 19.0041 | 18.2323 | 17.1377 | 15.52 | 9.6215 | 0 | 0 | 0 | 0 | 0 | 0 | 0
Swansea North 132 kV | Trevaughan | Primary Substation | 11 | Falling Short | Headroom (MW) | 20.8302 | 20.861 | 20.791 | 20.7106 | 20.6269 | 20.5112 | 20.4127 | 20.1736 | 19.7596 | 19.1047 | 18.2681 | 17.3673 | 16.2697 | 15.4529 | 8.3118 | 0 | 0
Swansea North 132 kV | Trevaughan | Primary Substation | 11 | Leading the Way | Headroom (MW) | 20.8302 | 20.8075 | 20.5923 | 20.1272 | 19.6846 | 19.0302 | 18.406 | 17.6709 | 16.5873 | 15.3532 | 11.718 | 2.3418 | 0 | 0 | 0 | 0 | 0
Swansea North 132 kV | Trevaughan | Primary Substation | 11 | System Transformation | Headroom (MW) | 20.8302 | 20.8604 | 20.7493 | 20.5719 | 20.368 | 20.0764 | 19.7736 | 19.1666 | 18.0719 | 16.6056 | 14.9332 | 8.2394 | 0 | 0 | 0 | 0 | 0
Cardiff East & Aberthaw 132 kV | Trowbridge Primary | Primary Substation | 11 | Best View | Headroom (MW) | 22.3545 | 22.2892 | 22.1717 | 21.9158 | 21.6947 | 21.3778 | 21.0555 | 20.7072 | 20.3344 | 19.911 | 19.4386 | 18.9585 | 18.4375 | 18.0122 | 16.6356 | 14.8922 | 12.0338
Cardiff East & Aberthaw 132 kV | Trowbridge Primary | Primary Substation | 11 | Consumer Transformation | Headroom (MW) | 22.3545 | 22.2281 | 22.0204 | 21.6025 | 21.2556 | 20.8137 | 20.3724 | 19.867 | 19.3442 | 18.7524 | 18.1294 | 17.4616 | 16.7894 | 16.3043 | 12.3072 | 7.8301 | 4.1167
Cardiff East & Aberthaw 132 kV | Trowbridge Primary | Primary Substation | 11 | Falling Short | Headroom (MW) | 22.3545 | 22.3118 | 22.2385 | 22.1552 | 22.0962 | 21.9908 | 21.8731 | 21.7353 | 21.5645 | 21.337 | 21.0743 | 20.8068 | 20.4888 | 20.2765 | 19.9946 | 19.7145 | 19.0975
Cardiff East & Aberthaw 132 kV | Trowbridge Primary | Primary Substation | 11 | Leading the Way | Headroom (MW) | 22.3545 | 22.2267 | 22.0196 | 21.5735 | 21.1958 | 20.7228 | 20.2744 | 19.8408 | 19.382 | 18.9258 | 18.3869 | 17.7948 | 17.1203 | 16.572 | 9.6935 | 6.039 | 0
Cardiff East & Aberthaw 132 kV | Trowbridge Primary | Primary Substation | 11 | System Transformation | Headroom (MW) | 22.3545 | 22.2851 | 22.1766 | 22.0035 | 21.845 | 21.5939 | 21.3343 | 21.0334 | 20.7126 | 20.336 | 19.9373 | 19.5626 | 19.1594 | 18.9161 | 17.0651 | 14.4629 | 12.4466
Swansea North 132 kV | Tumble | Primary Substation | 11 | Best View | Headroom (MW) | 23.8132 | 23.7125 | 23.5857 | 23.3468 | 23.1099 | 22.7121 | 22.2412 | 21.6546 | 20.8103 | 19.7855 | 18.6262 | 17.4575 | 16.1128 | 14.9858 | 0 | 0 | 0
Swansea North 132 kV | Tumble | Primary Substation | 11 | Consumer Transformation | Headroom (MW) | 23.8132 | 23.7153 | 23.5934 | 23.3658 | 23.153 | 22.7813 | 22.3398 | 21.7842 | 20.991 | 20.0257 | 18.9372 | 17.8103 | 16.5289 | 15.4564 | 0 | 0 | 0
Swansea North 132 kV | Tumble | Primary Substation | 11 | Falling Short | Headroom (MW) | 23.8132 | 23.766 | 23.7265 | 23.685 | 23.6367 | 23.5756 | 23.497 | 23.3703 | 23.1533 | 22.8149 | 22.3871 | 21.9304 | 21.3737 | 20.9743 | 20.2873 | 19.3387 | 18.156
Swansea North 132 kV | Tumble | Primary Substation | 11 | Leading the Way | Headroom (MW) | 23.8132 | 23.7165 | 23.5962 | 23.3578 | 23.1392 | 22.8084 | 22.46 | 22.1038 | 21.579 | 20.9932 | 20.1662 | 19.1669 | 17.9231 | 16.735 | 0.81087 | 0 | 0
Swansea North 132 kV | Tumble | Primary Substation | 11 | System Transformation | Headroom (MW) | 23.8132 | 23.749 | 23.6827 | 23.5882 | 23.4808 | 23.3334 | 23.1454 | 22.839 | 22.306 | 21.6194 | 20.828 | 20.0582 | 19.1428 | 18.5006 | 16.7054 | 10.2474 | 0
Swansea North 132 kV | Uplands Swansea | Primary Substation | 11 | Best View | Headroom (MW) | 24.7663 | 24.6498 | 24.5024 | 24.1528 | 23.795 | 23.3795 | 22.9586 | 22.5312 | 22.0778 | 21.686 | 21.3024 | 20.9407 | 20.6077 | 20.2823 | 18.7331 | 16.6918 | 13.1305
Swansea North 132 kV | Uplands Swansea | Primary Substation | 11 | Consumer Transformation | Headroom (MW) | 24.7663 | 24.551 | 24.2895 | 23.7245 | 23.2121 | 22.6759 | 22.1521 | 21.6025 | 21.071 | 20.5918 | 20.1477 | 19.6571 | 19.2504 | 18.8351 | 16.0498 | 12.2383 | 1.9002
Swansea North 132 kV | Uplands Swansea | Primary Substation | 11 | Falling Short | Headroom (MW) | 24.7663 | 24.6749 | 24.6096 | 24.5343 | 24.4505 | 24.3576 | 24.258 | 24.1671 | 24.0615 | 23.9671 | 23.8867 | 23.8231 | 23.7793 | 23.7569 | 23.888 | 23.9845 | 23.5246
Swansea North 132 kV | Uplands Swansea | Primary Substation | 11 | Leading the Way | Headroom (MW) | 24.7663 | 24.5478 | 24.2858 | 23.6838 | 23.1436 | 22.5627 | 21.9967 | 21.4435 | 20.8662 | 20.3864 | 19.9363 | 19.5033 | 19.0888 | 18.6468 | 15.53 | 11.3493 | 0
Swansea North 132 kV | Uplands Swansea | Primary Substation | 11 | System Transformation | Headroom (MW) | 24.7663 | 24.6429 | 24.5201 | 24.3096 | 24.0664 | 23.7826 | 23.5042 | 23.2315 | 22.9584 | 22.7203 | 22.5132 | 22.3452 | 22.2095 | 22.1119 | 21.2753 | 19.7902 | 17.5921
Swansea North 132 kV | Upper Bank | Primary Substation | 11 | Best View | Headroom (MW) | 20.4071 | 19.9115 | 19.8169 | 19.6345 | 19.4462 | 19.2311 | 19.0132 | 18.7954 | 18.5471 | 18.3005 | 17.9984 | 17.6615 | 17.3235 | 16.8321 | 7.8892 | 0 | 0
Swansea North 132 kV | Upper Bank | Primary Substation | 11 | Consumer Transformation | Headroom (MW) | 20.4071 | 19.8718 | 19.7271 | 19.4486 | 19.1844 | 18.9032 | 18.614 | 18.2883 | 17.952 | 17.5983 | 17.2986 | 16.7232 | 16.3626 | 16.0573 | 0 | 0 | 0
Swansea North 132 kV | Upper Bank | Primary Substation | 11 | Falling Short | Headroom (MW) | 20.4071 | 20.323 | 19.8688 | 19.8084 | 19.7437 | 19.6695 | 19.5859 | 19.4886 | 19.3548 | 19.1879 | 18.9918 | 18.7922 | 18.5531 | 18.4 | 18.1749 | 17.9497 | 17.4729
Swansea North 132 kV | Upper Bank | Primary Substation | 11 | Leading the Way | Headroom (MW) | 20.4071 | 19.8689 | 19.7236 | 19.4303 | 19.1574 | 18.8625 | 18.5776 | 18.307 | 18.0141 | 17.737 | 17.4243 | 16.8831 | 16.559 | 16.1996 | 0 | 0 | 0
Swansea North 132 kV | Upper Bank | Primary Substation | 11 | System Transformation | Headroom (MW) | 20.4071 | 19.9108 | 19.8271 | 19.7064 | 19.5688 | 19.4035 | 19.2248 | 19.0171 | 18.7765 | 18.5043 | 18.2133 | 17.9421 | 17.6455 | 17.4889 | 16.6947 | 15.6742 | 5.7103
Upper Boat 132 kV | Upper Boat Bsp | Bulk Supply Point | 33 | Best View | Headroom (MW) | 34.7169 | 33.9777 | 26.4744 | 24.2549 | 22.0596 | 19.1635 | 16.0808 | 10.9503 | 6.9622 | 1.9497 | 0 | 0 | 0 | 0 | 0 | 0 | 0
Upper Boat 132 kV | Upper Boat Bsp | Bulk Supply Point | 33 | Consumer Transformation | Headroom (MW) | 34.7169 | 32.5116 | 26.3791 | 24.2328 | 22.262 | 17.5512 | 14.3098 | 10.3295 | 5.7958 | 0 | 0 | 0 | 0 | 0 | 0 | 0 | 0
Upper Boat 132 kV | Upper Boat Bsp | Bulk Supply Point | 33 | Falling Short | Headroom (MW) | 34.7169 | 34.5778 | 34.0546 | 28.7067 | 28.3968 | 26.568 | 26.0102 | 25.1973 | 23.8506 | 21.806 | 19.2505 | 16.5616 | 13.2659 | 11.0691 | 7.7082 | 4.4721 | 0
Upper Boat 132 kV | Upper Boat Bsp | Bulk Supply Point | 33 | Leading the Way | Headroom (MW) | 34.7169 | 33.9403 | 26.4081 | 24.1473 | 22.0552 | 19.3435 | 16.5093 | 11.7183 | 8.2691 | 3.9433 | 0 | 0 | 0 | 0 | 0 | 0 | 0
Upper Boat 132 kV | Upper Boat Bsp | Bulk Supply Point | 33 | System Transformation | Headroom (MW) | 34.7169 | 34.2499 | 28.6696 | 26.4569 | 25.5567 | 24.3228 | 22.8536 | 20.7464 | 17.8013 | 14.0618 | 9.934 | 5.9063 | 1.2887 | 0 | 0 | 0 | 0
Upper Boat 132 kV | Upper Boat Primary | Primary Substation | 11 | Best View | Headroom (MW) | 31.8551 | 31.5171 | 31.2596 | 30.7431 | 30.3637 | 29.3796 | 28.8161 | 28.1206 | 27.3459 | 26.4392 | 25.4101 | 24.3266 | 23.1538 | 22.2622 | 18.9835 | 15.019 | 9.6204
Upper Boat 132 kV | Upper Boat Primary | Primary Substation | 11 | Consumer Transformation | Headroom (MW) | 31.8551 | 31.5136 | 31.2601 | 30.7873 | 30.4179 | 29.4278 | 28.8031 | 27.9754 | 27.0269 | 25.8996 | 24.6632 | 23.324 | 21.8968 | 20.7277 | 14.6181 | 7.9299 | 2.1828
Upper Boat 132 kV | Upper Boat Primary | Primary Substation | 11 | Falling Short | Headroom (MW) | 31.8551 | 31.8545 | 31.516 | 31.4364 | 31.3418 | 31.2331 | 31.1036 | 30.9437 | 30.7336 | 30.447 | 29.6089 | 29.3063 | 28.8064 | 28.4284 | 27.8336 | 27.0604 | 25.777
Upper Boat 132 kV | Upper Boat Primary | Primary Substation | 11 | Leading the Way | Headroom (MW) | 31.8551 | 31.5174 | 31.2653 | 30.7667 | 30.3881 | 29.3845 | 28.7797 | 28.0908 | 27.291 | 26.4365 | 25.3679 | 24.1294 | 22.6937 | 19.9532 | 14.3378 | 7.6702 | 2.2429
Upper Boat 132 kV | Upper Boat Primary | Primary Substation | 11 | System Transformation | Headroom (MW) | 31.8551 | 31.5878 | 31.4571 | 31.2725 | 31.0517 | 30.78 | 30.5013 | 29.6108 | 29.2438 | 28.5564 | 27.7545 | 26.9641 | 26.0575 | 25.4535 | 22.4473 | 19.3647 | 15.4268
Rassau 132 kV | Usk | Primary Substation | 11 | Best View | Headroom (MW) | 2.5411 | 2.4734 | 2.3695 | 2.1764 | 1.9357 | 1.6054 | 1.2375 | 0.76905 | 0 | 0 | 0 | 0 | 0 | 0 | 0 | 0 | 0
Rassau 132 kV | Usk | Primary Substation | 11 | Consumer Transformation | Headroom (MW) | 2.5411 | 2.4732 | 2.3691 | 2.1701 | 2.0192 | 1.4607 | 0.83199 | 0.13159 | 0 | 0 | 0 | 0 | 0 | 0 | 0 | 0 | 0
Rassau 132 kV | Usk | Primary Substation | 11 | Falling Short | Headroom (MW) | 2.5411 | 2.5161 | 2.4794 | 2.4447 | 2.4216 | 2.3537 | 2.2647 | 2.114 | 1.8494 | 1.42 | 0.86556 | 0.27587 | 0 | 0 | 0 | 0 | 0
Rassau 132 kV | Usk | Primary Substation | 11 | Leading the Way | Headroom (MW) | 2.5411 | 2.4738 | 2.3704 | 2.1653 | 1.8224 | 1.2826 | 0.73593 | 0.28419 | 0 | 0 | 0 | 0 | 0 | 0 | 0 | 0 | 0
Rassau 132 kV | Usk | Primary Substation | 11 | System Transformation | Headroom (MW) | 2.5411 | 2.5 | 2.4417 | 2.3595 | 2.2181 | 1.9761 | 1.6942 | 1.3065 | 0.61425 | 0 | 0 | 0 | 0 | 0 | 0 | 0 | 0
Swansea North 132 kV | Victoria Road | Primary Substation | 11 | Best View | Headroom (MW) | 0 | 0 | 0 | 0 | 0 | 0 | 0 | 0 | 0 | 0 | 0 | 0 | 0 | 0 | 0 | 0 | 0
Swansea North 132 kV | Victoria Road | Primary Substation | 11 | Consumer Transformation | Headroom (MW) | 0 | 0 | 0 | 0 | 0 | 0 | 0 | 0 | 0 | 0 | 0 | 0 | 0 | 0 | 0 | 0 | 0
Swansea North 132 kV | Victoria Road | Primary Substation | 11 | Falling Short | Headroom (MW) | 0 | 0 | 0 | 0 | 0 | 0 | 0 | 0 | 0 | 0 | 0 | 0 | 0 | 0 | 0 | 0 | 0
Swansea North 132 kV | Victoria Road | Primary Substation | 11 | Leading the Way | Headroom (MW) | 0 | 0 | 0 | 0 | 0 | 0 | 0 | 0 | 0 | 0 | 0 | 0 | 0 | 0 | 0 | 0 | 0
Swansea North 132 kV | Victoria Road | Primary Substation | 11 | System Transformation | Headroom (MW) | 0 | 0 | 0 | 0 | 0 | 0 | 0 | 0 | 0 | 0 | 0 | 0 | 0 | 0 | 0 | 0 | 0
Pyle 132 kV | Waterton Industrial Primary | Primary Substation | 11 | Best View | Headroom (MW) | 30.0446 | 27.9002 | 27.6962 | 27.3142 | 26.9444 | 26.569 | 26.4594 | 26.2986 | 26.0627 | 25.6026 | 24.9051 | 24.1963 | 23.3805 | 22.8475 | 20.3492 | 16.4387 | 12.0663
Pyle 132 kV | Waterton Industrial Primary | Primary Substation | 11 | Consumer Transformation | Headroom (MW) | 30.0446 | 27.8837 | 27.5986 | 27.0454 | 26.5316 | 25.6596 | 24.9668 | 24.1411 | 23.342 | 22.1834 | 20.8742 | 19.4483 | 17.6901 | 16.3141 | 9.8256 | 0.45807 | 0
Pyle 132 kV | Waterton Industrial Primary | Primary Substation | 11 | Falling Short | Headroom (MW) | 30.0446 | 27.9797 | 27.8726 | 27.7534 | 27.6237 | 27.4744 | 27.4939 | 27.4252 | 27.3165 | 27.035 | 26.6101 | 26.1724 | 25.6049 | 25.3432 | 24.7014 | 22.8755 | 21.0285
Pyle 132 kV | Waterton Industrial Primary | Primary Substation | 11 | Leading the Way | Headroom (MW) | 30.0446 | 27.877 | 27.5975 | 27.032 | 26.454 | 25.6502 | 25.1288 | 24.6022 | 23.8866 | 23.1772 | 22.1146 | 20.8654 | 19.3817 | 18.1397 | 7.3781 | 0 | 0
Pyle 132 kV | Waterton Industrial Primary | Primary Substation | 11 | System Transformation | Headroom (MW) | 30.0446 | 27.9574 | 27.7969 | 27.5586 | 27.2865 | 26.9696 | 26.8606 | 26.625 | 26.34 | 25.7673 | 25.0698 | 24.3622 | 23.3197 | 22.708 | 19.3854 | 13.8168 | 10.025
Upper Boat 132 kV | Wattstown | Primary Substation | 11 | Best View | Headroom (MW) | 8.9712 | 8.8964 | 7.1056 | 6.9046 | 6.6988 | 6.4232 | 5.6508 | 4.4686 | 3.0875 | 1.6444 | 0 | 0 | 0 | 0 | 0 | 0 | 0
Upper Boat 132 kV | Wattstown | Primary Substation | 11 | Consumer Transformation | Headroom (MW) | 8.9712 | 7.1919 | 7.108 | 6.9241 | 6.7464 | 6.4671 | 5.8628 | 4.5012 | 3.0003 | 0 | 0 | 0 | 0 | 0 | 0 | 0 | 0
Upper Boat 132 kV | Wattstown | Primary Substation | 11 | Falling Short | Headroom (MW) | 8.9712 | 8.9396 | 8.9129 | 8.8857 | 8.8529 | 7.1163 | 7.0673 | 6.9937 | 6.8704 | 6.6857 | 6.4543 | 6.2114 | 5.5326 | 4.8774 | 3.7732 | 2.7551 | 0
Upper Boat 132 kV | Wattstown | Primary Substation | 11 | Leading the Way | Headroom (MW) | 8.9712 | 8.8969 | 7.1084 | 6.9158 | 6.7289 | 6.4712 | 5.938 | 4.8872 | 3.6782 | 2.4745 | 0 | 0 | 0 | 0 | 0 | 0 | 0
Upper Boat 132 kV | Wattstown | Primary Substation | 11 | System Transformation | Headroom (MW) | 8.9712 | 8.927 | 8.8818 | 7.1135 | 7.0323 | 6.9215 | 6.7933 | 6.6091 | 6.3552 | 5.5968 | 4.4283 | 3.287 | 1.5002 | 0 | 0 | 0 | 0
Swansea North 132 kV | Wern | Primary Substation | 11 | Best View | Headroom (MW) | 20.3009 | 20.257 | 20.179 | 20.0596 | 19.9683 | 19.7461 | 19.4881 | 19.1776 | 18.803 | 18.3667 | 17.7841 | 17.3532 | 16.7963 | 13.7883 | 2.0409 | 0 | 0
Swansea North 132 kV | Wern | Primary Substation | 11 | Consumer Transformation | Headroom (MW) | 20.3009 | 20.2336 | 20.1227 | 19.9276 | 19.7787 | 19.5112 | 19.2134 | 18.8575 | 18.4492 | 18.0031 | 17.4521 | 16.8758 | 12.6167 | 9.0992 | 0 | 0 | 0
Swansea North 132 kV | Wern | Primary Substation | 11 | Falling Short | Headroom (MW) | 20.3009 | 20.2723 | 20.2305 | 20.1893 | 20.1649 | 20.1078 | 20.0417 | 19.9518 | 19.8165 | 19.6203 | 19.3761 | 19.122 | 18.8137 | 18.6062 | 18.2505 | 17.7893 | 17.5699
Swansea North 132 kV | Wern | Primary Substation | 11 | Leading the Way | Headroom (MW) | 20.3009 | 20.2326 | 20.1216 | 19.9174 | 19.7616 | 19.5105 | 19.2545 | 19.0053 | 18.7246 | 18.4146 | 18.025 | 17.5215 | 16.4653 | 12.6051 | 0 | 0 | 0
Swansea North 132 kV | Wern | Primary Substation | 11 | System Transformation | Headroom (MW) | 20.3009 | 20.2601 | 20.1915 | 20.1071 | 20.0458 | 19.9266 | 19.7879 | 19.5936 | 19.3237 | 18.996 | 18.6321 | 18.2828 | 17.7865 | 17.6101 | 16.3376 | 7.0658 | 0
Swansea North 132 kV | West Cross | Primary Substation | 11 | Best View | Headroom (MW) | 12.8087 | 12.7032 | 12.5965 | 12.3512 | 12.1108 | 11.8313 | 11.55 | 11.2608 | 10.9629 | 10.703 | 10.4546 | 10.2121 | 9.9969 | 9.7842 | 8.7745 | 7.3032 | 4.6729
Swansea North 132 kV | West Cross | Primary Substation | 11 | Consumer Transformation | Headroom (MW) | 12.8087 | 12.6404 | 12.4437 | 12.0206 | 11.6538 | 11.2724 | 10.9017 | 10.5115 | 10.1538 | 9.8208 | 9.5168 | 9.1649 | 8.8728 | 8.5691 | 6.4845 | 3.765 | 0.51301
Swansea North 132 kV | West Cross | Primary Substation | 11 | Falling Short | Headroom (MW) | 12.8087 | 12.7375 | 12.6896 | 12.6386 | 12.5795 | 12.5126 | 12.444 | 12.3796 | 12.3105 | 12.2485 | 12.1988 | 12.1605 | 12.139 | 12.1305 | 12.282 | 12.3149 | 11.9341
Swansea North 132 kV | West Cross | Primary Substation | 11 | Leading the Way | Headroom (MW) | 12.8087 | 12.6367 | 12.4395 | 11.9881 | 11.6016 | 11.1894 | 10.788 | 10.3969 | 10.0147 | 9.6572 | 9.3297 | 9.0109 | 8.6997 | 8.3707 | 6.0858 | 3.065 | 0
Swansea North 132 kV | West Cross | Primary Substation | 11 | System Transformation | Headroom (MW) | 12.8087 | 12.7029 | 12.6085 | 12.4513 | 12.2758 | 12.0735 | 11.8767 | 11.6793 | 11.494 | 11.326 | 11.1831 | 11.0596 | 10.9584 | 10.8791 | 10.2188 | 9.146 | 7.532
Swansea North 132 kV | Westfa | Primary Substation | 11 | Best View | Headroom (MW) | 10.0644 | 10.0141 | 9.9361 | 9.7276 | 9.5157 | 9.1465 | 8.697 | 8.1512 | 7.3657 | 6.4102 | 5.367 | 3.693 | 0 | 0 | 0 | 0 | 0
Swansea North 132 kV | Westfa | Primary Substation | 11 | Consumer Transformation | Headroom (MW) | 10.0644 | 10.0159 | 9.9417 | 9.7469 | 9.5658 | 9.2223 | 8.8067 | 8.2902 | 7.5527 | 6.658 | 5.6775 | 4.656 | 0 | 0 | 0 | 0 | 0
Swansea North 132 kV | Westfa | Primary Substation | 11 | Falling Short | Headroom (MW) | 10.0644 | 10.0532 | 10.0357 | 10.0122 | 9.9914 | 9.952 | 9.8819 | 9.7778 | 9.5827 | 9.2764 | 8.89 | 8.4807 | 7.978 | 7.6153 | 6.9319 | 6.0417 | 4.6263
Swansea North 132 kV | Westfa | Primary Substation | 11 | Leading the Way | Headroom (MW) | 10.0644 | 10.0189 | 9.9448 | 9.7428 | 9.55 | 9.2498 | 8.9063 | 8.5637 | 8.0918 | 7.5249 | 6.7855 | 5.8918 | 4.7972 | 0 | 0 | 0 | 0
Swansea North 132 kV | Westfa | Primary Substation | 11 | System Transformation | Headroom (MW) | 10.0644 | 10.0462 | 10.019 | 9.95 | 9.8733 | 9.7439 | 9.5641 | 9.2916 | 8.8027 | 8.1754 | 7.4694 | 6.7783 | 5.9607 | 5.3815 | 0 | 0 | 0
Swansea North 132 kV | Whitland | Primary Substation | 11 | Best View | Headroom (MW) | 4.1537 | 4.0216 | 3.8273 | 3.4404 | 3.0553 | 1.8051 | 0.20019 | 0 | 0 | 0 | 0 | 0 | 0 | 0 | 0 | 0 | 0
Swansea North 132 kV | Whitland | Primary Substation | 11 | Consumer Transformation | Headroom (MW) | 4.1537 | 4.0239 | 3.831 | 3.46 | 3.1094 | 1.82 | 0.15043 | 0 | 0 | 0 | 0 | 0 | 0 | 0 | 0 | 0 | 0
Swansea North 132 kV | Whitland | Primary Substation | 11 | Falling Short | Headroom (MW) | 4.1537 | 4.0964 | 4.0293 | 3.9527 | 3.8787 | 3.7304 | 3.4939 | 2.9965 | 2.036 | 0.407 | 0 | 0 | 0 | 0 | 0 | 0 | 0
Swansea North 132 kV | Whitland | Primary Substation | 11 | Leading the Way | Headroom (MW) | 4.1537 | 4.0285 | 3.846 | 3.4718 | 3.1086 | 2.1163 | 0.99214 | 0 | 0 | 0 | 0 | 0 | 0 | 0 | 0 | 0 | 0
Swansea North 132 kV | Whitland | Primary Substation | 11 | System Transformation | Headroom (MW) | 4.1537 | 4.0767 | 3.9754 | 3.825 | 3.658 | 3.311 | 2.749 | 1.5374 | 0 | 0 | 0 | 0 | 0 | 0 | 0 | 0 | 0
Cardiff East & Aberthaw 132 kV | Wood Street | Primary Substation | 11 | Best View | Headroom (MW) | 37.1728 | 37.1062 | 36.9791 | 36.7436 | 36.5055 | 36.2392 | 35.9643 | 35.7743 | 35.5078 | 35.2409 | 34.9888 | 34.7419 | 34.5046 | 34.269 | 33.21 | 31.9703 | 30.7424
Cardiff East & Aberthaw 132 kV | Wood Street | Primary Substation | 11 | Consumer Transformation | Headroom (MW) | 37.1728 | 37.0881 | 36.9309 | 36.6493 | 36.3793 | 36.0796 | 35.7805 | 35.5629 | 35.2806 | 34.98 | 34.6959 | 34.3951 | 34.1138 | 33.8294 | 32.4092 | 30.897 | 10.1096
Cardiff East & Aberthaw 132 kV | Wood Street | Primary Substation | 11 | Falling Short | Headroom (MW) | 37.1728 | 37.1178 | 37.0379 | 36.9539 | 36.8597 | 36.749 | 36.6397 | 36.5773 | 36.4718 | 36.3696 | 36.2735 | 36.1798 | 36.0889 | 36.0052 | 35.6649 | 35.2737 | 34.8027
Cardiff East & Aberthaw 132 kV | Wood Street | Primary Substation | 11 | Leading the Way | Headroom (MW) | 37.1728 | 37.0864 | 36.9339 | 36.6482 | 36.3614 | 36.0405 | 35.7067 | 35.4721 | 35.1623 | 34.858 | 34.5815 | 34.3109 | 34.0517 | 33.79 | 32.3232 | 30.8559 | 0
Cardiff East & Aberthaw 132 kV | Wood Street | Primary Substation | 11 | System Transformation | Headroom (MW) | 37.1728 | 37.1085 | 37.0072 | 36.8708 | 36.7142 | 36.5278 | 36.335 | 36.2287 | 36.0482 | 35.8577 | 35.6834 | 35.5165 | 35.3546 | 35.2012 | 34.3859 | 33.4813 | 32.5295
Swansea North 132 kV | Ynys Street | Primary Substation | 11 | Best View | Headroom (MW) | 0 | 0 | 0 | 0 | 0 | 0 | 0 | 0 | 0 | 0 | 0 | 0 | 0 | 0 | 0 | 0 | 0
Swansea North 132 kV | Ynys Street | Primary Substation | 11 | Consumer Transformation | Headroom (MW) | 0 | 0 | 0 | 0 | 0 | 0 | 0 | 0 | 0 | 0 | 0 | 0 | 0 | 0 | 0 | 0 | 0
Swansea North 132 kV | Ynys Street | Primary Substation | 11 | Falling Short | Headroom (MW) | 0 | 0 | 0 | 0 | 0 | 0 | 0 | 0 | 0 | 0 | 0 | 0 | 0 | 0 | 0 | 0 | 0
Swansea North 132 kV | Ynys Street | Primary Substation | 11 | Leading the Way | Headroom (MW) | 0 | 0 | 0 | 0 | 0 | 0 | 0 | 0 | 0 | 0 | 0 | 0 | 0 | 0 | 0 | 0 | 0
Swansea North 132 kV | Ynys Street | Primary Substation | 11 | System Transformation | Headroom (MW) | 0 | 0 | 0 | 0 | 0 | 0 | 0 | 0 | 0 | 0 | 0 | 0 | 0 | 0 | 0 | 0 | 0
Swansea North 132 kV | Ynysfeio | Primary Substation | 11 | Best View | Headroom (MW) | 12.9624 | 12.9186 | 12.7301 | 9.7082 | 9.0958 | 8.6113 | 8.3334 | 8.3445 | 0 | 0 | 0 | 0 | 0 | 0 | 0 | 0 | 0
Swansea North 132 kV | Ynysfeio | Primary Substation | 11 | Consumer Transformation | Headroom (MW) | 12.9624 | 12.9131 | 12.7263 | 10.0456 | 9.6801 | 9.2548 | 5.5196 | 4.7849 | 4.1767 | 1.5587 | 0 | 0 | 0 | 0 | 0 | 0 | 0
Swansea North 132 kV | Ynysfeio | Primary Substation | 11 | Falling Short | Headroom (MW) | 12.9624 | 12.9746 | 12.9165 | 12.8505 | 12.7847 | 12.7251 | 12.6434 | 10.8423 | 11.3395 | 12.1961 | 12.1417 | 11.5545 | 9.1597 | 7.4813 | 4.2149 | 0.68975 | 0
Swansea North 132 kV | Ynysfeio | Primary Substation | 11 | Leading the Way | Headroom (MW) | 12.9624 | 12.9209 | 12.7373 | 10.0585 | 9.6457 | 9.1735 | 8.7903 | 8.4453 | 0.01872 | 0 | 0 | 0 | 0 | 0 | 0 | 0 | 0
Swansea North 132 kV | Ynysfeio | Primary Substation | 11 | System Transformation | Headroom (MW) | 12.9624 | 12.9693 | 12.8796 | 12.7316 | 10.2551 | 10.1146 | 10.2023 | 10.5459 | 11.4868 | 6.1463 | 5.7868 | 2.9223 | 0 | 0 | 0 | 0 | 0